USMS100-0530 | 44.05 | 48H-9 | Hollaender 48h-9 Rectangular Base Flange | <strong data-mce-fragment="1">Hollaender, Rectangular Base Flange for 2" Pipe, 8 X 6â€ Base, (4) 9/16" holes, 48H-9</strong>
USMS100-0531 | 2.77 | C1180EC-1-G | Prosolar C1180EC-1-G Clear End Clamp, 30mm | <strong data-mce-fragment="1">ProSolar, End Clamp, 1.18â€ (30mm), Includes (1) non-bonding Channel Nut and hardware, Clear, Qty. 1, C1180EC-1-G</strong>
USMS100-0377 | 183.31 | 404004 | UniRac GFT 404004 126" (11') Ground Fixed Tilt C-PILE | <table width="100%" data-mce-fragment="1"><tbody data-mce-fragment="1"><tr data-mce-fragment="1"><td style="width: 955.59px;" data-mce-fragment="1" data-mce-style="width: 955.59px;"><strong>UniRac GFT 404004 126" (11') Ground Fixed Tilt C-PILE</strong></td></tr><tr data-mce-fragment="1"><td style="width: 955.59px;" data-mce-fragment="1" data-mce-style="width: 955.59px;"><p data-mce-fragment="1"><span>GROUND FIXED TILT (GFT) is a regular, lightweight ground mount system that is in stock and ready to ship from North America's largest ground-mount distribution network. From licensing to installation, including region-specific engineering, UNIRAC's unmatched commercial project support makes construction easy. GFT's improved approach, which involves a modern shared rail design, increases system, and labor performance. Plus, with SOLARMOUNT Mounting Technology and UNIRAC's industry-leading 25-year warranty, you can rest easy.</span></p><p><strong>SPECIFICATIONS</strong><br></p><table width="100%"><tbody><tr><td style="width: 48.2638%;" data-mce-style="width: 48.2638%;"><span>Model</span></td><td style="width: 47.7362%;" data-mce-style="width: 47.7362%;">404004</td></tr><tr><td style="width: 48.2638%;" data-mce-style="width: 48.2638%;"><span>Series</span></td><td style="width: 47.7362%;" data-mce-style="width: 47.7362%;"><span>GFT - Ground Fixed Tilt</span></td></tr><tr><td style="width: 48.2638%;" data-mce-style="width: 48.2638%;"><span>Manufacturer</span></td><td style="width: 47.7362%;" data-mce-style="width: 47.7362%;">Unirac<br></td></tr></tbody></table></td></tr></tbody></table><p><br><strong>GENERAL SPECIFICATIONS</strong><br></p><table width="100%"><tbody><tr><td style="width: 49.0244%;" data-mce-style="width: 49.0244%;"><span>Manufacturer</span></td><td style="width: 47.9756%;" data-mce-style="width: 47.9756%;"><span data-mce-fragment="1">Unirac</span></td></tr><tr><td style="width: 49.0244%;" data-mce-style="width: 49.0244%;"><span>Shipping Method</span></td><td style="width: 47.9756%;" data-mce-style="width: 47.9756%;"><span>Freight</span></td></tr><tr><td style="width: 49.0244%;" data-mce-style="width: 49.0244%;"><span>Finish</span></td><td style="width: 47.9756%;" data-mce-style="width: 47.9756%;">Mill</td></tr><tr><td style="width: 49.0244%;" data-mce-style="width: 49.0244%;"><span>Length</span></td><td style="width: 47.9756%;" data-mce-style="width: 47.9756%;"><span>12.5' (150")</span></td></tr></tbody></table><p><strong>Warranty</strong><br data-mce-fragment="1"></p><ul><li>Manufacturer 12 Years Warranty</li></ul><p>* Refer to warranty document for terms and conditions<br data-mce-fragment="1"><strong>Documentation</strong></p><table width="100%"><tbody><tr><td style="width: 24%;" data-mce-style="width: 24%;"><a href="https://s3.amazonaws.com/ecodirect_docs/UNIRAC/Unirac-GFT-Ground-Fixed-Tilt/Unirac-GFT-SalesBrochure-8.pdf"><span style="color: #2b00ff;" data-mce-style="color: #2b00ff;">Data Sheet</span></a></td></tr></tbody></table><p><br><strong>Detailed Information</strong></p><p>Mill finish rails are rails as they come straight off the mill. They are silver in color. They do not have the protective coating of an anodized rail, so they are not suitable for use in corrosive environments, such as near the ocean. However, in the right environment mill finish rails can save on material costs.</p><p><strong>High Reliability</strong></p><p><span>The best solution is available in fixed tilt options of 20 degrees or 30 degreesOur Commercial team is ready to support the partnership and help make your project a success.Â </span></p>
USMS100-0664 | 3.38 | FV-GCP-01-B1 | Ironridge Flashvue FV-GCP-01-B1 GRIPCAP+, Taller than Standard GripCap | <table width="100%" data-mce-fragment="1"><tbody data-mce-fragment="1"><tr data-mce-fragment="1"><td style="width: 955.59px;" data-mce-style="width: 955.59px;" data-mce-fragment="1"><strong>Ironridge Flashvue FV-GCP-01-B1 GRIPCAP+, Taller than Standard GripCap</strong></td></tr><tr data-mce-fragment="1"><td style="width: 955.59px;" data-mce-style="width: 955.59px;" data-mce-fragment="1"><p>IronRidge set out to design a flashing that checked all the boxes: fully waterproof, fast and easy to install correctly, economical, and strong enough to handle every environmental condition. FlashVue does it all.</p><p>The optimized flashing design features a large viewport (0.75" diameter), for easy alignment with the pilot hole. The GripCap sits snugly in place, so the lag can be driven single-handedly.</p><p><strong>SPECIFICATIONS</strong><br></p><table width="100%"><tbody><tr><td style="width: 48.2638%;" data-mce-style="width: 48.2638%;"><span>Model</span></td><td style="width: 47.7362%;" data-mce-style="width: 47.7362%;">FV-GCP-01-B1</td></tr><tr><td style="width: 48.2638%;" data-mce-style="width: 48.2638%;"><span>Series</span></td><td style="width: 47.7362%;" data-mce-style="width: 47.7362%;"><span>FlashVue</span></td></tr><tr><td style="width: 48.2638%;" data-mce-style="width: 48.2638%;"><span>Manufacturer</span></td><td style="width: 47.7362%;" data-mce-style="width: 47.7362%;">Ironridge<br></td></tr></tbody></table></td></tr></tbody></table><p><br><strong>GENERAL SPECIFICATIONS</strong><br></p><table width="100%"><tbody><tr><td style="width: 49.0244%;" data-mce-style="width: 49.0244%;"><span>Type</span></td><td style="width: 47.9756%;" data-mce-style="width: 47.9756%;">L-Foot</td></tr><tr><td style="width: 49.0244%;" data-mce-style="width: 49.0244%;"><span>Color</span></td><td style="width: 47.9756%;" data-mce-style="width: 47.9756%;">Black</td></tr><tr><td style="width: 49.0244%;" data-mce-style="width: 49.0244%;"><span>Material</span></td><td style="width: 47.9756%;" data-mce-style="width: 47.9756%;"><span>Stainless Steel</span></td></tr><tr><td style="width: 49.0244%;" data-mce-style="width: 49.0244%;"><span>Application</span></td><td style="width: 47.9756%;" data-mce-style="width: 47.9756%;"><span>Residential</span></td></tr></tbody></table><p><strong>Warranty</strong><br data-mce-fragment="1"></p><ul><li>Manufacturer 12 Years Warranty</li></ul><p>* Refer to warranty document for terms and conditions<br data-mce-fragment="1"><strong>Documentation</strong></p><table width="100%"><tbody><tr><td style="width: 24%;" data-mce-style="width: 24%;"><a href="https://s3.amazonaws.com/ecodirect_docs/IRONRIDGE/FlashVue/IronRidge-FlashVue-Tech-Brief.pdf"><span style="color: #2b00ff;" data-mce-style="color: #2b00ff;">Data Sheet</span></a></td></tr></tbody></table><p><br><strong>Detailed Information</strong></p><p>IronRidge set out to design a flashing that checked all the boxes: fully waterproof, fast and easy to install correctly, economical, and strong enough to handle every environmental condition. FlashVue does it all.</p><p>The optimized flashing design features a large viewport (0.75" diameter), for easy alignment with the pilot hole. The GripCap sits snugly in place, so the lag can be driven single-handedly.</p><p><strong>High Reliability</strong></p><p>Raised viewport platform diverts water and supports GripCap</p><p>Unlike L-Feet, it stays in place so only one hand is needed to fasten.</p>
USMS100-0532 | 4.01 | ES10810 | Ecolibrium ES10810 6" Wire Management Ecotray Base | <table width="100%" data-mce-fragment="1"><tbody data-mce-fragment="1"><tr data-mce-fragment="1"><td style="width: 955.59px;" data-mce-style="width: 955.59px;" data-mce-fragment="1"><strong>Ecolibrium ES10810 6" Wire Management Ecotray Base</strong></td></tr><tr data-mce-fragment="1"><td style="width: 955.59px;" data-mce-style="width: 955.59px;" data-mce-fragment="1"><p data-mce-fragment="1"><span>EcoTrayâ„¢ is a solar wire tray system that organizes, secures, and protects your PV wires and cables. ETL listed for use in PV arrays, EcoTray is a product of a collaborative effort between solar installers and electrical, structural, and polymer engineers.</span></p></td></tr></tbody></table><p><strong><br>SPECIFICATIONS</strong><br></p><table width="100%"><tbody><tr><td style="width: 48.2638%;"><span>Model</span></td><td style="width: 47.7362%;">ES10810</td></tr><tr><td style="width: 48.2638%;"><span>Series</span></td><td style="width: 47.7362%;"><span>-</span></td></tr><tr><td style="width: 48.2638%;"><span>Manufacturer</span></td><td style="width: 47.7362%;">Ecolibrium</td></tr></tbody></table><p><br><strong>GENERAL SPECIFICATIONS</strong><br></p><table width="100%"><tbody><tr><td style="width: 49.0244%;" data-mce-style="width: 49.0244%;"><span>Type</span></td><td style="width: 47.9756%;" data-mce-style="width: 47.9756%;"><span>Modular Base</span></td></tr><tr><td style="width: 49.0244%;" data-mce-style="width: 49.0244%;"><span>Application</span></td><td style="width: 47.9756%;" data-mce-style="width: 47.9756%;"><span>EcoFoot5D Racking System, Flat Roof</span></td></tr><tr><td style="width: 49.0244%;" data-mce-style="width: 49.0244%;"><span>Size</span></td><td style="width: 47.9756%;" data-mce-style="width: 47.9756%;"><span>7 x 16.7 in</span></td></tr><tr><td style="width: 49.0244%;" data-mce-style="width: 49.0244%;"><span>Product Type</span></td><td style="width: 47.9756%;" data-mce-style="width: 47.9756%;"><span>Base</span></td></tr></tbody></table><p><strong><br>Warranty</strong><br data-mce-fragment="1"></p><ul><li>Manufacturer 25 Years Warranty</li></ul><p>* Refer to warranty document for terms and conditions<br><br data-mce-fragment="1"><strong>Documentation<br><br></strong></p><table width="100%"><tbody><tr><td style="width: 24%;" data-mce-style="width: 24%;"><a href="https://ecolibriumsolar.com/downloads/support/ecofoot5d-install-guide.pdf"><span style="color: #2b00ff;" data-mce-style="color: #2b00ff;">Data Sheet</span></a></td></tr></tbody></table><p><br><strong>Detailed Information</strong></p><p><span>EcoTrayâ„¢ is a solar wire tray system that organizes, secures, and protects your PV wires and cables. ETL listed for use in PV arrays, EcoTray is a product of a collaborative effort between solar installers and electrical, structural, and polymer engineers.</span></p><p><span></span><strong>High Reliability</strong></p><p>Easy to install</p>
USMS100-0662 | 6.15 | QM-QBP-11.5-M1 | Quick Mount PV QM-QBP-11.5-M1 11.5" Mill Post | <table width="100%" data-mce-fragment="1"><tbody data-mce-fragment="1"><tr data-mce-fragment="1"><td style="width: 955.59px;" data-mce-fragment="1" data-mce-style="width: 955.59px;"><strong>QuickMount, Post, 1.25â€ OD X 11.5", Mill Finish, Qty. 1, QM-QBP-11.5-M1</strong></td></tr><tr data-mce-fragment="1"><td style="width: 955.59px;" data-mce-fragment="1" data-mce-style="width: 955.59px;"><p>Quick Mountâ€™s QBase Low Slope Mount takes the traditional base-and-post PV mount to its ultimate level. The cast-aluminum QBase reinforced foundation is the strongest you can buy for mechanically attaching commercial PV systems to TPO, PVC, EPDM, built-up asphalt, and virtually all other non-metal low slope. roofs.</p><p>SPECIFICATIONS</p><table width="100%"><tbody><tr><td style="width: 48.2638%;" data-mce-style="width: 48.2638%;">Model</td><td style="width: 47.7362%;" data-mce-style="width: 47.7362%;">Quick Mount QM-QBP-11.5-M1</td></tr><tr><td style="width: 48.2638%;" data-mce-style="width: 48.2638%;">Series</td><td style="width: 47.7362%;" data-mce-style="width: 47.7362%;">QBase Low Slope Mount</td></tr><tr><td style="width: 48.2638%;" data-mce-style="width: 48.2638%;">Manufacturer</td><td style="width: 47.7362%;" data-mce-style="width: 47.7362%;">Quick Mount<br></td></tr></tbody></table></td></tr></tbody></table><p><br><strong>GENERAL SPECIFICATION</strong><br></p><table width="100%"><tbody><tr></tr><tr><td style="width: 49.0244%;" data-mce-style="width: 49.0244%;"><span>Finish</span></td><td style="width: 47.9756%;" data-mce-style="width: 47.9756%;"><span>Mill</span></td></tr><tr><td style="width: 49.0244%;" data-mce-style="width: 49.0244%;"><span>Post</span></td><td style="width: 47.9756%;" data-mce-style="width: 47.9756%;"><strong>1.25â€ OD X 11.5"</strong></td></tr><tr><td style="width: 49.0244%;" data-mce-style="width: 49.0244%;"><span>Quantity</span></td><td style="width: 47.9756%;" data-mce-style="width: 47.9756%;"><span mce-data-marked="1">1</span></td></tr><tr><td style="width: 49.0244%;" data-mce-style="width: 49.0244%;"><span>Manufacturer</span></td><td style="width: 47.9756%;" data-mce-style="width: 47.9756%;"><span>Quick Mount PV / IronRidge</span></td></tr></tbody></table><p><strong>Warranty</strong><br data-mce-fragment="1"></p><ul><li>25 Year Standard Warranty.</li><li><span>estimated life of 50 years</span></li></ul><p>* Refer to warranty document for terms and conditions<br data-mce-fragment="1"><strong>Documentation</strong></p><table width="100%"><tbody><tr><td style="width: 24%;" data-mce-style="width: 24%;"><a href="https://cdn.myced.com/images/Products/ZZ0000/ZZ0847/00000/ZZ084700395_DS.pdf"><span style="color: #2b00ff;" data-mce-style="color: #2b00ff;">Data Sheet</span></a></td></tr></tbody></table><p><br><strong>Detailed Information</strong><br></p><p><span>The QBase Mount is a strong and versatile base-and-post mounting system with various post height options. The components are available separately and combined to build a custom solution that best suits your project. (Formerly sold as QMLSH and QMQDM kits or BTO)</span><br><br><span>The QBase Mount base is made of super-strong cast aluminum, with four gussets to support 8 post heights from 3.25 to 17.5"-for a wide variety of roof types and installations. QBase Mount's versatility and superior strength will provide decades-long confidence.</span></p><p><strong>High reliability</strong><br></p><p>Cell interconnections and diode placement use well-established industry practice and are field-proven to provide excellent reliability.</p><p>The base goes with any post height</p><p>Super-strong cast aluminum, with gussets</p>
USMS100-0533 | 2.57 | PA-GMC-40-46-RAD | DPW PA-GMC-40-46-RAD Clear Mid Clamp, 40-46mm, Mid AMP Clamp with RAD Turn Bolt | <table width="100%" data-mce-fragment="1"><tbody data-mce-fragment="1"><tr data-mce-fragment="1"><td style="width: 955.59px;" data-mce-style="width: 955.59px;" data-mce-fragment="1"><strong>DPW PA-GMC-40-46-RAD Clear Mid Clamp, 40-46mm, Mid AMP Clamp with RAD Turn Bolt</strong></td></tr><tr data-mce-fragment="1"><td style="width: 955.59px;" data-mce-style="width: 955.59px;" data-mce-fragment="1"><p>DPW, PowerRail P6/P8/14 Mid AMP Clamp with RAD Turn Bolt, 40-46mm, Clear, Qty. 1, PA-GMC-40-46-RAD</p><p><strong>SPECIFICATIONS</strong></p><table width="100%"><tbody><tr><td style="width: 48.2638%;" data-mce-style="width: 48.2638%;"><span>Model</span></td><td style="width: 47.7362%;" data-mce-style="width: 47.7362%;">DPW PA-GMC-40-46-RAD</td></tr><tr><td style="width: 48.2638%;" data-mce-style="width: 48.2638%;"><span>Series</span></td><td style="width: 47.7362%;" data-mce-style="width: 47.7362%;">-<br></td></tr><tr><td style="width: 48.2638%;" data-mce-style="width: 48.2638%;"><span>Manufacturer</span></td><td style="width: 47.7362%;" data-mce-style="width: 47.7362%;">-<br></td></tr></tbody></table></td></tr></tbody></table><p><br><strong>GENERAL SPECIFICATION</strong><br></p><table width="100%"><tbody><tr></tr><tr><td style="width: 49.0244%;" data-mce-style="width: 49.0244%;"><span>Type</span></td><td style="width: 47.9756%;" data-mce-style="width: 47.9756%;"><span>Clamp</span></td></tr><tr><td style="width: 49.0244%;" data-mce-style="width: 49.0244%;"><span>Color</span></td><td style="width: 47.9756%;" data-mce-style="width: 47.9756%;"><span>Silver</span></td></tr><tr><td style="width: 49.0244%;" data-mce-style="width: 49.0244%;"><span>Material</span></td><td style="width: 47.9756%;" data-mce-style="width: 47.9756%;"><span mce-data-marked="1">Alimunium</span></td></tr></tbody></table><p><strong>Warranty</strong><br data-mce-fragment="1"></p><ul><li>25 Year Standard Warranty.</li></ul><p>* Refer to warranty document for terms and conditions<br data-mce-fragment="1"><strong>Documentation</strong></p><table width="100%"><tbody><tr><td style="width: 24%;" data-mce-style="width: 24%;"><span style="color: #2b00ff;" data-mce-style="color: #2b00ff;">Data Sheet</span></td></tr></tbody></table><p><br><strong>Detailed Information</strong><br></p><p><span>The GMC-40-46-RAD module mid clamps are designed for frames with a diameter of 40-46mm and are made of Type 304 stainless steel for increased yield strength and durability. A professional appearance and higher module density are provided by the low profile design and slim 3/8" distance between modules. The AMP clamp features integrated grounding (which removes the need for a separate bonding washer) and DPW's proprietary Patented RADâ„¢ Lock-in-Place Bolts. A black finish is also available.</span></p><p><strong>High reliability</strong><br></p><p>Cell interconnections and diode placement use well-established industry practice and are field-proven to provide excellent reliability.</p><p>Lightweight and Simple</p><p>Â </p>
USMS100-0534 | 7.41 | A-UAS-1S-2 | Prosolar Groundtrac A-UAS-1S-2 2" CLEAR U-BOLT Assembly | <p data-mce-fragment="1"><strong data-mce-fragment="1">ProSolar, U-Bolt Assembly, 2â€, Qty. 1,Â A-UAS-1S-2â€</strong></p><ul data-mce-fragment="1"><li data-mce-fragment="1">Used in the proprietary GroundTracÂ® system (support rails are 2-1/2" or 3" RoofTracÂ®).</li><li data-mce-fragment="1">Built to suit 1-1/2" galvanized schedule 40 water pipe</li><li data-mce-fragment="1">Included is a ProSolar locking rail insert, which removes the need for regular retightening that competitor systems require.</li></ul>
USMS100-0363 | 0.31 | WRMCLPD1 | Unirac Nxt Horizon WRMCLPD1 Wire Management Clip | <p>Unirac brings more than two decades of experience to the table with the introduction of their NXT Horizon WRMCLPD1 Wire Management Clip. This product is a part of the NXT UMOUNT system, a series designed for the next level of Design, Simplicity, and Value. With features like integrated wire management and structural internal splicing, it's a product made to deliver robust performance and streamline installation.</p><p><strong>SPECIFICATIONS:</strong></p><ul><li><strong>Model:</strong> WRMCLPD1</li><li><strong>Series:</strong> Not Specified</li><li><strong>Manufacturer:</strong> Unirac</li></ul><p><strong>GENERAL SPECIFICATIONS:</strong></p><ul><li><strong>Manufacture No.:</strong> WRMCLPD1</li><li><strong>Weight:</strong> 0.5 lb</li><li><strong>Case Qty:</strong> 20</li><li><strong>Dimensions:</strong> 9 x 7 x 3 Inches</li></ul><p><strong>Warranty Information:</strong></p><ul><li>The product is backed by a Manufacturer 25 Years Warranty. For full warranty details, please refer to the warranty documentation.</li></ul><p><strong>Documentation:</strong></p><ul><li><a href="https://7534425.app.netsuite.com/core/media/media.nl?id=1267758&amp;c=7534425&amp;h=HLGg4MJf9S_CqmSDmdiwmRGNvTVgNrp2-eoyb2CdbcXs28nQ" target="_new">Data Sheet</a></li></ul><p><strong>Detailed Information:</strong></p><p>Unirac's WRMCLPD1 Wire Management Clip is designed to offer refined finishing touches with both sleek and functional accessories. Not only does it have an appealing aesthetic, but it is also engineered for high reliability.</p><p><strong>High Reliability:</strong> This wire management clip is designed for invisible, easy, integrated wire management with new open channel rail. Its structural internal splice ensures not only effective cable management but also ensures that the overall system is strong. The flexible, smart connections are developed around the new rail, making it a versatile option for various applications.</p><p>Built on a foundation of thoughtful design, rigorous engineering, world-class support, and a reliable supply chain, the WRMCLPD1 is more than just a wire management solution; it's a statement of quality and reliability.</p>
USMS100-0118 | 2.37 | QM-THDF-01-M1 | Ironridge Quickmount QM-THDF-01-M1 Mill Tile Hook Flashing | <table width="100%" data-mce-fragment="1"><tbody data-mce-fragment="1"><tr data-mce-fragment="1"><td style="width: 955.59px;" data-mce-fragment="1" data-mce-style="width: 955.59px;"><strong>Ironridge Quickmount QM-THDF-01-M1 Mill Tile Hook Flashing</strong></td></tr><tr data-mce-fragment="1"><td style="width: 955.59px;" data-mce-fragment="1" data-mce-style="width: 955.59px;"><p>IronRidge designs and manufactures structural hardware for residential and commercial solar systems. For nearly 20 years, we have worked closely with solar professionals across the globe to build products that are strong, simple and cost-effective.</p><p>For more than 15 years, IronRidge has worked closely with hundreds of installers and integrators on thousands of projects. Whether your needs involve two panels or 2 megawatts, IronRidge experienced staff will help minimize the total cost of installation with ease, efficiency and, above all, reliability.<br></p></td></tr></tbody></table><p><strong><br>SPECIFICATIONS</strong><br></p><table width="100%"><tbody><tr><td style="width: 48.2638%;"><span>Model</span></td><td style="width: 47.7362%;">QM-THDF-01-M1</td></tr><tr><td style="width: 48.2638%;"><span>Series</span></td><td style="width: 47.7362%;"><span>-</span></td></tr><tr><td style="width: 48.2638%;"><span>Manufacturer</span></td><td style="width: 47.7362%;">Ironridge</td></tr></tbody></table><p><br><strong>GENERAL SPECIFICATIONS</strong><br></p><table width="100%"><tbody><tr><td style="width: 49.0244%;" data-mce-style="width: 49.0244%;"><span>Type</span></td><td style="width: 47.9756%;" data-mce-style="width: 47.9756%;"><span>Seamless Flashing</span></td></tr><tr><td style="width: 49.0244%;" data-mce-style="width: 49.0244%;"><span>Material</span></td><td style="width: 47.9756%;" data-mce-style="width: 47.9756%;"><span>Aluminum</span></td></tr><tr><td style="width: 49.0244%;" data-mce-style="width: 49.0244%;"><span>Application</span></td><td style="width: 47.9756%;" data-mce-style="width: 47.9756%;"><span>Tile Hook Deck</span></td></tr><tr><td style="width: 49.0244%;" data-mce-style="width: 49.0244%;"><span mce-data-marked="1">Dimension</span></td><td style="width: 47.9756%;" data-mce-style="width: 47.9756%;"><span data-mce-fragment="1">9 x 14 x 1.5 in.</span><br></td></tr></tbody></table><p><strong>Warranty</strong><br data-mce-fragment="1"></p><ul><li>Manufacturer 25 Years Warranty</li></ul><p>* Refer to warranty document for terms and conditions<br data-mce-fragment="1"><strong>Documentation</strong></p><table width="100%"><tbody><tr><td style="width: 24%;" data-mce-style="width: 24%;"><a href="https://buy.wesco.com/static/catalog/products/images/PDF/40134099958.pdf"><span style="color: #2b00ff;" data-mce-style="color: #2b00ff;">Data Sheet</span></a></td></tr></tbody></table><p><br><strong>Detailed Information</strong></p><p>IronRidge offers sophisticated online tools that make it easy for customers to efficiently configure and procure roof and ground mounted systems for their specific projects. Integration and installation experts across the globe appreciate the quality, durability and value of IronRidge solar photovoltaic mounting solutions.</p><p>Many years of design experience has brought about a simplicity and precision to each individual component, and how they collectively streamline projects while delivering lasting, quality results. IronRidge customers appreciate that they can count on IronRidge products and people.</p><p><span></span><strong>High Reliability</strong></p><p><span>2) 5/16" x 4" Stainless Steel Lag Screws</span></p>
USMS100-0387 | 6.66 | ES10674 | Unirac Ecolibrium METALX ES10674 Standing Seam Clamp | <table width="100%" data-mce-fragment="1"><tbody data-mce-fragment="1"><tr data-mce-fragment="1"><td style="width: 955.59px;" data-mce-fragment="1" data-mce-style="width: 955.59px;"><strong>Unirac Ecolibrium METALX ES10674 Standing Seam Clamp</strong></td></tr><tr data-mce-fragment="1"><td style="width: 955.59px;" data-mce-fragment="1" data-mce-style="width: 955.59px;"><p data-mce-fragment="1"><span>The entire MetalX Racking System consists of small components that are easy to ship, transport, load onto the roof and install. No rails are needed. Components fit every module thickness, so any module can be installed on every metal roof. Installer-focused design delivers fast, simple installation at the lowest cost per watt for industrial, commercial and residential metal rooftops.</span></p></td></tr></tbody></table><p><strong><br>SPECIFICATIONS</strong><br></p><table width="100%"><tbody><tr><td style="width: 48.2638%;"><span>Model</span></td><td style="width: 47.7362%;">METALX ES10674</td></tr><tr><td style="width: 48.2638%;"><span>Series</span></td><td style="width: 47.7362%;">-<br></td></tr><tr><td style="width: 48.2638%;"><span>Manufacturer</span></td><td style="width: 47.7362%;">Unirac</td></tr></tbody></table><p><strong><br>GENERAL SPECIFICATIONS</strong><br></p><table width="100%"><tbody><tr><td style="width: 49.0244%;" data-mce-style="width: 49.0244%;"><span>Type</span></td><td style="width: 47.9756%;" data-mce-style="width: 47.9756%;"><span>Standing Seam Metal Clamp</span></td></tr><tr><td style="width: 49.0244%;" data-mce-style="width: 49.0244%;"><span>Application</span></td><td style="width: 47.9756%;" data-mce-style="width: 47.9756%;"><span>Metal</span></td></tr><tr><td style="width: 49.0244%;" data-mce-style="width: 49.0244%;"><span>Material</span></td><td style="width: 47.9756%;" data-mce-style="width: 47.9756%;"><span>Aluminum</span></td></tr><tr><td style="width: 49.0244%;" data-mce-style="width: 49.0244%;"><span>Finish</span></td><td style="width: 47.9756%;" data-mce-style="width: 47.9756%;"><span data-mce-fragment="1">Mill</span><br></td></tr><tr><td style="width: 49.0244%;" data-mce-style="width: 49.0244%;"><span>Product Type</span></td><td style="width: 47.9756%;" data-mce-style="width: 47.9756%;"><span data-mce-fragment="1">Clamp</span><br></td></tr></tbody></table><p><strong>Warranty</strong><br data-mce-fragment="1"></p><ul><li>Manufacturer 25 Years Warranty</li></ul><p>* Refer to warranty document for terms and conditions<br data-mce-fragment="1"><strong>Documentation</strong></p><table width="100%"><tbody><tr><td style="width: 24%;" data-mce-style="width: 24%;"><span style="color: #2b00ff;" data-mce-style="color: #2b00ff;">Data Sheet</span></td></tr></tbody></table><p><br><strong>Detailed Information</strong></p><p>Unirac has always been known for high-quality solar attachments. Now expanding that portfolio onto metal roofs, Lynxâ„¢ is a robust, non-penetrating clamp for attaching solar.</p><p>Designed for use with the QuickMount L-Foot and IronRidge Rails, it offers a complete system on many standing seam roof profiles.</p><p><span></span><strong>High Reliability</strong></p><p>Speed up installation and reduce service call backs</p>
USMS100-0535 | 6.25 | S-5-NH 1.5 Mini | S-5! S-5-NH 1.5 Mini Metal Roof Clamp | <table width="100%" data-mce-fragment="1"><tbody data-mce-fragment="1"><tr data-mce-fragment="1"><td style="width: 955.59px;" data-mce-fragment="1" data-mce-style="width: 955.59px;"><strong>S-5! S-5-NH 1.5 Mini Metal Roof Clamp</strong></td></tr><tr data-mce-fragment="1"><td style="width: 955.59px;" data-mce-fragment="1" data-mce-style="width: 955.59px;"><p><span>The innovative insert is a â€œhingeâ€ design and features a toe to engage the female portion of the panel. It forms to the shape of the seam, preventing damage at the point of attachment, while offering you optimal holding strength. The hinge insert is also reversible to allow for proper fit on both wide and medium-width profiles.</span></p><p><span>For ease of installation, the T-30 Torx setscrews are angled upward to facilitate tool insertion. The hinged insert is also staked at one end to facilitate installation</span></p></td></tr></tbody></table><p><strong><br>SPECIFICATIONS</strong></p><table width="100%"><tbody><tr><td style="width: 48.2638%;"><span>Model</span></td><td style="width: 47.7362%;">S-5-NH</td></tr><tr><td style="width: 48.2638%;"><span>Series</span></td><td style="width: 47.7362%;">-<br></td></tr><tr><td style="width: 48.2638%;"><span>Manufacturer</span></td><td style="width: 47.7362%;">S-5</td></tr></tbody></table><p><br><strong><br>GENERAL SPECIFICATION</strong><br></p><table width="100%"><tbody><tr></tr><tr><td style="width: 49.0244%;" data-mce-style="width: 49.0244%;"><span>Type</span></td><td style="width: 47.9756%;" data-mce-style="width: 47.9756%;">Clamp</td></tr><tr><td style="width: 49.0244%;" data-mce-style="width: 49.0244%;">Dimension</td><td style="width: 47.9756%;" data-mce-style="width: 47.9756%;"><span>1 Ã— 1 Ã— 1 cm</span></td></tr><tr><td style="width: 49.0244%;" data-mce-style="width: 49.0244%;"><span>Weight</span></td><td style="width: 47.9756%;" data-mce-style="width: 47.9756%;"><span>.25kg</span></td></tr></tbody></table><p><strong>Warranty</strong><br data-mce-fragment="1"></p><ul><li>25 Year Standard Warranty.</li></ul><p>* Refer to warranty document for terms and conditions<br data-mce-fragment="1"><strong>Documentation</strong></p><table width="100%"><tbody><tr><td style="width: 24%;" data-mce-style="width: 24%;"><a href="https://f.hubspotusercontent00.net/hubfs/3482954/Resources/Product%20Documents/Clamps/S-5-NH%201.5/s-5-nh-1-5-clamps-brochure.pdf"><span style="color: #2b00ff;" data-mce-style="color: #2b00ff;">Data Sheet</span></a></td></tr></tbody></table><p><br><strong>Detailed Information</strong><br></p><p><span>Introducing the newest addition to the â€œNâ€ clamp line of products, the S-5-NH 1.5 is designed specifically for 1.5â€ (38 mm) nail strip profiles with a wider horizontal dimension (&gt; 0.475â€ and &lt; 0.800â€). The â€œHâ€ stands for hinged; and the NH is an ideal mounting solution for VicWest Prestige, NewTech FF150 and similarly-dimensioned profiles</span></p><p><strong>High reliability</strong><br></p><p>Cell interconnections and diode placement use well-established industry practice and are field-proven to provide excellent reliability.</p><p>Reversible hinge for wide and medium-width profiles</p><p>Hinge forms to shape of seam, preventing damage at point of attachment</p><p>Angled setscrews for ease of tool insertion</p>
USMS100-0536 | 4.89 | CorruBracket500T | S-5! CORRUBRACKET500T Corrugated Metal Roof Bracket | <table data-mce-fragment="1" width="100%"><tbody data-mce-fragment="1"><tr data-mce-fragment="1"><td data-mce-fragment="1" style="width: 955.59px;" data-mce-style="width: 955.59px;"><strong>S-5! CORRUBRACKET500T Corrugated Metal Roof Bracket</strong></td></tr><tr data-mce-fragment="1"><td data-mce-fragment="1" style="width: 955.59px;" data-mce-style="width: 955.59px;"><p><span>With theÂ </span>CorruBracket 500T PV<span>, theÂ </span>â€œ500â€<span>Â bracket designation refers to metric dimensioning. See theÂ Â </span>â€œ100â€<span>Â for imperial compatibility.Â </span></p><p><span>The</span><b><span>Â </span></b>500T PV<b><span>Â </span></b><span>is designed to be paired with the S-5-PVKIT for direct-attachâ„¢ solar mounting. TheÂ </span>500T PV<span>Â features a slotted hole for 25 mm of adjustability, as well as an open channel for wire management.</span></p><p><strong>SPECIFICATIONS</strong><br></p><table width="100%"><tbody><tr><td style="width: 48.2638%;" data-mce-style="width: 48.2638%;"><span>Model</span></td><td style="width: 47.7362%;" data-mce-style="width: 47.7362%;">CORRUBRACKET 500T</td></tr><tr><td style="width: 48.2638%;" data-mce-style="width: 48.2638%;"><span>Series</span></td><td style="width: 47.7362%;" data-mce-style="width: 47.7362%;"><span>-</span></td></tr><tr><td style="width: 48.2638%;" data-mce-style="width: 48.2638%;"><span>Manufacturer</span></td><td style="width: 47.7362%;" data-mce-style="width: 47.7362%;">S-5</td></tr></tbody></table></td></tr></tbody></table><p><br><strong>GENERAL SPECIFICATIONS</strong><br></p><table width="100%"><tbody><tr><td style="width: 49.0244%;" data-mce-style="width: 49.0244%;"><span>Rated Power Output [W]</span></td><td style="width: 47.9756%;" data-mce-style="width: 47.9756%;"><span mce-data-marked="1">1</span></td></tr><tr><td style="width: 49.0244%;" data-mce-style="width: 49.0244%;"><span>Width [mm (in)]</span></td><td style="width: 47.9756%;" data-mce-style="width: 47.9756%;"><span>76.2 mm (3.0 in)</span></td></tr><tr><td style="width: 49.0244%;" data-mce-style="width: 49.0244%;"><span>Depth [mm (in)]</span></td><td style="width: 47.9756%;" data-mce-style="width: 47.9756%;"><span>23.4 mm (.92 in)</span></td></tr><tr><td style="width: 49.0244%;" data-mce-style="width: 49.0244%;"><span>Weight [kg (lb)]</span></td><td style="width: 47.9756%;" data-mce-style="width: 47.9756%;"><span data-mce-fragment="1">068 kg (.15 lbs)</span><br></td></tr></tbody></table><p><strong>Warranty</strong><br data-mce-fragment="1"></p><ul><li>Manufacturer 25 Years Warranty</li></ul><p>* Refer to warranty document for terms and conditions<br data-mce-fragment="1"><strong>Documentation</strong></p><table width="100%"><tbody><tr><td style="width: 24%;" data-mce-style="width: 24%;"><a href="https://s3.amazonaws.com/ecodirect_docs/S-5/CorruBracket-500T/CorruBracket-500t-Brochure.pdf"><span style="color: #2b00ff;" data-mce-style="color: #2b00ff;">Data Sheet</span></a></td></tr></tbody></table><p><br><strong>Detailed Information</strong></p><p>The S-5! CorruBracket 500T is the right way to attach almost anything to 16â€“18 mm corrugated roofing, including PV via rail or DirectAttachedâ„¢ methods. It is designed specifically for the Australian, Asian and African markets.</p><p>CorruBracket 500T is affixed to the crest of the corrugation, leaving the drainage plane free of holes to protect against leaks. For medium-duty applications, the bracket can be attached directly to the sheeting, accommodating ancillary attachment anywhere along the corrugation.</p><p><span></span><strong>High Reliability</strong></p><p><span>2 GigaWatts track record</span></p><p><span>Load-tested for holding strength on more than</span></p>
USMS100-0551 | 2 | GF1-GAL-MLL-812 | Ecofasten Greenfasten GF1-GAL-MLL-812 8" Flashing Galvalume Base For Single Bracket, Mill Finish | <table data-mce-fragment="1" width="100%"><tbody data-mce-fragment="1"><tr data-mce-fragment="1"><td data-mce-fragment="1" style="width: 955.59px;" data-mce-style="width: 955.59px;"><strong>Ecofasten Greenfasten GF1-GAL-MLL-812 8" Flashing Galvalume Base For Single Bracket, Mill Finish</strong></td></tr><tr data-mce-fragment="1"><td data-mce-fragment="1" style="width: 955.59px;" data-mce-style="width: 955.59px;"><p>EcoFasten, GreenFasten1, Flashing, 8" x 12", Galvalume base for single bracket, Mill Finish, includes one 5/16" ID bonded washer, Qty. 1, GF1-GAL-MLL-812</p><p><strong>SPECIFICATIONS</strong><br></p><table width="100%"><tbody><tr><td style="width: 48.2638%;" data-mce-style="width: 48.2638%;"><span>Model</span></td><td style="width: 47.7362%;" data-mce-style="width: 47.7362%;">Ecofasten GF1-GAL-MLL-812 8</td></tr><tr><td style="width: 48.2638%;" data-mce-style="width: 48.2638%;"><span>Series</span></td><td style="width: 47.7362%;" data-mce-style="width: 47.7362%;">-<br></td></tr><tr><td style="width: 48.2638%;" data-mce-style="width: 48.2638%;"><span>Manufacturer</span></td><td style="width: 47.7362%;" data-mce-style="width: 47.7362%;">Ecofasten<br></td></tr></tbody></table></td></tr></tbody></table><p><br><strong>GENERAL SPECIFICATION</strong><br></p><table width="100%"><tbody><tr></tr><tr><td style="width: 49.0244%;" data-mce-style="width: 49.0244%;"><span>Type</span></td><td style="width: 47.9756%;" data-mce-style="width: 47.9756%;"><span>Flashing</span></td></tr><tr><td style="width: 49.0244%;" data-mce-style="width: 49.0244%;"><span>Application</span></td><td style="width: 47.9756%;" data-mce-style="width: 47.9756%;"><span>Composition Shingle Roofs</span></td></tr><tr><td style="width: 49.0244%;" data-mce-style="width: 49.0244%;"><span>Size</span></td><td style="width: 47.9756%;" data-mce-style="width: 47.9756%;"><span>8 x 12 in</span></td></tr><tr><td style="width: 49.0244%;" data-mce-style="width: 49.0244%;"><span>Material</span></td><td style="width: 47.9756%;" data-mce-style="width: 47.9756%;"><span>Aluminum</span></td></tr><tr><td style="width: 49.0244%;" data-mce-style="width: 49.0244%;"><span>Finish</span></td><td style="width: 47.9756%;" data-mce-style="width: 47.9756%;"><span mce-data-marked="1">Mill</span></td></tr></tbody></table><p><strong>Warranty</strong><br data-mce-fragment="1"></p><ul><li>25 Year Standard Warranty.</li></ul><p>* Refer to warranty document for terms and conditions<br data-mce-fragment="1"><strong>Documentation</strong></p><table width="100%"><tbody><tr><td style="width: 24%;" data-mce-style="width: 24%;"><a href="https://s3.amazonaws.com/ecodirect_docs/PROSOLAR/Rooftrac.pdf"><span style="color: #2b00ff;" data-mce-style="color: #2b00ff;">Data Sheet</span></a></td></tr></tbody></table><p><br><strong>Detailed Information</strong><br></p><p>EcoFasten, GreenFasten1, Flashing, 8" x 12", Galvalume base for single bracket, Mill Finish, includes one 5/16" ID bonded washer, Qty. 1, GF1-GAL-MLL-812</p><p><strong>High reliability</strong><br></p><p>Cell interconnections and diode placement use well-established industry practice and are field-proven to provide excellent reliability.</p><p>Strong and Reliable</p>
USMS100-0323 | 2.67 | 302028C | Unirac Solarmount 302028C, 45-52mm SolarMount Preassembled Mill Mid Clamp | <table width="100%" data-mce-fragment="1"><tbody data-mce-fragment="1"><tr data-mce-fragment="1"><td style="width: 955.59px;" data-mce-fragment="1" data-mce-style="width: 955.59px;"><strong>Unirac Solarmount 302028C, 45-52mm SolarMount Preassembled Mill Mid Clamp</strong></td></tr><tr data-mce-fragment="1"><td style="width: 955.59px;" data-mce-fragment="1" data-mce-style="width: 955.59px;"><p><span>SOLARMOUNT defined the standard in solar racking. New enhancements are designed to get you off the roof faster than ever before. Components are pre-assembled and optimized to reduce installation steps and save labor time. Their new grounding &amp; bonding process eliminates copper wire and grounding straps to reduce costs. Utilize the microinverter mount with a wire management clip for an easier installation.</span></p><p><strong>SPECIFICATIONS</strong></p><table width="100%"><tbody><tr><td style="width: 48.2638%;" data-mce-style="width: 48.2638%;"><span>Model</span></td><td style="width: 47.7362%;" data-mce-style="width: 47.7362%;">Unirac 302028C</td></tr><tr><td style="width: 48.2638%;" data-mce-style="width: 48.2638%;"><span>Series</span></td><td style="width: 47.7362%;" data-mce-style="width: 47.7362%;">-<br></td></tr><tr><td style="width: 48.2638%;" data-mce-style="width: 48.2638%;"><span>Manufacturer</span></td><td style="width: 47.7362%;" data-mce-style="width: 47.7362%;">Unirac<br></td></tr></tbody></table></td></tr></tbody></table><p><br><strong>GENERAL SPECIFICATION</strong><br></p><table width="100%"><tbody><tr><td style="width: 49.0244%;" data-mce-style="width: 49.0244%;"><span>Type</span></td><td style="width: 47.9756%;" data-mce-style="width: 47.9756%;"><span>Mid Clamp</span></td></tr><tr><td style="width: 49.0244%;" data-mce-style="width: 49.0244%;"><span>Material</span></td><td style="width: 47.9756%;" data-mce-style="width: 47.9756%;"><span>Aluminium</span></td></tr><tr><td style="width: 49.0244%;" data-mce-style="width: 49.0244%;"><span>Color</span></td><td style="width: 47.9756%;" data-mce-style="width: 47.9756%;"><span>Silver</span></td></tr><tr><td style="width: 49.0244%;" data-mce-style="width: 49.0244%;"><span mce-data-marked="1">Application</span></td><td style="width: 47.9756%;" data-mce-style="width: 47.9756%;"><span>Pitched Roof - Rail-Based</span></td></tr></tbody></table><p><strong>Warranty</strong><br data-mce-fragment="1"></p><ul><li>25 Year Standard Warranty.</li></ul><p>* Refer to warranty document for terms and conditions<br data-mce-fragment="1"><strong>Documentation</strong></p><table width="100%"><tbody><tr><td style="width: 24%;" data-mce-style="width: 24%;"><a href="https://ressupply.com/documents/unirac/SolarMount_Brochure_0115.pdf"><span style="color: #2b00ff;" data-mce-style="color: #2b00ff;">Data Sheet</span></a></td></tr></tbody></table><p><br><strong>Detailed Information</strong><br></p><p><span>SOLARMOUNT defined the standard in solar racking. New enhancements are designed to get you off the roof faster than ever before. Components are pre-assembled and optimized to reduce installation steps and save labor time. Their new grounding &amp; bonding process eliminates copper wire and grounding straps to reduce costs. Utilize the microinverter mount with a wire management clip for an easier installation.</span><br><br><span>Pre-assembled aluminum clamp available in clear or dark finsh. Supplied washers keep clamp and bolt upright for ease of assembly.</span><br></p><p><strong>High reliability</strong><br></p><p>Cell interconnections and diode placement use well-established industry practice and are field-proven to provide excellent reliability.</p><p>Suitable for pitched roofs ((tile, comp, architectural or rolled shingle and metal)</p><p><span>Cross compatible with Unirac's full suite of attachments to ensure the best solution for every roof and application</span></p>
USMS100-0403 | 25.18 | 307115M | Unirac 307115M 30" Clear Adjustable Tilt Leg | <table width="100%" data-mce-fragment="1"><tbody data-mce-fragment="1"><tr data-mce-fragment="1"><td style="width: 955.59px;" data-mce-fragment="1" data-mce-style="width: 955.59px;"><strong>Unirac 307115M 30" Clear Adjustable Tilt Leg</strong></td></tr><tr data-mce-fragment="1"><td style="width: 955.59px;" data-mce-fragment="1" data-mce-style="width: 955.59px;"><p><span>UniRac 307115M Adjustable Tilt Leg Kit can be used on both flat and pitched surfacesÂ with the standard SolarMount rail.Â TheyÂ are designed to minimize the vertical height of your arrayâ€”to hide an array behind a parapet, for example. You can also optimize tilt angle on a pitched roof to maximize system performance. The necessary tilt angle depends on leg length and the make and model of your PV modules. See the Tilt Leg Installation Manual under the Documents tab for more information.</span></p></td></tr></tbody></table><p><strong><br>SPECIFICATIONS</strong><br></p><table width="100%"><tbody><tr><td style="width: 48.2638%;"><span>Model</span></td><td style="width: 47.7362%;">307115M</td></tr><tr><td style="width: 48.2638%;"><span>Series</span></td><td style="width: 47.7362%;"><span>-</span></td></tr><tr><td style="width: 48.2638%;"><span>Manufacturer</span></td><td style="width: 47.7362%;">Unirac</td></tr></tbody></table><p><strong><br>GENERAL SPECIFICATIONS</strong><br></p><table width="100%"><tbody><tr><td style="width: 49.0244%;" data-mce-style="width: 49.0244%;"><span>Type</span></td><td style="width: 47.9756%;" data-mce-style="width: 47.9756%;"><span>Tilt Leg</span></td></tr><tr><td style="width: 49.0244%;" data-mce-style="width: 49.0244%;"><span>Material</span></td><td style="width: 47.9756%;" data-mce-style="width: 47.9756%;"><span>Aluminum</span></td></tr><tr><td style="width: 49.0244%;" data-mce-style="width: 49.0244%;"><span>Application</span></td><td style="width: 47.9756%;" data-mce-style="width: 47.9756%;"><span>Pole Mount - Top</span></td></tr><tr><td style="width: 49.0244%;" data-mce-style="width: 49.0244%;"><span>Color</span></td><td style="width: 47.9756%;" data-mce-style="width: 47.9756%;"><span mce-data-marked="1">Silver</span></td></tr></tbody></table><p><strong>Warranty</strong><br data-mce-fragment="1"></p><ul><li>Manufacturer 5 Years Warranty</li></ul><p>* Refer to warranty document for terms and conditions<br data-mce-fragment="1"><strong>Documentation</strong></p><table width="100%"><tbody><tr><td style="width: 24%;" data-mce-style="width: 24%;"><a href="https://cdn.myced.com/images/Products/ZZ0000/ZZ0275/00000/ZZ027500059_DS.pdf"><span style="color: #2b00ff;" data-mce-style="color: #2b00ff;">Data Sheet</span></a></td></tr></tbody></table><p><br><strong>Detailed Information</strong></p><p>Minimize the vertical height of your arrayâ€”to hide an array behind a parapet, for example. You can also optimize tilt angle on a pitched roof to maximize system performance. Tilt angle depends on leg length and the make and model of your PV modules. Use standard rail with all tilt legs.</p><p><strong>High Reliability</strong></p><p>In low profile arrays, tilt angles depend on leg length and module length.</p><p>Each leg contains a square tube, a strut insert, and fasteners.</p><p>Note that usable lengths are 2" less than stated because holes are drilled 1" from ends.</p>
USMS100-0669 | 3.04 | 242-02215 | Snapnrack 242-02215 Universal End Clamp | <table width="100%" data-mce-fragment="1"><tbody data-mce-fragment="1"><tr data-mce-fragment="1"><td style="width: 955.59px;" data-mce-fragment="1" data-mce-style="width: 955.59px;"><strong>SNAPNRACK 242-02215 UNIVERSAL END CLAMP</strong></td></tr><tr data-mce-fragment="1"><td style="width: 955.59px;" data-mce-fragment="1" data-mce-style="width: 955.59px;"><p><span>The 242-02215 UEC AssemblyÂ is bonded and compatible with both SnapNrack Ultra Rail or Series 200 rails forÂ a roof or ground mount installation. The design is a unique, one-size-fits-all time saver that slips inside the module frame,Â completely out of sight. JustÂ cut the rails flush with the modules and finishÂ with SnapNrack end caps to create a system with a flush, clean line you willÂ love.</span></p><p><strong>SPECIFICATIONS</strong></p><table width="100%"><tbody><tr><td style="width: 48.2638%;" data-mce-style="width: 48.2638%;"><span>Model</span></td><td style="width: 47.7362%;" data-mce-style="width: 47.7362%;">242-02215</td></tr><tr><td style="width: 48.2638%;" data-mce-style="width: 48.2638%;"><span>Series</span></td><td style="width: 47.7362%;" data-mce-style="width: 47.7362%;"><span>-</span></td></tr><tr><td style="width: 48.2638%;" data-mce-style="width: 48.2638%;"><span>Manufacturer</span></td><td style="width: 47.7362%;" data-mce-style="width: 47.7362%;"><span>Snapnrack</span></td></tr></tbody></table></td></tr></tbody></table><p><br><strong>GENERAL SPECIFICATIONS</strong><br></p><table width="100%"><tbody><tr><td style="width: 49.0244%;" data-mce-style="width: 49.0244%;"><span>Type</span></td><td style="width: 47.9756%;" data-mce-style="width: 47.9756%;">End Clamp</td></tr><tr><td style="width: 49.0244%;" data-mce-style="width: 49.0244%;">Color</td><td style="width: 47.9756%;" data-mce-style="width: 47.9756%;"><span>Silver</span></td></tr><tr><td style="width: 49.0244%;" data-mce-style="width: 49.0244%;"><span>Finish</span></td><td style="width: 47.9756%;" data-mce-style="width: 47.9756%;"><span>Clear Anodized</span></td></tr><tr><td style="width: 49.0244%;" data-mce-style="width: 49.0244%;"><span>Material</span></td><td style="width: 47.9756%;" data-mce-style="width: 47.9756%;"><span>Aluminum</span></td></tr><tr><td style="width: 49.0244%;" data-mce-style="width: 49.0244%;"><span>Application</span></td><td style="width: 47.9756%;" data-mce-style="width: 47.9756%;">Pitched Roof - Rail-Based</td></tr><tr><td style="width: 49.0244%;" data-mce-style="width: 49.0244%;">Technology</td><td style="width: 47.9756%;" data-mce-style="width: 47.9756%;"><span>End Clamp</span></td></tr></tbody></table><p><strong>Warranty</strong><br data-mce-fragment="1"></p><ul><li>Manufacturer Warranty 12 Year</li></ul><p>* Refer to warranty document for terms and conditions<br data-mce-fragment="1"></p><table width="100%"><tbody></tbody></table><p><br><strong>Detailed Information</strong><br></p><p><span>The UEC is a unique one-size-fits-all time saver that slips inside the module frame â€“ completely out of sight. The rails are cut flush with the modules and finished with SnapNrack end caps to create a system with a flush, clean line homeowners love.</span></p><p><strong>High reliability</strong></p><p>Cell interconnections and diode placement use well-established industry practice and are field-proven to provide excellent reliability.</p><p>Provide industry leading system aesthetics</p><p>Universal clamping allows for SKU reductions and SKU reduction</p>
USMS100-0537 | 1.87 | 242-02071 | Snapnrack Ultra Rail 242-02071 Black Mid Clamp | <strong>SnapNrack Ultra Rail Mid Clamp Assembly, Universal, Black Finish</strong><p data-mce-fragment="1"><strong>For use with SnapNrack Ultra Rail Series Roof Mount System.</strong></p><table class="pv_specs" data-mce-fragment="1"><tbody data-mce-fragment="1"><tr data-mce-fragment="1"><td data-mce-fragment="1">Model</td><td data-mce-fragment="1">242-02071</td></tr><tr data-mce-fragment="1"><td data-mce-fragment="1">Manufacturer</td><td data-mce-fragment="1">SnapNrack</td></tr><tr data-mce-fragment="1"><td data-mce-fragment="1">Quantity</td><td data-mce-fragment="1">1</td></tr><tr data-mce-fragment="1"><td data-mce-fragment="1">Finish</td><td data-mce-fragment="1">Black Finish<br data-mce-fragment="1"></td></tr></tbody></table><h2 data-mce-fragment="1">Manufacturer's Description</h2><p data-mce-fragment="1">Ultra Rail Mid Clamps are a new product leveraging SnapNrack's legacy of easy installation with secure fastening. Replacing the legacy Bonding Adjustable Mid Clamps, these Ultra Rail Mid Clamps provide for secure mounting and bonding with simple, one-tool installation. An added bonus to these new Ultra Rail Mid Clamps it they they are applicable for a full range of modules frame heights.</p><br>
USMS100-0539 | 17.22 | RT2-04-MINBUTYL | Roof Tech RT2-04-MINBUTYL RT-[E] Mount Butyl Tape | <strong data-mce-fragment="1">Roof Tech, RT-[E] Mount Butyl Tape, Qty. 1Pack of 10 Pieces, RT2-04-MNBUTYL<br></strong><br><div data-mce-fragment="1" data-type="information-content-text" class="product-details-information-tab-content-container" id="product-details-information-tab-content-container-0"><strong data-mce-fragment="1">Roof Tech's AlphaSealâ„¢Â </strong><span data-mce-fragment="1">gets its strength from our proprietary butyl, synthetic rubber copolymer of isobutylene with isoprene that delivers superior flexibility and is completely impermeable to moisture. It is also resistant to mildew, acids, alkalis, salts, and aging from UV light.Â ours was proven to withstand temperature fluctuations from -40Â°F to 248Â°F, making it impervious to any kind of extreme weather. In short, we offer the only rail-less PV mounting system with integrated, top-down, flexible flashing that is fully certified by the ICC.<br><br></span><strong>SPECIFICATIONS<br><br></strong><div><div class="product-line-sku-container"><span class="product-line-sku-label">SKU:<span>Â </span></span><span class="product-line-sku-value" itemprop="sku">213-0081</span></div></div><div><div><div class="custom-pdp-fields-line-container"><span class="custom-pdp-fields-label">Mfr. Part Number: RT2-04-MINBUTYL</span></div><div class="custom-pdp-fields-line-container"><span class="custom-pdp-fields-label">Item Weight: 0.7 lb</span></div><div class="custom-pdp-fields-line-container"><span class="custom-pdp-fields-label">Dimensions (LxWxH): 8 x 8 x inches</span></div></div></div></div>
USMS100-0300 | 45.73 | 315246M | UniRac SOLARMOUNT 315246M 246" (21') MILL LIGHT RAIL | <h3 data-mce-fragment="1">UniRac 315246M SolarMount Light Rail, 246", Mill Finish, Qty. 1</h3><p data-mce-fragment="1"><strong data-mce-fragment="1">Small Is The Next Big Thing</strong></p><p data-mce-fragment="1">UniRac's SolarMount system defined the standard in solar racking and the components of the system are designed to get you off the roof faster. Their grounding &amp; bonding process eliminates the need for copper wire and grounding straps, reducing your overall costs. Â You can configure your system with their standard or new light rail to meet your design requirements at the lowest cost possible. UniRac's new Superior Aesthetics Package provides a streamlined clean edge with a new front trim for enhanced curb appeal and there no special brackets required for installation.</p><p data-mce-fragment="1">The new SolarMount 315246M Light Rail is fully compatible with all of the existing SolarMount components and comes in a mill finished aluminum. If your desired rail length exceeds 246Â inches, you will need a splice kit. Spliced segments should be as close to equal lengths as possible.</p><h4 data-mce-fragment="1">Calculating Rail Length</h4><p data-mce-fragment="1">Add module widths + .25" space between modules for mid clamps + 1.5" to each end for end clamping. This formula will provide you with total length of rails.</p><p data-mce-fragment="1">For example, to mount five modules that are each 40" wide, the calculations are as follows:</p><ul data-mce-fragment="1"><li data-mce-fragment="1">5 x 40" = 200" (account for width of modules in portrait mode)</li><li data-mce-fragment="1">4 x .25" = 1" (account for width of mid-clamps between the five modules)</li><li data-mce-fragment="1">2 x 1.5" = 3" (account for two end clamps on ends of rail)</li><li data-mce-fragment="1">200" + 1" + 3" = 204" (total length of one rail)</li><li data-mce-fragment="1">Two 18' rails will be required to mount these five modules</li></ul><p data-mce-fragment="1"><strong data-mce-fragment="1">End Caps</strong><span data-mce-fragment="1">Â </span>for the SolarMount Light Rail can be found here:<span data-mce-fragment="1">Â </span><a href="https://ressupply.com/racking-and-mounting/unirac-309002p-solarmount-end-cap" data-mce-fragment="1" data-mce-href="https://ressupply.com/racking-and-mounting/unirac-309002p-solarmount-end-cap" target="_blank">1330-593</a></p><p data-mce-fragment="1"><strong data-mce-fragment="1">Splice Kits</strong><span data-mce-fragment="1">Â </span>for the SolarMount Clear Anodized Light Rail can be found here:<span data-mce-fragment="1">Â </span><a href="https://ressupply.com/racking-and-mounting/unirac-303019m-solarmount-integrated-bonding-splice-bar" data-mce-fragment="1" data-mce-href="https://ressupply.com/racking-and-mounting/unirac-303019m-solarmount-integrated-bonding-splice-bar" target="_blank"><span data-mce-fragment="1">1340-822</span></a></p><p data-mce-fragment="1"><strong data-mce-fragment="1">Grounding Lugs</strong><span data-mce-fragment="1">Â </span>Compatible with the SolarMount Light Rail can be found here:<span data-mce-fragment="1">Â </span><span data-mce-fragment="1"><a href="https://ressupply.com/wiring-supplies/unirac-008002s-grounding-lug" data-mce-fragment="1" data-mce-href="https://ressupply.com/wiring-supplies/unirac-008002s-grounding-lug" target="_blank">2040-006</a></span></p><p data-mce-fragment="1"><strong>SPECIFICATIONS</strong></p><div><div class="product-line-sku-container"><span class="product-line-sku-label">SKU:<span>Â </span></span><span class="product-line-sku-value" itemprop="sku">210-1082</span></div></div><div><div><div class="custom-pdp-fields-line-container"><span class="custom-pdp-fields-label">Mfr. Part Number: 315246M</span></div><div class="custom-pdp-fields-line-container"><span class="custom-pdp-fields-label">Item Weight: 9 lb</span></div><div class="custom-pdp-fields-line-container"><span class="custom-pdp-fields-label">Dimensions (LxWxH): 240 x 0.8 x 2.5 inches</span></div><div class="custom-pdp-fields-line-container"><span class="custom-pdp-fields-label">Mfr. Product Line: SolarMount</span></div></div></div>
USMS100-0540 | 12.66 | 1.5” Metal to Wood Screw | S-5! 1.5â€ Metal To Wood Screw | <table width="100%" data-mce-fragment="1"><tbody data-mce-fragment="1"><tr data-mce-fragment="1"><td style="width: 955.59px;" data-mce-fragment="1" data-mce-style="width: 955.59px;"><strong>S-5! 1.5â€ Metal To Wood Screw<br><br><br></strong></td></tr><tr data-mce-fragment="1"><td style="width: 955.59px;" data-mce-fragment="1" data-mce-style="width: 955.59px;"><p data-mce-fragment="1"><span>1/4-14 Type 17-AB Milled Point â€“ 1-1/2â€³ Length â€“ 3/8â€³ Hex Washer Head (250 / box)<br></span></p></td></tr></tbody></table><p><strong><br></strong><strong>SPECIFICATIONS</strong><br></p><table width="100%"><tbody><tr><td style="width: 48.2638%;"><span>Model</span></td><td style="width: 47.7362%;">S-5! 1.5â€</td></tr><tr><td style="width: 48.2638%;"><span>Series</span></td><td style="width: 47.7362%;"><span>-</span></td></tr><tr><td style="width: 48.2638%;"><span>Manufacturer</span></td><td style="width: 47.7362%;">S-5</td></tr></tbody></table><p><br><strong>GENERAL SPECIFICATIONS</strong><br></p><table width="100%"><tbody><tr><td style="width: 49.0244%;" data-mce-style="width: 49.0244%;"><span>Weight</span></td><td style="width: 47.9756%;" data-mce-style="width: 47.9756%;"><span mce-data-marked="1">7lbs</span></td></tr><tr><td style="width: 49.0244%;" data-mce-style="width: 49.0244%;">Dimensions</td><td style="width: 47.9756%;" data-mce-style="width: 47.9756%;">10.5 Ã— 6.5 Ã— 3.25 in</td></tr></tbody></table><p><strong><br>Warranty</strong><br data-mce-fragment="1"></p><ul><li>Manufacturer 25 Years Warranty</li></ul><p>* Refer to warranty document for terms and conditions<br><br data-mce-fragment="1"><strong>Documentation</strong></p><table width="100%"><tbody><tr><td style="width: 24%;" data-mce-style="width: 24%;"><span style="color: #2b00ff;" data-mce-style="color: #2b00ff;">Data Sheet</span></td></tr></tbody></table><p><br><strong>Detailed Information</strong></p><p><span>1/4-14 Type 17-AB Milled Point â€“ 1-1/2â€³ Length â€“ 3/8â€³ Hex Washer Head (250 / box)</span></p><p><span></span><strong>High Reliability</strong></p><p>Strong and Reliable</p>
USMS100-0541 | 54.86 | XR-1000-132A | IronRidge XR RAIL XR-1000-132A 132" (11') Clear Rail | <table width="100%" data-mce-fragment="1"><tbody data-mce-fragment="1"><tr data-mce-fragment="1"><td style="width: 955.59px;" data-mce-fragment="1" data-mce-style="width: 955.59px;"><strong>IronRidge XR RAIL XR-1000-132A 132" (11') Clear Rail</strong></td></tr><tr data-mce-fragment="1"><td style="width: 955.59px;" data-mce-fragment="1" data-mce-style="width: 955.59px;"><p><span>The XR Rail Family is offered in three targeted sizes, each size supports specific design loads, while minimizing material costs. Depending on your location, there is an XR Rail to match your speicific site conditions. The XR-1000 is a heavyweight among solar mounting rails. It's built to handle extreme climates and spans 12 feet or more, mostly for commercial applications. The XR-100 is the ultimate residential mounting rail, supporting a range of wind and snow conditions, while also maximizing spans up to 8 feet. The XR-10 is a sleek, low-profile mounting rail, perfectly matched to regions without snow. It achieves 6 foot spans, while also staying light and economical.</span></p><p><strong>SPECIFICATIONS</strong><br></p><table width="100%"><tbody><tr><td style="width: 48.2638%;" data-mce-style="width: 48.2638%;"><span>Model</span></td><td style="width: 47.7362%;" data-mce-style="width: 47.7362%;">XR-1000-132A</td></tr><tr><td style="width: 48.2638%;" data-mce-style="width: 48.2638%;"><span>Series</span></td><td style="width: 47.7362%;" data-mce-style="width: 47.7362%;"><span>-</span></td></tr><tr><td style="width: 48.2638%;" data-mce-style="width: 48.2638%;"><span>Manufacturer</span></td><td style="width: 47.7362%;" data-mce-style="width: 47.7362%;">Ironridge<br></td></tr></tbody></table></td></tr></tbody></table><p><br><strong>GENERAL SPECIFICATIONS</strong><br></p><table width="100%"><tbody><tr><td style="width: 49.0244%;" data-mce-style="width: 49.0244%;"><span>Type</span></td><td style="width: 47.9756%;" data-mce-style="width: 47.9756%;"><span>Mounting Rail</span></td></tr><tr><td style="width: 49.0244%;" data-mce-style="width: 49.0244%;"><span>Application</span></td><td style="width: 47.9756%;" data-mce-style="width: 47.9756%;"><span>Pitched Roof</span></td></tr><tr><td style="width: 49.0244%;" data-mce-style="width: 49.0244%;"><span>Size</span></td><td style="width: 47.9756%;" data-mce-style="width: 47.9756%;"><span>11 ft.x 1.5 in. x 3 in.</span></td></tr><tr><td style="width: 49.0244%;" data-mce-style="width: 49.0244%;"><span>Material</span></td><td style="width: 47.9756%;" data-mce-style="width: 47.9756%;"><span>Anodized Aluminum</span></td></tr></tbody></table><p><strong>Warranty</strong><br data-mce-fragment="1"></p><ul><li>Manufacturer 5 Years Warranty</li></ul><p>* Refer to warranty document for terms and conditions<br data-mce-fragment="1"><strong>Documentation</strong></p><table width="100%"><tbody><tr><td style="width: 24%;" data-mce-style="width: 24%;"><a href="https://ressupply.com/documents/ironridge/XR_Rail_Tech_Brief.pdf"><span style="color: #2b00ff;" data-mce-style="color: #2b00ff;">Data Sheet</span></a></td></tr></tbody></table><p><br><strong>Detailed Information</strong></p><p><span data-mce-fragment="1">The XR Rail Family offers the strength of a curved rail in three targeted sizes. Each size supports specific design loads, while minimizing material costs. Depending on your location, there is an XR Rail to match. XR1000 is a heavyweight among solar mounting rails. Itâ€™s built to handle extreme climates and spans 12 feet or more for commercial applications. XR100 is the ultimate residential mounting rail. It supports a range of wind and snow conditions, while also maximizing spans. XR10 is a sleek, low-profile mounting rail, perfectly matched to regions with light or no snow. It achieves 6 foot spans, while also staying light and economical.</span>Â Â </p><p><span></span><strong>High Reliability</strong></p><p>Protect against buckling</p><p>Safely and efficiently transfer loads to the building structure</p><p>Superior spanning capability requires fewer roof attchments, reducing the number of roof penetrations</p>
USMS100-0542 | 16.86 | 5EXT-8 | Hollaender 5EXT-8 1.5" Extended Barrel Tee | <table data-mce-fragment="1" width="100%"><tbody data-mce-fragment="1"><tr data-mce-fragment="1"><td data-mce-fragment="1" style="width: 955.59px;" data-mce-style="width: 955.59px;"><strong>HOLLAENDER 5EXT-8 1.5" EXTENDED BARREL TEE</strong></td></tr><tr data-mce-fragment="1"><td data-mce-fragment="1" style="width: 955.59px;" data-mce-style="width: 955.59px;"><p><span>Hollaender manufactures a large selection of structural fittings that can be used with standard pipe to create various types of solar panel mounting systems, both ground and roof. The 1-1/2" extended barrel tee (No. 5EXT) is made of aluminum-magnesium alloy.</span></p><p><strong>SPECIFICATIONS</strong></p><table width="100%"><tbody><tr><td style="width: 48.2638%;" data-mce-style="width: 48.2638%;"><span>Model</span></td><td style="width: 47.7362%;" data-mce-style="width: 47.7362%;">HOLLAENDER 5EXT-8 1.5"</td></tr><tr><td style="width: 48.2638%;" data-mce-style="width: 48.2638%;"><span>Series</span></td><td style="width: 47.7362%;" data-mce-style="width: 47.7362%;">-<br></td></tr><tr><td style="width: 48.2638%;" data-mce-style="width: 48.2638%;"><span>Manufacturer</span></td><td style="width: 47.7362%;" data-mce-style="width: 47.7362%;">HOLLAENDER</td></tr></tbody></table></td></tr></tbody></table><p><br><strong>GENERAL SPECIFICATION</strong><br></p><table width="100%"><tbody><tr></tr><tr><td style="width: 49.0244%;" data-mce-style="width: 49.0244%;">Technology</td><td style="width: 47.9756%;" data-mce-style="width: 47.9756%;"><span>Extended Barrel</span></td></tr><tr><td style="width: 49.0244%;" data-mce-style="width: 49.0244%;">Dimensions</td><td style="width: 47.9756%;" data-mce-style="width: 47.9756%;"><span>4.00 x 2.00 x 2.00 Inches</span></td></tr><tr><td style="width: 49.0244%;" data-mce-style="width: 49.0244%;">Weight</td><td style="width: 47.9756%;" data-mce-style="width: 47.9756%;"><span>0.66 Lbs</span></td></tr><tr><td style="width: 49.0244%;" data-mce-style="width: 49.0244%;">Pipe Diameter</td><td style="width: 47.9756%;" data-mce-style="width: 47.9756%;"><span>1.5</span></td></tr></tbody></table><p><strong>Warranty</strong><br data-mce-fragment="1"></p><ul><li>10 Year Standard Warranty.</li></ul><p>* Refer to warranty document for terms and conditions<br data-mce-fragment="1"><strong>Documentation</strong></p><table width="100%"><tbody><tr><td style="width: 24%;" data-mce-style="width: 24%;"><a href="https://cdn.shopify.com/s/files/1/0566/3408/1340/files/5EXT-8_Specs.pdf?v=1678339047"><span style="color: #2b00ff;" data-mce-style="color: #2b00ff;">Data Sheet</span></a></td></tr></tbody></table><p><br><strong>Detailed Information</strong><br></p><div class="mTab"><div class="divsWrap"><div class="showBlock" id="descriptionSection"><p itemprop="description"><span>Hollaender offers a wide range of structural fittings that can be combined with regular pipe to build a variety of ground and roof-mounted solar panel mounting systems. Aluminum-magnesium alloy is used to make the 2" tee with fixed screws on the side rib</span></p></div></div></div><p><strong>High reliability</strong><br></p><p><span>This alloy is strong, lightweight, will not rust, and can be used with galvanized steel or other metals without concern for galvanic corrosion.Â </span></p>
USMS100-0308 | 42.1 | 310132C | UNIRAC SOLARMOUNT 310132C 132" (11') CLEAR RAIL | <span data-mce-fragment="1">SOLARMOUNT by Unirac is one of the top choices among professionals for residential PV mounting applications. The system is designed for superior aesthetics and an easier, faster installation process.Â </span><br data-mce-fragment="1"><br data-mce-fragment="1"><p data-mce-fragment="1">The universal SOLARMOUNT rail system solutions can be assembled into a wide variety of PV mounting structures to accommodate any job site.Â Standard rails give you ultimate flexibility, including bottom mounting and tilt-up options.<br data-mce-fragment="1"><br data-mce-fragment="1">Unirac provides a technical support system complete with installation and code compliance documentation, an on-line estimator and design assistance to help you solve the toughest challenges.Â Unirac's UBuilder<span data-mce-fragment="1">Â </span>- Design your SOLARMOUNT system (the link will take you to Unirac's website).</p><p><span data-mce-fragment="1">Unirac Part Number: 320132C Description: SM RAIL 132"Â CLR</span><br data-mce-fragment="1"><br data-mce-fragment="1"><strong data-mce-fragment="1">Product Features:<br data-mce-fragment="1"></strong><span data-mce-fragment="1">- Maximum flexibility: Flush, high-profile or low-profile configurations, roof or ground mount, pitched or flat roof</span><br data-mce-fragment="1"><span data-mce-fragment="1">- Minimized penetration with longer attachment spans than competitive products</span><br data-mce-fragment="1"><span data-mce-fragment="1">- 6105-T5 aluminum extrusion</span><br data-mce-fragment="1"><span data-mce-fragment="1">- The SOLARMOUNT system is PE certified</span><br data-mce-fragment="1"><span data-mce-fragment="1">-Â 10-year limited product warranty and a 5-year limited finish warranty</span><br data-mce-fragment="1"><br data-mce-fragment="1"><strong data-mce-fragment="1">Documents:<br data-mce-fragment="1"></strong><a href="https://cdn.shopify.com/s/files/1/0079/6003/5417/files/Unirac_SM_Installation-Guide_2019.pdf?208" title="Unirac Solarmount Installation Guide" data-mce-fragment="1" data-mce-href="https://cdn.shopify.com/s/files/1/0079/6003/5417/files/Unirac_SM_Installation-Guide_2019.pdf?208">Unirac Solarmount Installation Guide</a></p><p><strong>SPECIFICATIONS</strong></p><div><div class="product-line-sku-container"><span class="product-line-sku-label">SKU:<span>Â </span></span><span class="product-line-sku-value" itemprop="sku">210-0203</span></div></div><div><div><div class="custom-pdp-fields-line-container"><span class="custom-pdp-fields-label">Item Weight: 9 lb</span></div><div class="custom-pdp-fields-line-container"><span class="custom-pdp-fields-label">Dimensions (LxWxH): 132 x 2 x 3 inches</span></div><div class="custom-pdp-fields-line-container"><span class="custom-pdp-fields-label">Mfr. Product Line: SolarMount</span></div></div></div>
USMS100-0543 | 2.85 | GF1-GAL-BLK-0812 | EcoFasten Greenfasten GF1-GAL-BLK-0812 Matte Black Flashing | <p data-mce-fragment="1"><strong data-mce-fragment="1">EcoFasten, GreenFasten1, Flashing, 8" x 12", Galvalume base for single bracket, Matte Black, includes one 5/16" ID bonded washer, Qty. 1, GF1-GAL-BLK-0812</strong></p><p data-mce-fragment="1">The GreenFasten GF1 bracket system is designed to be installed on most new or existing (retrofit) composition shingle roofs for solar panel applications, and is accepted by most major roofing material manufacturers without voiding warranties.</p><p data-mce-fragment="1">The GreenFasten GF1 system features a patented, watertight seal compatible with a variety of bracket options. Ease of installation makes this one of the fastest attachment points to install in the industry. Customized solutions are available to match any proprietary hardware on the market.</p><p data-mce-fragment="1">GreenFasten GF1 meets or exceeds all known building codes and has been tested for pullout and shear. See the IAPMO Uniform Evaluation Report below for GreenFasten GF1 utilizing specific bracket options.</p>
USMS100-0401 | 2.18 | 310760 | Unirac 310760 Black Roof Pad Roofmount Roof Pad | <table width="100%" data-mce-fragment="1"><tbody data-mce-fragment="1"><tr data-mce-fragment="1"><td style="width: 955.59px;" data-mce-fragment="1" data-mce-style="width: 955.59px;"><strong>Unirac 310760 Black Roof Pad Roofmount Roof Pad</strong></td></tr><tr data-mce-fragment="1"><td style="width: 955.59px;" data-mce-fragment="1" data-mce-style="width: 955.59px;"><p>The system consists of only two major components, minimizing preparation work and installation time. Seamlessly design around roof obstacles, support most framed modules and bond the system with just the turn of a wrench. Industry leading installation speed metrics have been verifid by a third party.</p><p>The Roof Pad (optional) provides a protective interface between the Ballast Bay and roofing material to reduce any possible damage that could occur between the two materials. The Roof Pad snaps into the holes on the bottom side of the Ballast Bay.</p><p><strong>SPECIFICATIONS</strong><br></p><table width="100%"><tbody><tr><td style="width: 48.2638%;" data-mce-style="width: 48.2638%;"><span>Model</span></td><td style="width: 47.7362%;" data-mce-style="width: 47.7362%;">Unirac 310760</td></tr><tr><td style="width: 48.2638%;" data-mce-style="width: 48.2638%;"><span>Series</span></td><td style="width: 47.7362%;" data-mce-style="width: 47.7362%;"><span>RoofMount</span></td></tr><tr><td style="width: 48.2638%;" data-mce-style="width: 48.2638%;"><span>Manufacturer</span></td><td style="width: 47.7362%;" data-mce-style="width: 47.7362%;">Unirac<br></td></tr></tbody></table></td></tr></tbody></table><p><br><strong>GENERAL SPECIFICATIONS</strong><br></p><table width="100%"><tbody><tr><td style="width: 49.0244%;" data-mce-style="width: 49.0244%;"><span>Dimensions</span></td><td style="width: 47.9756%;" data-mce-style="width: 47.9756%;"><span>10.4" L x 2.9" W</span></td></tr><tr><td style="width: 49.0244%;" data-mce-style="width: 49.0244%;"><span>Thickness</span></td><td style="width: 47.9756%;" data-mce-style="width: 47.9756%;"><span>0.139"</span></td></tr><tr><td style="width: 49.0244%;" data-mce-style="width: 49.0244%;"><span>Quantity needed per RM10 Ballast Bay</span></td><td style="width: 47.9756%;" data-mce-style="width: 47.9756%;"><span>2</span></td></tr><tr><td style="width: 49.0244%;" data-mce-style="width: 49.0244%;"><span>Finish</span></td><td style="width: 47.9756%;" data-mce-style="width: 47.9756%;">Black<br></td></tr></tbody></table><p><strong>Warranty</strong><br data-mce-fragment="1"></p><ul><li>Manufacturer 25 Years Warranty</li></ul><p>* Refer to warranty document for terms and conditions<br data-mce-fragment="1"><strong>Documentation</strong></p><table width="100%"><tbody><tr><td style="width: 24%;" data-mce-style="width: 24%;"><a href="https://s3.amazonaws.com/ecodirect_docs/UNIRAC/RoofMount/Unirac-RoofMount-RM-SALES-BROCHURE-10.pdf"><span style="color: #2b00ff;" data-mce-style="color: #2b00ff;">Data Sheet</span></a></td></tr></tbody></table><p><br><strong>Detailed Information</strong></p><p><span>The Roof Pad can provide a protective interface between the Ballast Bay and roofing material to reduce any possible damage that could occur. It also helps distribute the load to the roof to minimize. The Roof Pad snaps into the holes on the bottom side of the Ballast Bay, two Roof Pads per bay. Please consult the roofing manufacturer to see whether it is required as well as to verify compatibility.</span></p><p><span></span><strong>High Reliability</strong></p><p>Re-designed north row bays give improved aesthetics and greater design flexibility</p><p>Shorter inter-row spacing allow for better module density and lower psf</p>
USMS100-0092 | 0.3 | UFO-STP-32MM-B1 | Ironridge Ufo UFO-STP-32MM-B1 Black Stopper Sleeve | <table width="100%" data-mce-fragment="1"><tbody data-mce-fragment="1"><tr data-mce-fragment="1"><td style="width: 955.59px;" data-mce-style="width: 955.59px;" data-mce-fragment="1"><strong>IRONRIDGE UFO UFO-STP-32MM-B1 BLACK STOPPER SLEEVE</strong></td></tr><tr data-mce-fragment="1"><td style="width: 955.59px;" data-mce-style="width: 955.59px;" data-mce-fragment="1"><p><span>The Universal Fastening Object (UFO) family of components eliminates the need for separate grounding hardware by bonding solar modules directly to IronRidge XR Rails. All IronRidge system Installation types (Flush Mount, Tilt Mount and Ground Mount) that feature the UFO family of products are fully listed to the UL 2703 standard. UFO hardware forms secure electrical bonds with both the module and the rail, resulting in many parallel grounding paths throughout the system leading to safer and more reliable installation</span></p><p><strong>SPECIFICATIONS</strong></p><table width="100%"><tbody><tr><td style="width: 48.2638%;" data-mce-style="width: 48.2638%;"><span>Model</span></td><td style="width: 47.7362%;" data-mce-style="width: 47.7362%;">UFO-STP-32MM-B1</td></tr><tr><td style="width: 48.2638%;" data-mce-style="width: 48.2638%;"><span>Series</span></td><td style="width: 47.7362%;" data-mce-style="width: 47.7362%;">-<br></td></tr><tr><td style="width: 48.2638%;" data-mce-style="width: 48.2638%;"><span>Manufacturer</span></td><td style="width: 47.7362%;" data-mce-style="width: 47.7362%;">IRONRIDGE<br></td></tr></tbody></table></td></tr></tbody></table><p><br><strong>GENERAL SPECIFICATION</strong><br></p><table width="100%"><tbody><tr></tr><tr><td style="width: 49.0244%;" data-mce-style="width: 49.0244%;"><span>Type</span></td><td style="width: 47.9756%;" data-mce-style="width: 47.9756%;"><span>Other Attachment</span></td></tr><tr><td style="width: 49.0244%;" data-mce-style="width: 49.0244%;">Color</td><td style="width: 47.9756%;" data-mce-style="width: 47.9756%;"><span mce-data-marked="1">Black</span></td></tr><tr><td style="width: 49.0244%;" data-mce-style="width: 49.0244%;">Finish</td><td style="width: 47.9756%;" data-mce-style="width: 47.9756%;"><span mce-data-marked="1">Black Anodized</span></td></tr><tr><td style="width: 49.0244%;" data-mce-style="width: 49.0244%;">Material</td><td style="width: 47.9756%;" data-mce-style="width: 47.9756%;"><span mce-data-marked="1">Aluminum</span></td></tr></tbody></table><p><strong>Warranty</strong><br data-mce-fragment="1"></p><ul><li>25 Year Standard Warranty.</li></ul><p>* Refer to warranty document for terms and conditions<br data-mce-fragment="1"><strong>Documentation</strong></p><table width="100%"><tbody><tr><td style="width: 24%;" data-mce-style="width: 24%;"><a href="https://cdn.shopify.com/s/files/1/0566/3408/1340/files/ZZ084700272_DS.pdf?v=1678361381"><span style="color: #2b00ff;" data-mce-style="color: #2b00ff;">Data Sheet</span></a></td></tr></tbody></table><p><br><strong>Detailed Information</strong><br></p><div class="mTab"><div class="divsWrap"><div class="showBlock" id="descriptionSection"><p itemprop="description"><span>The UFO is the only universal, single-piece fastener that quickly and securely bonds solar modules to XR Rails. It comes lubricated and assembled, with a sleek, low-profile design. Simply snapping on a Stopper Sleeve transforms the UFO into an end clamp.</span><br><br><span>The UFO is a part of the IronRidge Integrated Grounding System, which is listed to UL 2703 and eliminates the need for separate grounding hardware. Comes in black and mill finish.</span></p></div></div></div><p><strong>High reliability</strong><br></p><p>Cell interconnections and diode placement use well-established industry practice and are field-proven to provide excellent reliability.</p><p><span>This leads to safer and more reliable installations</span></p>
USMS100-0332 | 1.04 | 009021S | UNIRAC SOLARMOUNT 009021S BONDING T-BOLT & NUT 3/8" X 1" | <p><strong data-mce-fragment="1">UniRac, Solar Mount Integrated Bonding, T-Bolt &amp; Nut, 3/8" X 1", Clear SS, Qty. 1, 009021S</strong></p><p><a href="https://cdn.shopify.com/s/files/1/0566/3408/1340/files/Unirac_SolarMount_Warranty.pdf?v=1676905008"><strong>Unirac SolarMount Bonding T-Bolt &amp; Nut Warranty</strong></a></p><p>Unirac provides a 25 year limited product warranty for their SolarMount products.</p>
USMS100-0390 | 6.91 | ES10490 | Unirac Ecolibrium ECOFOOT5D ES10490 Ballast Base | <p><strong data-mce-fragment="1">UniRac, Ecolibrium, EcoFoot5D Base, 5Â° Landscape, ES10490</strong></p><p><strong>SPECIFICATIONS</strong></p><div><div class="product-line-sku-container"><span class="product-line-sku-label">SKU:<span>Â </span></span><span class="product-line-sku-value" itemprop="sku">250-1401</span></div></div><div><div><div class="custom-pdp-fields-line-container"><span class="custom-pdp-fields-label">Mfr. Part Number: ES10490</span></div><div class="custom-pdp-fields-line-container"><span class="custom-pdp-fields-label">Item Weight: 4 lb</span></div><div class="custom-pdp-fields-line-container"><span class="custom-pdp-fields-label">Dimensions (LxWxH): 26.5 x 18.25 x 8.3 inches</span></div><div class="custom-pdp-fields-line-container"><span class="custom-pdp-fields-label">Mfr. Product Line: Ecolibrium EcoFoot5D</span></div></div></div>
USMS100-0544 | 9.13 | FJ-750-1 | Prosolar Fastjack FJ-750-1 7.5" Standoff | <p data-mce-fragment="1"><strong data-mce-fragment="1">ProSolar, FastJack, Standoff, 7.5", Qty. 1, FJ-750-1</strong></p><p data-mce-fragment="1">The FastJack's proprietary design can simply be described as the most creative, powerful, and cost-effective tool of its kind. The FastJack has been laboratory tested to provide 2,359 pounds of strength using only a single lag bolt, thanks to its precision CNC machined base and stanchion, as well as strict engineering and material requirements (included).<br></p><p data-mce-fragment="1">Benefits of the FastJackÂ®<br></p><ul data-mce-fragment="1"><li data-mce-fragment="1">Installation on existing roofs/retrofits is simple and easy thanks to the removable post (refer to the illustration to the right)</li><li data-mce-fragment="1">The lag bolt is located directly under the stanchion in a patented design that provides superior strength values.</li><li data-mce-fragment="1">Installs quickly and efficiently, saving time and money.</li><li data-mce-fragment="1">There are no welds to corrode or split since it is precision machined from extruded aluminum.</li><li data-mce-fragment="1">For ease of installation and lower shipping costs, this material is considerably lighter than steel.</li><li data-mce-fragment="1">The integrated drill guide ensures perfect pilot holes every time, reducing the chance of roof rafters breaking.</li><li data-mce-fragment="1">Almost any roof flashing can be mounted flat on the roof deck thanks to the base design.</li></ul>
USMS100-0545 | 16.13 | R-136BLACK | ProSolar Rooftrac R-136BLACK 136" (11') Black Standard Support Rail | <p data-mce-fragment="1"><strong data-mce-fragment="1">ProSolar, Support Rail, 1.5" Standard support rail, 136", Black finish, Qty. 1, R-136BLACK</strong></p><p data-mce-fragment="1">The RoofTrac mounting system consists of support rails and top-down clamping hardware which is integrated with either a TileTrac or FastJack attachment device. The RoofTrac mounting system can be utilized on virtually all standard construction residential roof-tops, mounting 4â€™ on center, to install the majority of popular framed solar modules.</p><ul data-mce-fragment="1"><li data-mce-fragment="1">Typically installed on residential sloped roof. RoofTrac Tilt Kit or SolarWedge used for residential flat roofs.</li><li data-mce-fragment="1">Each system engineered and load tested to 50 lb/sq. ft, equivalent of 125 mph winds per 2007 CBC / 2006 IBC to ensure safety and quality</li><li data-mce-fragment="1">Spans 4 foot on center with 1-1/2" tall RoofTrac rail, 6 foot on center with 2-1/2" tall RoofTrac rail</li><li data-mce-fragment="1">Approx. 10 years of installer preferred design</li><li data-mce-fragment="1">The most cost effective and easy to install rail mounting system</li><li data-mce-fragment="1">Aluminum and Stainless Steel components for corrosion resistance and strength</li><li data-mce-fragment="1">Sleek, low profile design for great looking installs</li><li data-mce-fragment="1">Designed for use with ProSolar FastJack or TileTrac attachments.</li></ul>
USMS100-0546 | 9.92 | QMSE-LAG-A-12 | Quick Mount PV QMSE-LAG-A-12 Mill E-mount Flashing | <p data-mce-fragment="1"><strong data-mce-fragment="1">QuickMount, Flashing, E-Mount, 9" x 12", with Lag bolt, Mill Finish, QBLOCK, Qty. 1, QMSE-LAG-A-12</strong></p><ul data-mce-fragment="1"><li data-mce-fragment="1">On composition/asphalt shingle roofs, E-Mount Lag uses the proprietary QBlock Elevated Water Seal technology to provide superior waterproofing. E-Mount Lag, which costs a little more than regular roof mounts, allows Fast Mount PV output to be delivered even on budget-conscious projects. It's backed by strong engineering, and the ICC-ES has accredited it for strength and waterproofing (ICC-ESR-3744). For a fast, single-bolt installation, all stainless steel hardware is included. Limited product warranty of 20 years.<br><br></li><li data-mce-fragment="1"><strong data-mce-fragment="1">FeaturesHighlights</strong>Â -Â Elevated Water Seal is a proprietary product. Hardware is made of stainless steel (included). 9" x 12" all-aluminum flashing The roof manufacturer's warranty will not be voided. The warranty is for 20 years, with a 50-year life expectancy. Meets or exceeds industry best practices in the roofing industry. The commodity is available from a range of reputable distributors. Certified by the ICC-ES. All leading racks are compatible. Installation is fast and easy with just one bolt. There will be no shingle cutting. IBC-compliant to a tee. Patent numbers 7,762,027 and 7,895,808 are both issued by the United States Patent and Trademark Office.Â Made in the USA.</li></ul><p>Â </p><p><span><span style="text-decoration: underline;"><strong>WARRANTY</strong> </span>25-year limited product warranty.</span></p><br>
USMS100-0071 | 36.46 | XR-10-204B | Ironridge XR RAIL XR-10-204B 204" (17') Black Rail Low-profile Mounting Rail. | <table data-mce-fragment="1" width="100%"><tbody data-mce-fragment="1"><tr data-mce-fragment="1"><td data-mce-fragment="1" style="width: 955.59px;" data-mce-style="width: 955.59px;">Ironridge XR RAIL XR-10-204B 204" (17') Black Rail Low-profile Mounting Rail</td></tr><tr data-mce-fragment="1"><td data-mce-fragment="1" style="width: 955.59px;" data-mce-style="width: 955.59px;"><p data-mce-fragment="1"><span>The QRail Series is an innovative rooftop racking system featuring QClick and QSplice technology that simplifies and speeds installation. QRail seamlessly combines with Quick Mount waterproof mounts to provide a complete, fully integrated racking and mounting solution for installing solar PV modules on any roof.</span></p><p><strong>SPECIFICATIONS</strong><br></p><table width="100%"><tbody><tr><td style="width: 48.2638%;" data-mce-style="width: 48.2638%;"><span>Model</span></td><td style="width: 47.7362%;" data-mce-style="width: 47.7362%;">XR-10-204B</td></tr><tr><td style="width: 48.2638%;" data-mce-style="width: 48.2638%;"><span>Series</span></td><td style="width: 47.7362%;" data-mce-style="width: 47.7362%;"><span>-</span></td></tr><tr><td style="width: 48.2638%;" data-mce-style="width: 48.2638%;"><span>Manufacturer</span></td><td style="width: 47.7362%;" data-mce-style="width: 47.7362%;">Ironridge<br></td></tr></tbody></table></td></tr></tbody></table><p><br><strong>GENERAL SPECIFICATIONS</strong><br></p><table width="100%"><tbody><tr><td style="width: 49.0244%;" data-mce-style="width: 49.0244%;"><span>Weight</span></td><td style="width: 47.9756%;" data-mce-style="width: 47.9756%;"><span>7</span></td></tr><tr><td style="width: 49.0244%;" data-mce-style="width: 49.0244%;"><span>Qty</span></td><td style="width: 47.9756%;" data-mce-style="width: 47.9756%;"><span>60</span></td></tr></tbody></table><p><strong>Warranty</strong><br data-mce-fragment="1"></p><ul><li>Manufacturer 12 Years Lifetime LimitedÂ Warranty</li></ul><p>* Refer to warranty document for terms and conditions<br data-mce-fragment="1"><strong>Documentation</strong></p><table width="100%"><tbody><tr><td style="width: 24%;" data-mce-style="width: 24%;"><a href="https://www.solarflexion.com/v/vspfiles/files/pdfs/quickmountpv/QMR-RL14-B-60_Data_Sheet.pdf"><span style="color: #2b00ff;" data-mce-style="color: #2b00ff;">Data Sheet</span></a></td></tr></tbody></table><p><br><strong>Detailed Information</strong></p><p><span>QClick and QSplice technologies make installation fast and easy. Electrical bonding is fully integrated into every system component. QRail also comes with QDesign, a free online tool to enable quick and easy design of solar array configurations, generate complete engineering reports and calculate a precise bill of material for all the mounting, racking and accessories needed for a complete solar array</span></p><p><strong>High reliability</strong></p><p>Designed for strength and versatility.</p><p>Modules can be mounted in portrait or landscape orientation in either standard or shared rail configurations.</p><p>Universal mid- and end-clamps fit nearly all module sizes.</p>
USMS100-0310 | 2.91 | 304001D | Unirac Solarmount 304001D Dark Serrated L-foot | <h3 data-mce-fragment="1">UniRac 304001D SolarMount Optimized L-Foot, Integrated Bonding, With Hardware, Serrated, Dark Bronze Anodized Aluminum, Qty. 1</h3><p data-mce-fragment="1">SolarMount rail secures to L-Foot roof attachments through T-Bolts that securely position within the rail slot. As always, the L-Foot is compatible with multiple attachment and flashing options, providing flexibility to the installer. Integrated Bonding, UL2703 will require integrated bonding for L-Feet in the near future. Currently, Unirac SM is the only system that provides this valuable feature.</p><p data-mce-fragment="1"><strong data-mce-fragment="1">Incudes:</strong><span data-mce-fragment="1">Â </span>(1) 3/8" x 3/4" SS T-Bolt and (1) 3/8" Serrated Flange Nut</p><p data-mce-fragment="1"><strong>SPECIFICATIONS</strong></p><div><div class="product-line-sku-container"><span class="product-line-sku-label">SKU:<span>Â </span></span><span class="product-line-sku-value" itemprop="sku">211-0474</span></div></div><div><div><div class="custom-pdp-fields-line-container"><span class="custom-pdp-fields-label">Item Weight: 0.5 lb</span></div><div class="custom-pdp-fields-line-container"><span class="custom-pdp-fields-label">Dimensions (LxWxH): 2 x 2 x 3 inches</span></div><div class="custom-pdp-fields-line-container"><span class="custom-pdp-fields-label">Mfr. Product Line: SolarMount</span></div></div></div>
USMS100-0547 | 77.22 | RT2-04-SD5-60 | Roof Tech RT2-04-SD5-60 5x60mm Screw, Bag Of 50 | <p><strong data-mce-fragment="1">Roof Tech, Screw 5x60mm Qty., 1 bag of 100, RT2-04-SD5-60</strong></p><p><strong>SPECIFICATIONS</strong></p><div><div class="product-line-sku-container"><span class="product-line-sku-label">SKU:<span>Â </span></span><span class="product-line-sku-value" itemprop="sku">213-0079</span></div></div><div><div><div class="custom-pdp-fields-line-container"><span class="custom-pdp-fields-label">Mfr. Part Number: RT2-04-SD5-60</span></div><div class="custom-pdp-fields-line-container"><span class="custom-pdp-fields-label">Item Weight: 0.0287 lb</span></div><div class="custom-pdp-fields-line-container"><span class="custom-pdp-fields-label">Dimensions (LxWxH): 0.2 x 0.2 x 2.36 inches</span></div></div></div>
USMS100-0548 | 13.92 | 1.5" Metal to Metal Screw | S-5! 1.5" Metal To Metal Screw | <h4 class="product-details-full-content-header-title" data-mce-fragment="1" itemprop="name"><strong>S-5!, Â¼-14 X 1-1/2â€ Metal to Metal, 3/8â€ Hex Washer Head Self Drilling Screw, Qty. 1 pack of 50, 1.5" Metal to Metal Screw</strong></h4>
USMS100-0549 | 3.47 | A-2.0 SPLICE-20 | Prosolar A-2.0 SPLICE-20 Universal Self-grounding Splice With Hardware | <table width="100%" data-mce-fragment="1"><tbody data-mce-fragment="1"><tr data-mce-fragment="1"><td style="width: 955.59px;" data-mce-fragment="1" data-mce-style="width: 955.59px;"><strong>Prosolar A-2.0 SPLICE-20 Universal Self-grounding Splice With Hardware</strong></td></tr><tr data-mce-fragment="1"><td style="width: 955.59px;" data-mce-fragment="1" data-mce-style="width: 955.59px;"><p data-mce-fragment="1"><span>The splice kit provides a solution to rigidly lock multiple rail sets together. The splice kit has a feature that allows for thermal expansion/contraction of the rails without damaging the roof-top.</span></p><p><strong>SPECIFICATIONS</strong><br></p><table width="100%"><tbody><tr><td style="width: 48.2638%;" data-mce-style="width: 48.2638%;"><span>Model</span></td><td style="width: 47.7362%;" data-mce-style="width: 47.7362%;">A-2.0 SPLICE-20</td></tr><tr><td style="width: 48.2638%;" data-mce-style="width: 48.2638%;"><span>Series</span></td><td style="width: 47.7362%;" data-mce-style="width: 47.7362%;"><span>-</span></td></tr><tr><td style="width: 48.2638%;" data-mce-style="width: 48.2638%;"><span>Manufacturer</span></td><td style="width: 47.7362%;" data-mce-style="width: 47.7362%;">Prosolar<br></td></tr></tbody></table></td></tr></tbody></table><p><br><strong>GENERAL SPECIFICATIONS</strong><br></p><table width="100%"><tbody><tr><td style="width: 49.0244%;" data-mce-style="width: 49.0244%;"><span>Type</span></td><td style="width: 47.9756%;" data-mce-style="width: 47.9756%;">Splice</td></tr><tr><td style="width: 49.0244%;" data-mce-style="width: 49.0244%;"><span mce-data-marked="1">Weight</span></td><td style="width: 47.9756%;" data-mce-style="width: 47.9756%;"><span>0.05 lb</span></td></tr><tr><td style="width: 49.0244%;" data-mce-style="width: 49.0244%;"><span>Dimension</span></td><td style="width: 47.9756%;" data-mce-style="width: 47.9756%;"><span>4 x 2 x 1 inches</span></td></tr><tr><td style="width: 49.0244%;" data-mce-style="width: 49.0244%;">Color</td><td style="width: 47.9756%;" data-mce-style="width: 47.9756%;">Black</td></tr></tbody></table><p><strong>Warranty</strong><br data-mce-fragment="1"></p><ul><li>Manufacturer 25 Years Warranty</li></ul><p>* Refer to warranty document for terms and conditions<br data-mce-fragment="1"><strong>Documentation</strong></p><table width="100%"><tbody><tr><td style="width: 24%;" data-mce-style="width: 24%;"><a href="https://s3.amazonaws.com/ecodirect_docs/PROSOLAR/Rooftrac.pdf"><span style="color: #2b00ff;" data-mce-style="color: #2b00ff;">Data Sheet</span></a></td></tr></tbody></table><p><br><strong>Detailed Information</strong></p><p><span>The Splice Kit integrates with the RoofTracÂ® support rail to allow shorter lengths of rail to be handled as one section. A benefit of the splice kit is that it allows for thermal expansion of the aluminum while keeping the support rail from changing position during the process.Â UL 2703 Grounding Approved.</span></p><p><span></span><strong>High Reliability</strong></p><p>Easy to install</p><p>Splices connect two rails to one another</p><p>Standard rail splice used for 1-1/2" and 2-1/2" deep rail (top)</p><p>XD rail splice kit used for 3" extra deep rail (bottom)</p>
USMS100-0558 | 0.42 | 0.90 Round Point Setscrew | S-5! 3/8-24 X .90â€ Round Point Set Screw Replacement | <p data-mce-fragment="1"><strong data-mce-fragment="1">Limited Lifetime Warranty.</strong><br></p><p data-mce-fragment="1"><span class="ql-cursor" data-mce-fragment="1"></span>Metal Roof Innovations, Ltd (MRIL) warrants that all S-5! products manufactured by it and bearing its name are free from defects in material and workmanship on the date of first sale and FOR THE LIFE OF THE ROOF. The sole and exclusive remedy for breach of this warranty is repair or replacement of the S-5! manufactured product which is defective.</p>
USMS100-0347 | 0.98 | 370022 | Unirac Roofmount RM10 EVO 370022 Module Clamp Side Bolt | <table width="100%" data-mce-fragment="1"><tbody data-mce-fragment="1"><tr data-mce-fragment="1"><td style="width: 955.59px;" data-mce-fragment="1" data-mce-style="width: 955.59px;"><strong>Unirac Roofmount RM10 EVO 370022 Module Clamp Side Bolt</strong></td></tr><tr data-mce-fragment="1"><td style="width: 955.59px;" data-mce-fragment="1" data-mce-style="width: 955.59px;"><p><span>Unirac has taken the tried-and-true form and functionality of RM10 and evolved it to maximize the potential of flat roof solar projects. We have paired simplicity with power by improving the function, strength, and reliability of the module clamps and modified the shape of the north row bay to optimize space and increase module density by up to 20%.<br></span></p></td></tr></tbody></table><p><strong><br>SPECIFICATIONS</strong></p><table width="100%"><tbody><tr><td style="width: 48.2638%;"><span>Model</span></td><td style="width: 47.7362%;">Unirac RM10 EVOÂ </td></tr><tr><td style="width: 48.2638%;"><span>Series</span></td><td style="width: 47.7362%;">-<br></td></tr><tr><td style="width: 48.2638%;"><span>Manufacturer</span></td><td style="width: 47.7362%;">Unirac</td></tr></tbody></table><p><strong><br>GENERAL SPECIFICATION</strong><br></p><table width="100%"><tbody><tr></tr><tr><td style="width: 49.0244%;" data-mce-style="width: 49.0244%;"><span>Type</span></td><td style="width: 47.9756%;" data-mce-style="width: 47.9756%;"><span>Bolt</span></td></tr><tr><td style="width: 49.0244%;" data-mce-style="width: 49.0244%;">Color</td><td style="width: 47.9756%;" data-mce-style="width: 47.9756%;"><span>Silver</span></td></tr><tr><td style="width: 49.0244%;" data-mce-style="width: 49.0244%;">Weight</td><td style="width: 47.9756%;" data-mce-style="width: 47.9756%;"><span mce-data-marked="1">2lb</span></td></tr><tr><td style="width: 49.0244%;" data-mce-style="width: 49.0244%;"><span>Dimensions</span></td><td style="width: 47.9756%;" data-mce-style="width: 47.9756%;"><span>19 x 13 x 12 in</span></td></tr></tbody></table><p><strong>Warranty</strong><br data-mce-fragment="1"></p><ul><li>25 Year Standard Warranty.</li></ul><p>* Refer to warranty document for terms and conditions<br><br data-mce-fragment="1"><strong>Documentation</strong></p><table width="100%"><tbody><tr><td style="width: 24%;" data-mce-style="width: 24%;"><a href="https://7534425.app.netsuite.com/core/media/media.nl?id=1437506&amp;c=7534425&amp;h=JjiggdLsCz49C2c-fye0WpdZFGCOQpcyKwHX7DtYApKsilbg&amp;_xt=.pdf"><span style="color: #2b00ff;" data-mce-style="color: #2b00ff;">Data Sheet</span></a></td></tr></tbody></table><p><br><strong>Detailed Information</strong><br></p><p><span>Unirac has taken the tried-and-true form and functionality of RM10 and evolved it to maximize the potential of flat roof solar projects. We have paired simplicity with power by improving the function, strength, and reliability of the module clamps and modified the shape of the north row bay to optimize space and increase module density by up to 20%.</span></p><p><strong>High reliability</strong><br></p><p>Cell interconnections and diode placement use well-established industry practice and are field-proven to provide excellent reliability.</p><p>Re-designed north row bays give improved aesthetics and greater design flexibility</p><p><span>Shorter inter-row spacing allow for better module density</span></p>
USMS100-0559 | 117.09 | 17667SS | QuickBOLT 17667SS Microflashing 3 In With 5 1/4 In Hanger Bolt And Flanged Hex Nut | <table width="100%" data-mce-fragment="1"><tbody data-mce-fragment="1"><tr data-mce-fragment="1"><td style="width: 955.59px;" data-mce-fragment="1" data-mce-style="width: 955.59px;"><strong>Quickbolt 17667SS Microflashing 3 In With 5 1/4 In Hanger Bolt And Flanged Hex Nut</strong></td></tr><tr data-mce-fragment="1"><td style="width: 955.59px;" data-mce-fragment="1" data-mce-style="width: 955.59px;"><p data-mce-fragment="1"><span>Quickbolt International Quickscrews International 17667SS QuickBolt with 3" Microflashing Kit Quickscrews International 17667SS<br data-mce-fragment="1">Stock up and save, the more you buy Quickscrews International 17667SS QuickBolt with 3" Microflashing Kit Quickscrews International 17667SS the more you save. Get the lowest.</span></p><p><strong>SPECIFICATIONS</strong><br></p><table width="100%"><tbody><tr><td style="width: 48.2638%;" data-mce-style="width: 48.2638%;"><span>Model</span></td><td style="width: 47.7362%;" data-mce-style="width: 47.7362%;">17667SS</td></tr><tr><td style="width: 48.2638%;" data-mce-style="width: 48.2638%;"><span>Series</span></td><td style="width: 47.7362%;" data-mce-style="width: 47.7362%;"><span>-</span></td></tr><tr><td style="width: 48.2638%;" data-mce-style="width: 48.2638%;"><span>Manufacturer</span></td><td style="width: 47.7362%;" data-mce-style="width: 47.7362%;">Quickbolt<br></td></tr></tbody></table></td></tr></tbody></table><p><br><strong>GENERAL SPECIFICATIONS</strong><br></p><table width="100%"><tbody><tr><td style="width: 49.0244%;" data-mce-style="width: 49.0244%;"><span>Type</span></td><td style="width: 47.9756%;" data-mce-style="width: 47.9756%;"><span>Nut Bolt</span></td></tr><tr><td style="width: 49.0244%;" data-mce-style="width: 49.0244%;"><span>Finish</span></td><td style="width: 47.9756%;" data-mce-style="width: 47.9756%;"><span>Mill</span></td></tr><tr><td style="width: 49.0244%;" data-mce-style="width: 49.0244%;"><span>Dimensions</span></td><td style="width: 47.9756%;" data-mce-style="width: 47.9756%;"><span>5/16 X 5 1/4"</span></td></tr><tr><td style="width: 49.0244%;" data-mce-style="width: 49.0244%;"><span mce-data-marked="1">Color</span></td><td style="width: 47.9756%;" data-mce-style="width: 47.9756%;">Silver</td></tr></tbody></table><p><strong><br>Warranty</strong><br data-mce-fragment="1"></p><ul><li>Manufacturer 25 Years Warranty</li></ul><p>* Refer to warranty document for terms and conditions<br data-mce-fragment="1"><strong>Documentation</strong></p><table width="100%"><tbody><tr><td style="width: 24%;" data-mce-style="width: 24%;"><span style="color: #2b00ff;" data-mce-style="color: #2b00ff;">Data Sheet</span></td></tr></tbody></table><p><br><strong>Detailed Information</strong></p><p><span>Quickbolt International Quickscrews International 17667SS QuickBolt with 3" Microflashing Kit Quickscrews International 17667SSÂ </span><span>Stock up and save, the more you buy Quickscrews International 17667SS QuickBolt with 3" Microflashing Kit Quickscrews International 17667SS the more you save. Get the lowest.</span></p><p><span></span><strong>High Reliability</strong></p><p><span>The Low Profile QuickBOLT Kit offers installers an efficient way to mount panels to composite roofs without compromising water resistance.</span></p>
USMS100-0661 | 10.2 | QMSE-A-12 | Quick Mount PV QMSE-A-12 Mill E-mount Flashing | <table width="100%" data-mce-fragment="1"><tbody data-mce-fragment="1"><tr data-mce-fragment="1"><td style="width: 955.59px;" data-mce-style="width: 955.59px;" data-mce-fragment="1"><strong>Quick Mount PV QMSE-A-12 Mill E-mount Flashing</strong></td></tr><tr data-mce-fragment="1"><td style="width: 955.59px;" data-mce-style="width: 955.59px;" data-mce-fragment="1"><p><span>The new Quick Mount PV E-Mount is designed for customers who want Quick Mount PV quality at a lower price point.</span></p><p><strong>SPECIFICATIONS</strong></p><table width="100%"><tbody><tr><td style="width: 48.2638%;" data-mce-style="width: 48.2638%;"><span>Model</span></td><td style="width: 47.7362%;" data-mce-style="width: 47.7362%;">Quick Mount PV QMSE-A-12</td></tr><tr><td style="width: 48.2638%;" data-mce-style="width: 48.2638%;"><span>Series</span></td><td style="width: 47.7362%;" data-mce-style="width: 47.7362%;">-<br></td></tr><tr><td style="width: 48.2638%;" data-mce-style="width: 48.2638%;"><span>Manufacturer</span></td><td style="width: 47.7362%;" data-mce-style="width: 47.7362%;">Quick Mount<br></td></tr></tbody></table></td></tr></tbody></table><p><br><strong>GENERAL SPECIFICATION</strong><br></p><table width="100%"><tbody><tr></tr><tr><td style="width: 49.0244%;" data-mce-style="width: 49.0244%;"><span>Type</span></td><td style="width: 47.9756%;" data-mce-style="width: 47.9756%;"><span>Flashing</span></td></tr><tr><td style="width: 49.0244%;" data-mce-style="width: 49.0244%;"><span>Finish</span></td><td style="width: 47.9756%;" data-mce-style="width: 47.9756%;"><span mce-data-marked="1">Mill</span></td></tr><tr><td style="width: 49.0244%;" data-mce-style="width: 49.0244%;"><span>Quantity</span></td><td style="width: 47.9756%;" data-mce-style="width: 47.9756%;"><span>12</span></td></tr><tr><td style="width: 49.0244%;" data-mce-style="width: 49.0244%;"><span>Manufacturer</span></td><td style="width: 47.9756%;" data-mce-style="width: 47.9756%;"><span>QuickMount PV</span></td></tr><tr><td style="width: 49.0244%;" data-mce-style="width: 49.0244%;"><span>Dimensions</span></td><td style="width: 47.9756%;" data-mce-style="width: 47.9756%;"><span>9IN x 12IN</span></td></tr></tbody></table><p><strong>Warranty</strong><br data-mce-fragment="1"></p><ul><li>10 Year Standard Warranty.</li><li><span>50-year expected life</span></li></ul><p>* Refer to warranty document for terms and conditions<br data-mce-fragment="1"><strong>Documentation</strong></p><table width="100%"><tbody><tr><td style="width: 24%;" data-mce-style="width: 24%;"><a href="https://documents.unboundsolar.com/media/quick-mount-qmhls-low-height-side-mounted-quick-hook-single-warranty-2450199184-14.pdf"><span style="color: #2b00ff;" data-mce-style="color: #2b00ff;">Data Sheet</span></a></td></tr></tbody></table><p><br><strong>Detailed Information</strong><br></p><p>The new Quick Mount PV E-Mount is designed for customers who want Quick Mount PV quality at a lower price point.</p><p><strong>High reliability</strong><br></p><p>Cell interconnections and diode placement use well-established industry practice and are field-proven to provide excellent reliability.</p><p>Patented Elevated Water Seal</p><p>Stainless steel hardware (included)</p><p>Â </p>
USMS100-0561 | 20.13 | XR-10-132A | IRONRIDGE XR RAIL XR-10-132A 132" (11') CLEAR RAIL | <table data-mce-fragment="1" width="100%"><tbody data-mce-fragment="1"><tr data-mce-fragment="1"><td data-mce-fragment="1" style="width: 955.59px;" data-mce-style="width: 955.59px;"><strong>IRONRIDGE XR RAIL XR-10-132A 132" (11') CLEAR RAIL</strong></td></tr><tr data-mce-fragment="1"><td data-mce-fragment="1" style="width: 955.59px;" data-mce-style="width: 955.59px;"><p data-mce-fragment="1"><span>The XR Rail Family comes in three sizes, each with the power of a curved rail. Each size is designed to accommodate complex design loads while keeping material costs to a minimum. There is an XR Rail that corresponds to your position. Among solar mounting rails, the XR1000 is a heavyweight. It's made to withstand harsh weather and can stretch up to 12 feet in length for commercial use. The XR100 is the ultimate mounting rail for your house. It can withstand a variety of wind and snow conditions while maintaining full spans. The XR10 is a slim, low-profile mounting rail that is ideal for areas with little to no snow. It spans 6 feet while remaining light and cost-effective.</span></p><p><strong>SPECIFICATIONS</strong><br></p><table width="100%"><tbody><tr><td style="width: 48.2638%;" data-mce-style="width: 48.2638%;"><span>Model</span></td><td style="width: 47.7362%;" data-mce-style="width: 47.7362%;">XR RAIL XR-10-132A 132"</td></tr><tr><td style="width: 48.2638%;" data-mce-style="width: 48.2638%;"><span>Series</span></td><td style="width: 47.7362%;" data-mce-style="width: 47.7362%;"><span>-</span></td></tr><tr><td style="width: 48.2638%;" data-mce-style="width: 48.2638%;"><span>Manufacturer</span></td><td style="width: 47.7362%;" data-mce-style="width: 47.7362%;">IRONRIDGE<br></td></tr></tbody></table></td></tr></tbody></table><p><br><strong>GENERAL SPECIFICATIONS</strong><br></p><table width="100%"><tbody><tr><td style="width: 49.0244%;" data-mce-style="width: 49.0244%;"><span>Depth [mm (in)]</span></td><td style="width: 47.9756%;" data-mce-style="width: 47.9756%;">13in<br></td></tr><tr><td style="width: 49.0244%;" data-mce-style="width: 49.0244%;"><span>Length [mm (in)]</span></td><td style="width: 47.9756%;" data-mce-style="width: 47.9756%;"><span>132in</span></td></tr><tr><td style="width: 49.0244%;" data-mce-style="width: 49.0244%;"><span>Width [mm (in)]</span></td><td style="width: 47.9756%;" data-mce-style="width: 47.9756%;"><span>18in</span></td></tr><tr><td style="width: 49.0244%;" data-mce-style="width: 49.0244%;"><span>Weight [kg (lb)]</span></td><td style="width: 47.9756%;" data-mce-style="width: 47.9756%;"><span>4.8lb</span></td></tr></tbody></table><p><strong>Warranty</strong><br data-mce-fragment="1"></p><ul><li><span>25 years Standard warranty</span></li></ul><p>* Refer to warranty document for terms and conditions<br data-mce-fragment="1"><strong>Documentation</strong></p><table width="100%"><tbody><tr><td style="width: 24%;" data-mce-style="width: 24%;"><a href="https://cdn.shopify.com/s/files/1/0566/3408/1340/files/153_210-0998_Cut_Sheet.pdf?v=1678421791"><span style="color: #2b00ff;" data-mce-style="color: #2b00ff;">Data Sheet</span></a></td></tr></tbody></table><p><br><strong>Detailed Information</strong></p><p><span>The XR Rail Family is offered in three targeted sizes, each size supports specific design loads, while minimizing material costs. Depending on your location, there is an XR Rail to match your speicific site conditions. The XR-1000 is a heavyweight among solar mounting rails. It's built to handle extreme climates and spans 12 feet or more, mostly for commercial applications. The XR-100 is the ultimate residential mounting rail, supporting a range of wind and snow conditions, while also maximizing spans up to 8 feet. The XR-10 is a sleek, low-profile mounting rail, perfectly matched to regions without snow. It achieves 6 foot spans, while also staying light and economical.</span></p><p><span></span><strong>High Reliability</strong></p><p>High reliability due to lower heat dissipation</p><p><span>In most states, pre-stamped engineering letters are eligible. It's easy to develop, share, and price projects using online apps.</span></p><p><span>It's light and works with industry-standard attachments.</span></p>
USMS100-0360 | 1.7 | 310750 | Unirac Roofmount 310750 Module Clip | <h3 data-mce-fragment="1">UniRac 310750 RoofMount Module Clip, Mill Finish, Aluminum, Qty. 1</h3><p data-mce-fragment="1"><strong data-mce-fragment="1">UniRac RoofMount - Bringing the power of simplicity to the ballasted flat roof solar industry.</strong></p><p data-mce-fragment="1">The system consists of only two major components, minimizing preparation work and installation time. Seamlessly design around roof obstacles, support most framed modules and bond the system with just the turn of a wrench. Industry leading installation speed metrics have been verifid by a third party.</p><p data-mce-fragment="1">The Module Clip is made of a mill finish Aluminum &amp; can be used with any framed module that has the return flange underneath the panel. The Clip uses a 3/8" SS bolt (sold separately) to secure the module to the Ballast Bay. This unique design takes advantage of the module frame design, attaching to the return flange of the frame, creating a universal connection. The Module Clip attachment has been designed to provide a bonding path from the PV module to the Ballast Bay, therefore electrically bonds all interconnected modules. One size fits all.</p><p data-mce-fragment="1"><strong data-mce-fragment="1">NOTE:</strong><span data-mce-fragment="1">Â </span>Four Module Clips per module required.</p><p data-mce-fragment="1"><strong>SPECIFICATIONS</strong></p><div><div class="product-line-sku-container"><span class="product-line-sku-label">SKU:<span>Â </span></span><span class="product-line-sku-value" itemprop="sku">250-1370</span></div></div><div><div><div class="custom-pdp-fields-line-container"><span class="custom-pdp-fields-label">Item Weight: 0.2 lb</span></div><div class="custom-pdp-fields-line-container"><span class="custom-pdp-fields-label">Dimensions (LxWxH): 2.75 x 1.75 x 2.75 inches</span></div><div class="custom-pdp-fields-line-container"><span class="custom-pdp-fields-label">Mfr. Product Line: RoofMount</span></div></div></div>
USMS100-0276 | 0.75 | FLANGE BOLT | 5/16'-18 X 3/4" FLANGE BOLT | <p><strong>5/16"-18 x 3/4" Flange Bolt</strong> Discover the pinnacle of power conversion expertise and innovation in high-efficiency with the 5/16"-18 x 3/4" Flange Bolt. Designed to excel in various applications, this flange bolt offers reliable performance and robust construction.</p><p><strong>KEY FEATURES</strong></p><ul><li><strong>Versatile Performance:</strong> The 5/16"-18 x 3/4" Flange Bolt is engineered to meet a diverse range of requirements, making it suitable for multiple applications.</li><li><strong>High Efficiency:</strong> Built with a focus on efficiency, this flange bolt delivers outstanding performance across different usage scenarios.</li><li><strong>Durable Build:</strong> The construction of this flange bolt ensures longevity, allowing it to withstand various environmental conditions.</li></ul><p><strong>SPECIFICATIONS</strong></p><ul><li><strong>Model:</strong> -</li><li><strong>Series:</strong> -</li><li><strong>Manufacturer:</strong> -</li></ul><p><strong>GENERAL SPECIFICATION</strong></p><ul><li><strong>Diameter:</strong> 5/16"-18</li><li><strong>Finish:</strong> Plain</li><li><strong>Coarse / Fine Threads:</strong> Coarse</li><li><strong>Partial / Full Threads:</strong> Full</li><li><strong>Head Style:</strong> Hex Washer</li></ul><p><strong>WARRANTY</strong></p><ul><li>25 Year Standard Warranty</li></ul><p>For detailed warranty terms and conditions, please refer to the warranty document.</p><p><strong>Detailed Information</strong> The 5/16"-18 x 3/4" Flange Bolt embodies years of power conversion expertise and innovation, resulting in a reliable and efficient solution for various applications. With a strong and durable construction, this bolt is designed to provide exceptional performance and longevity.</p><p><strong>High Reliability</strong> The flange bolt's cell interconnections and diode placement adhere to established industry practices, ensuring excellent reliability that has been proven in the field.</p><p>Elevate your projects with the 5/16"-18 x 3/4" Flange Bolt, a testament to durability, efficiency, and performance in power conversion applications.</p>
USMS100-0322 | 3.07 | 302028D | Unirac Solarmount 302028D Dark Mid Clamp, 45-52mm | <h3 data-mce-fragment="1">UniRac 302028D SolarMount Preassembled Mid Clamp, Integrated Bonding, Top Mounting, E-F, 45mm-52mm, 2.50" Bolt, Dark SS, Qty. 1</h3><p data-mce-fragment="1">SOLARMOUNT defined the standard in solar racking. New enhancements are designed to get you off the roof faster than ever before. Components are pre-assembled and optimized to reduce installation steps and save labor time. Their new grounding &amp; bonding process eliminates copper wire and grounding straps to reduce costs. Utilize the microinverter mount with a wire management clip for an easier installation.<br data-mce-fragment="1"><br data-mce-fragment="1">Pre-assembled aluminum clamp available in clear or dark fiish. Supplied washers keep clamp and bolt upright for ease of assembly.<br data-mce-fragment="1"><br data-mce-fragment="1"><strong data-mce-fragment="1">Ordering Mid Clamps:</strong><span data-mce-fragment="1">Â </span>For each row, take one less than the number of modules in the row and multiply that figure by 2. For example, a row of 4 modules requires 6 mid clamps: (4 - 1) x 2 = 6.<br data-mce-fragment="1"><br data-mce-fragment="1">You should verify that the module thickness matches the size given for each top clamp. Manufacturers may change dimensions without notice.</p><p data-mce-fragment="1"><strong>SPECIFICATIONS</strong></p><div><div class="product-line-sku-container"><span class="product-line-sku-label">SKU:<span>Â </span></span><span class="product-line-sku-value" itemprop="sku">260-0775</span></div></div><div><div><div class="custom-pdp-fields-line-container"><span class="custom-pdp-fields-label">Item Weight: 0.5 lb</span></div><div class="custom-pdp-fields-line-container"><span class="custom-pdp-fields-label">Dimensions (LxWxH): 2.75 x 2 x 1 inches</span></div><div class="custom-pdp-fields-line-container"><span class="custom-pdp-fields-label">Mfr. Product Line: SolarMount</span></div></div></div>
USMS100-0305 | 64.51 | 310208C | UNIRAC SOLARMOUNT 310208C 208" (17') CLEAR RAIL | <strong>UNIRAC SolarMount 310208C 208-inch Standard Rail w/ Clear Anodized Finish<br><br></strong><h3 data-mce-fragment="1">Manufacturer Part#: 310208C</h3><p data-mce-fragment="1">UniRac's SolarMount system defined the standard in solar racking and the components of the system are designed to get you off the roof faster. Their grounding &amp; bonding process eliminates the need for copper wire and grounding straps, reducing your overall costs. UniRac's new Superior Aesthetics Package provides a streamlined clean edge with a new front trim for enhanced curb appeal and there no special brackets required for installation. SolarMount is a complete solution with revolutionary universal clamps, FlashKit Pro, full system UL 2703 certification and a 25-year warranty. Not only is SolarMount easy to install, but best-in-class aesthetics make it the most attractive on any block!</p><p data-mce-fragment="1">The SolarMount 310208C Rail is fully compatible with all of the existing SolarMount components and comes in a clear anodized finish. If your desired rail length exceeds 246 inches, you will need a splice kit. Spliced segments should be as close to equal lengths as possible.</p><p data-mce-fragment="1"><span color="red" style="color: red;" data-mce-fragment="1">This item cannot ship UPS Ground due to its length. Please select the "FREIGHT SHIPPING QUOTE ONLYâ€ option at checkout. Once we process your order, we will contact you with the shipping options. For questions, please contact us at 800-942-2424 ext 1.</span></p><p data-mce-fragment="1">Â </p><p data-mce-fragment="1"><span style="color: #000000;"><strong><span color="red" data-mce-fragment="1">SPECIFICATIONS</span></strong></span></p><p>Â </p><div><div class="product-line-sku-container"><span class="product-line-sku-label">SKU:<span>Â </span></span><span class="product-line-sku-value" itemprop="sku">210-0596</span></div></div><div><div><div class="custom-pdp-fields-line-container"><span class="custom-pdp-fields-label">Item Weight: 12 lb</span></div><div class="custom-pdp-fields-line-container"><span class="custom-pdp-fields-label">Dimensions (LxWxH): 208 x 1 x 3 inches</span></div><div class="custom-pdp-fields-line-container"><span class="custom-pdp-fields-label">Mfr. Product Line: SolarMount</span></div></div></div>
USWC001-0050 | 6.2 | 40.0000-R | 40.0000-R 12" Red Battery Cable | <p data-sourcepos="1:1-1:67">I couldn't find a product titled "40.0000-R 12" Red Battery Cable".</p><p data-sourcepos="3:1-3:186">The standard battery cable size is 6 gauge. A 40 gauge battery cable is much thinner and is typically used for low-current applications, such as connecting small appliances to batteries.</p><p data-sourcepos="5:1-5:160">The weight of a 40 gauge battery cable will vary depending on the length of the cable. A 12-inch 40 gauge battery cable would typically weigh around 0.2 pounds.</p><p data-sourcepos="7:1-7:195">If you are looking for a battery cable for a solar power system, I recommend using a 6 gauge cable. This will be sufficient for most applications and will be less expensive than a 40 gauge cable.</p><p data-sourcepos="9:1-9:96">Here are some of the factors to consider when choosing a battery cable for a solar power system:</p><ul data-sourcepos="11:1-15:0"><li data-sourcepos="11:1-11:130">The current carrying capacity of the cable: The cable must be able to carry the maximum current that will be flowing through it.</li><li data-sourcepos="12:1-12:109">The voltage rating of the cable: The cable must be able to withstand the voltage of the solar power system.</li><li data-sourcepos="13:1-13:106">The length of the cable: The longer the cable, the thicker it will need to be to carry the same current.</li><li data-sourcepos="14:1-15:0">The environment where the cable will be used: The cable must be able to withstand the environmental conditions, such as moisture and UV rays.</li></ul><p data-sourcepos="16:1-16:170">If you are not sure what size battery cable to use, I recommend consulting with a solar installer. They can help you choose the right cable for your specific application.</p>
USMS100-0554 | 7.24 | FJ-450-18 | Prosolar Fastjack FJ-450-1 4.5" Standoff | <table width="100%" data-mce-fragment="1"><tbody data-mce-fragment="1"><tr data-mce-fragment="1"><td style="width: 955.59px;" data-mce-fragment="1" data-mce-style="width: 955.59px;"><strong>PROSOLAR FASTJACK FJ-450-1 4.5" STANDOFF</strong></td></tr><tr data-mce-fragment="1"><td style="width: 955.59px;" data-mce-fragment="1" data-mce-style="width: 955.59px;"><p data-mce-fragment="1"><span>The patented design of the FastJack can be easily expressed as the most innovative, efficient and cost-effective tool of it's kind. Between the precision CNC machined base and stanchion along with strict engineering and material standards, the FastJack has been laboratory tested to provide 2,359 pouinds of strength using only a single lag bolt (included).</span></p><p><strong>SPECIFICATIONS</strong><br></p><table width="100%"><tbody><tr><td style="width: 48.2638%;" data-mce-style="width: 48.2638%;"><span>Model</span></td><td style="width: 47.7362%;" data-mce-style="width: 47.7362%;">FJ-450-1 4.5"</td></tr><tr><td style="width: 48.2638%;" data-mce-style="width: 48.2638%;"><span>Series</span></td><td style="width: 47.7362%;" data-mce-style="width: 47.7362%;"><span>-</span></td></tr><tr><td style="width: 48.2638%;" data-mce-style="width: 48.2638%;"><span>Manufacturer</span></td><td style="width: 47.7362%;" data-mce-style="width: 47.7362%;">Prosolar<br></td></tr></tbody></table></td></tr></tbody></table><p><br><strong>GENERAL SPECIFICATIONS</strong><br></p><table width="100%"><tbody><tr><td style="width: 49.0244%;" data-mce-style="width: 49.0244%;"><span>Technology</span></td><td style="width: 47.9756%;" data-mce-style="width: 47.9756%;"><span>Standoff</span></td></tr><tr><td style="width: 49.0244%;" data-mce-style="width: 49.0244%;">Dimensions</td><td style="width: 47.9756%;" data-mce-style="width: 47.9756%;"><span>1.50 x 3.50 x 2.50 inches</span></td></tr><tr><td style="width: 49.0244%;" data-mce-style="width: 49.0244%;">Weight</td><td style="width: 47.9756%;" data-mce-style="width: 47.9756%;"><span>0.50 lbs</span></td></tr><tr><td style="width: 49.0244%;" data-mce-style="width: 49.0244%;"><span>Height</span></td><td style="width: 47.9756%;" data-mce-style="width: 47.9756%;"><span>5.00 inches</span></td></tr></tbody></table><p><strong>Warranty</strong><br data-mce-fragment="1"></p><ul><li><span>25 years Standard warranty</span></li></ul><p>* Refer to warranty document for terms and conditions<br data-mce-fragment="1"></p><table width="100%"><tbody></tbody></table><p><br><strong>Detailed Information</strong></p><p><span>ProSolar Standoff- FastJack - FJ-300-1 ProSolar, FastJack, Standoff, 3", Qty. 1, FJ-300-1 The patented design of the FastJack can be easily expressed as the most innovative, efficient and cost-effective tool of it's kind. Between the precision CNC machined base and stanchion along with strict engineering and material standards</span></p><p><span></span><strong>High Reliability</strong></p><p>High reliability due to lower heat dissipation</p><p>The lag bolt is located directly under the stanchion in a patented design that provides superior strength values</p><p>Installs quickly and efficiently, saving time and money</p><p>There are no welds to corrode or split since it is precision machined from extruded aluminum</p>
USMS100-0555 | 0.77 | P-CN-1 | Prosolar P-CN-1 Channel Nut | <table data-mce-fragment="1" width="100%"><tbody data-mce-fragment="1"><tr data-mce-fragment="1"><td data-mce-fragment="1" style="width: 955.59px;" data-mce-style="width: 955.59px;"><strong>PROSOLAR P-CN-1 CHANNEL NUT</strong></td></tr><tr data-mce-fragment="1"><td data-mce-fragment="1" style="width: 955.59px;" data-mce-style="width: 955.59px;"><p data-mce-fragment="1"><span>Professional Solar Channel nuts slide easily into position to hold the end clamps and mid clamps. One is required for each mid and end clamp.</span></p><p><strong>SPECIFICATIONS</strong><br></p><table width="100%"><tbody><tr><td style="width: 48.2638%;" data-mce-style="width: 48.2638%;"><span>Model</span></td><td style="width: 47.7362%;" data-mce-style="width: 47.7362%;">PROSOLAR P-CN-1</td></tr><tr><td style="width: 48.2638%;" data-mce-style="width: 48.2638%;"><span>Series</span></td><td style="width: 47.7362%;" data-mce-style="width: 47.7362%;"><span>-</span></td></tr><tr><td style="width: 48.2638%;" data-mce-style="width: 48.2638%;"><span>Manufacturer</span></td><td style="width: 47.7362%;" data-mce-style="width: 47.7362%;">Prosolar<br></td></tr></tbody></table></td></tr></tbody></table><p><br><strong>GENERAL SPECIFICATIONS</strong><br></p><table width="100%"><tbody><tr><td style="width: 49.0244%;" data-mce-style="width: 49.0244%;">Technology</td><td style="width: 47.9756%;" data-mce-style="width: 47.9756%;"><span>Channel Nut</span></td></tr><tr><td style="width: 49.0244%;" data-mce-style="width: 49.0244%;">Dimensions</td><td style="width: 47.9756%;" data-mce-style="width: 47.9756%;"><span>1.50 x 0.50 x 1.25 inches</span></td></tr><tr><td style="width: 49.0244%;" data-mce-style="width: 49.0244%;"><span>Weight</span></td><td style="width: 47.9756%;" data-mce-style="width: 47.9756%;"><span>0.06 lbs</span></td></tr><tr><td style="width: 49.0244%;" data-mce-style="width: 49.0244%;"><span>Compatibility</span></td><td style="width: 47.9756%;" data-mce-style="width: 47.9756%;"><span>ProSolar Racking Components</span></td></tr></tbody></table><p><strong>Warranty</strong><br data-mce-fragment="1"></p><ul><li><span>25 years Standard warranty</span></li></ul><p>* Refer to warranty document for terms and conditions<br data-mce-fragment="1"></p><table width="100%"><tbody></tbody></table><p><br><strong>Detailed Information</strong></p><p><span>The ProSolar Channel nut provides a full 3" of gripping area. It fits into the "C" Channel of the Roof Trac solar mounting system and is used to hold mid clamps and end clamps. One is required for each clamp. This is a single channel nut. Packs of 200 nuts are also available.</span></p><p><span></span><strong>High Reliability</strong></p><p>High reliability due to lower heat dissipation</p><p><span>It's light and works with industry-standard attachments.</span></p>
USMS100-0289 | 1.26 | 330052S | Unirac Solarmount 330052S T-BOLT | <p data-mce-fragment="1"><strong data-mce-fragment="1">UniRac, SolarMount Integrated Bonding, T-Bolt &amp; Nut, 1/4"X2.50", Clear SS, Qty. 1, 330052S</strong></p><p data-mce-fragment="1">SolarMount created the industry standard for solar racking. Installers will be able to get off the roof quicker than ever before thanks to recent improvements. Pre-assembled and optimized components minimize assembly steps and labor time. To save money, our new grounding and bonding process uses less copper wire and doesn't use grounding straps or bonding jumpers.</p><p data-mce-fragment="1"><strong>SPECIFICATIONS</strong></p><div><div class="product-line-sku-container"><span class="product-line-sku-label">SKU:<span>Â </span></span><span class="product-line-sku-value" itemprop="sku">270-0838</span></div></div><div><div><div class="custom-pdp-fields-line-container"><span class="custom-pdp-fields-label">Item Weight: 0.05 lb</span></div><div class="custom-pdp-fields-line-container"><span class="custom-pdp-fields-label">Dimensions (LxWxH): 1.5 x 0.75 x 2.75 inches</span></div><div class="custom-pdp-fields-line-container"><span class="custom-pdp-fields-label">Mfr. Product Line: SolarMount</span></div></div></div>
USSS100-0062 | 1144.59 | MNE250SMA-OG/AC | MIDNITE SOLAR MNE250SMA-OG/AC DM SMA E-PANEL | <p data-mce-fragment="1"><strong data-mce-fragment="1">Midnite Solar, E-Panel, 250ADC, 120/240VAC, 60A dual bypass, Yellow Aluminum for SMA Sunny Island Master Inverter, No relay, MNE250SMA-OG/AC DM</strong></p><p data-mce-fragment="1">The MNE250SMA-OG/AC DM The Dual Master E-Panel works with 1 of the MNE250SMA-Slave E-Panels to create a 120/240 VAC AC coupled or Off-Grid system. The MNE250SMA-OG/AC DM includes the 60amp, 120/240vac input/output bypass system.</p><p data-mce-fragment="1">MidNite Solar E-Panels and accessories complement the Sunny Island inverter's color scheme. One, two, or four-inverter configurations with 120/240 VAC or 120/208 VAC three-phase performance are available for SMA E-Panels (Requires three inverters). These can be used in grid-tied or off-grid networks and can be AC-coupled or DC-coupled. Each Sunny Island master inverter and each Sunny Boy inverter that accepts RS-485 cards should be used in AC-coupled systems with Sunny Boy inverters that accept RS-485 cards (see Grid-Tie Inverter section). Make use of the proper backplates.</p><p data-mce-fragment="1">In an AC-coupled configuration with a Single Sunny Island inverter, the MNE250SMA-AC-SINGLE is an E-Panel used with the MNSMA Autoformer. It's immediately under the Sunny Island inverter. The secured loads' panel will accept 120/240 VAC, but the utility link will only accept 120 VAC.</p><p data-mce-fragment="1">The MNE250SMA-OG-SINGLE is an E-Panel for use with a single Sunny Island inverter in an off-grid configuration. Using one MNE250SMA-OG/AC-DM and one MNE250SMA-SLAVE E-Panel for a dual Sunny Island installation, whether AC-coupled or off-grid. Using one MNE250SMA-QUAD MASTER and three MNE250SMA-SLAVE E-Panels for a quad-stack Sunny Island installation, whether AC-coupled or off-grid. Using one MNE250SMA-3PH MASTER and two MNE250SMA-SLAVE E-Panels for a three-phase triple-stack Sunny Island installation, whether AC-coupled or off-grid.</p><p data-mce-fragment="1">The MNE250SMA-SLAVE is compatible with E-Panels that are dual, quad, or three-phase.</p><ul data-mce-fragment="1"><li data-mce-fragment="1">Included in each master E-Panel are a 250 A inverter battery breaker, 60 AAC bypass (125 A on the Quad master), input and output breakers, terminal busbars for all connections, 500 A shunt, spaces for DIN and panel-mount DC breakers, and wiring for the connections to the Sunny Island. One MNSMA Back Short backplate is used for each Sunny Island and E-Panel combination.</li><li data-mce-fragment="1">The MNSMA Back Long backplate is used for a single Sunny Island, E-Panel, and MNX-240.</li><li data-mce-fragment="1">The MNSMA E-Panels is 20.5â€ x 18.6â€ x 9.6â€, weight 42 lbs. The MNSMA-Autoformer isÂ 18.1â€ x 16.4â€ x 9.2â€, weight 74 lbs.</li></ul>
USMS100-0556 | 5.26 | 3340898905 | EJOT 3340898905 Stainless Steel Hanger Bolt for wood | <table width="100%" data-mce-fragment="1"><tbody data-mce-fragment="1"><tr data-mce-fragment="1"><td style="width: 955.59px;" data-mce-style="width: 955.59px;" data-mce-fragment="1"><strong>EJOT 3340898905 Stainless Steel Hanger Bolt for wood</strong></td></tr><tr data-mce-fragment="1"><td style="width: 955.59px;" data-mce-style="width: 955.59px;" data-mce-fragment="1"><p>EJOT, Stainless Steel Hanger Bolt for Metal, 8mm x 85mm Self-Drilling, 10mm x 50mm Stud, JT3-SB-3-8.0 x 85/50 FZD, 3340898905<br></p></td></tr></tbody></table><p><strong><br>SPECIFICATIONS</strong></p><table width="100%"><tbody><tr><td style="width: 48.2638%;"><span>Model</span></td><td style="width: 47.7362%;">3340898905Â </td></tr><tr><td style="width: 48.2638%;"><span>Series</span></td><td style="width: 47.7362%;"><span>-</span></td></tr><tr><td style="width: 48.2638%;"><span>Manufacturer</span></td><td style="width: 47.7362%;">EJOTÂ </td></tr></tbody></table><p><strong><br>GENERAL SPECIFICATIONS</strong><br></p><table width="100%"><tbody><tr><td style="width: 49.0244%;" data-mce-style="width: 49.0244%;"><span>Item Weight</span></td><td style="width: 47.9756%;" data-mce-style="width: 47.9756%;"><span>0.18Â lb</span></td></tr><tr><td style="width: 49.0244%;" data-mce-style="width: 49.0244%;"><span>Dimensions (LxWxH)</span></td><td style="width: 47.9756%;" data-mce-style="width: 47.9756%;"><span>3.35 x 1.97 x 1 inches</span></td></tr></tbody></table><p><strong><br>Warranty</strong><br data-mce-fragment="1"></p><ul><li>Manufacturer Lifetime Limited Warranty</li></ul><p>* Refer to warranty document for terms and conditions<br><br data-mce-fragment="1"><strong>Documentation</strong></p><table width="100%"><tbody><tr><td style="width: 24%;" data-mce-style="width: 24%;"><span style="color: #2b00ff;" data-mce-style="color: #2b00ff;">Data Sheet</span></td></tr></tbody></table><p><br><strong></strong></p>
USMS100-0557 | 2.77 | C1210EC-1-G | Prosolar C1210EC-1-G Clear End Clamp, 30.7-32mm | <table data-mce-fragment="1" width="100%"><tbody data-mce-fragment="1"><tr data-mce-fragment="1"><td data-mce-fragment="1" style="width: 955.59px;" data-mce-style="width: 955.59px;"><strong>PROSOLAR C1210EC-1-G CLEAR END CLAMP, 30.7-32MM</strong></td></tr><tr data-mce-fragment="1"><td data-mce-fragment="1" style="width: 955.59px;" data-mce-style="width: 955.59px;"><p>The clamping system consists of end clamps and mid clamps to attach the module frame to the RoofTracÂ® support rail. This fully integrated clamping system actually changes the structural properties of the aluminum channel making it significantly stronger. This design allows solar modules to be installed at a lower profile to the roof, providing a more aesthetically pleasing installation.</p><p>Module clamps are specifically designed, extruded and engineered for each specific module frame. Their innovative clamping system provides inward tension on the module frame securing the laminate in the frame. Channel nuts slide easily into position to hold the end clamps and mid clamps.</p><p><strong>SPECIFICATIONS</strong><br></p><table width="100%"><tbody><tr><td style="width: 48.2638%;" data-mce-style="width: 48.2638%;"><span>Model</span></td><td style="width: 47.7362%;" data-mce-style="width: 47.7362%;">C1210EC-1-G</td></tr><tr><td style="width: 48.2638%;" data-mce-style="width: 48.2638%;"><span>Series</span></td><td style="width: 47.7362%;" data-mce-style="width: 47.7362%;"><span>-</span></td></tr><tr><td style="width: 48.2638%;" data-mce-style="width: 48.2638%;"><span>Manufacturer</span></td><td style="width: 47.7362%;" data-mce-style="width: 47.7362%;">Prosolar</td></tr></tbody></table></td></tr></tbody></table><p><br><strong>GENERAL SPECIFICATIONS</strong><br></p><table width="100%"><tbody><tr><td style="width: 49.0244%;" data-mce-style="width: 49.0244%;"><span>Finish</span></td><td style="width: 47.9756%;" data-mce-style="width: 47.9756%;"><span>Silver</span></td></tr><tr><td style="width: 49.0244%;" data-mce-style="width: 49.0244%;"><span>Module Thickness</span></td><td style="width: 47.9756%;" data-mce-style="width: 47.9756%;"><span>1.205" - 1.230" (30.7mm - 31.2mm)</span></td></tr><tr><td style="width: 49.0244%;" data-mce-style="width: 49.0244%;"><span>Quantity</span></td><td style="width: 47.9756%;" data-mce-style="width: 47.9756%;"><span>1</span></td></tr><tr><td style="width: 49.0244%;" data-mce-style="width: 49.0244%;"><span>Includes</span></td><td style="width: 47.9756%;" data-mce-style="width: 47.9756%;"><span>non-bonding Channel Nut and hardware</span></td></tr></tbody></table><p><strong>Warranty</strong><br data-mce-fragment="1"></p><ul><li><span>25 years Standard warranty</span></li></ul><p>* Refer to warranty document for terms and conditions<br data-mce-fragment="1"></p><table width="100%"><tbody></tbody></table><p><br><strong>Detailed Information</strong></p><p><span>A pre-assembled mid clamp (shown above) attaches the module frame to the RoofTrac Rail via a stainless steel bus bar and channel nut.</span></p><p><span></span><strong>High Reliability</strong></p><p>High reliability due to lower heat dissipation</p><p><span>Clamps that are compatible with impact guns allow for easy installation.</span></p>
USMS100-0162 | 5.33 | QM-LYNX-SS-M1 | Ironridge Quickmount Lynx QM-LYNX-SS-M1 Standing Seam Clamp | <table width="100%" data-mce-fragment="1"><tbody data-mce-fragment="1"><tr data-mce-fragment="1"><td style="width: 955.59px;" data-mce-fragment="1" data-mce-style="width: 955.59px;"><strong>Ironridge Quickmount Lynx QM-LYNX-SS-M1 Standing Seam Clamp</strong></td></tr><tr data-mce-fragment="1"><td style="width: 955.59px;" data-mce-fragment="1" data-mce-style="width: 955.59px;"><p data-mce-fragment="1"><span>IronRidge/QuickMount has always been known for high-quality solar attachments. Now expanding that portfolio onto metal roofs, Lynxâ„¢ is a robust, non-penetrating clamp for attaching solar.</span></p></td></tr></tbody></table><p><strong><br>SPECIFICATIONS</strong><br></p><table width="100%"><tbody><tr><td style="width: 48.2638%;"><span>Model</span></td><td style="width: 47.7362%;">QM-LYNX-SS-M1</td></tr><tr><td style="width: 48.2638%;"><span>Series</span></td><td style="width: 47.7362%;">LYNX</td></tr><tr><td style="width: 48.2638%;"><span>Manufacturer</span></td><td style="width: 47.7362%;">Ironridge</td></tr></tbody></table><p><br><strong><br>GENERAL SPECIFICATIONS</strong><br></p><table width="100%"><tbody><tr><td style="width: 49.0244%;" data-mce-style="width: 49.0244%;"><span>Type</span></td><td style="width: 47.9756%;" data-mce-style="width: 47.9756%;"><span>Standing Seam Metal Clamp</span></td></tr><tr><td style="width: 49.0244%;" data-mce-style="width: 49.0244%;"><span>Application</span></td><td style="width: 47.9756%;" data-mce-style="width: 47.9756%;"><span>Metal Rooks</span></td></tr><tr><td style="width: 49.0244%;" data-mce-style="width: 49.0244%;"><span>Material</span></td><td style="width: 47.9756%;" data-mce-style="width: 47.9756%;"><span>Aluminum</span></td></tr><tr><td style="width: 49.0244%;" data-mce-style="width: 49.0244%;"><span>Finish</span></td><td style="width: 47.9756%;" data-mce-style="width: 47.9756%;"><span data-mce-fragment="1">Mill</span><br></td></tr><tr><td style="width: 49.0244%;" data-mce-style="width: 49.0244%;"><span>Product Type</span></td><td style="width: 47.9756%;" data-mce-style="width: 47.9756%;"><span data-mce-fragment="1">Clamp</span><br></td></tr></tbody></table><p><strong>Warranty</strong><br data-mce-fragment="1"></p><ul><li>Manufacturer 25 Years Warranty</li></ul><p>* Refer to warranty document for terms and conditions<br data-mce-fragment="1"><strong>Documentation</strong></p><table width="100%"><tbody><tr><td style="width: 24%;" data-mce-style="width: 24%;"><a href="https://s3.amazonaws.com/ecodirect_docs/QuickMount/Lynx/IronRidge_QuickMount_Lynx_Tech_Brief.pdf"><span style="color: #2b00ff;" data-mce-style="color: #2b00ff;">Data Sheet</span></a></td></tr></tbody></table><p><br><strong>Detailed Information</strong></p><p>IronRidge/QuickMount has always been known for high-quality solar attachments. Now expanding that portfolio onto metal roofs, Lynxâ„¢ is a robust, non-penetrating clamp for attaching solar.</p><p>Designed for use with the QuickMount L-Foot and IronRidge Rails, it offers a complete system on many standing seam roof profiles.</p><p><span></span><strong>High Reliability</strong></p><p>Speed up installation and reduce service call backs</p>
USMS100-0562 | 21.11 | SW5A-1 | Prosolar Solarwedge SW5A-1 Tilted Racking System | <table width="100%" data-mce-fragment="1"><tbody data-mce-fragment="1"><tr data-mce-fragment="1"><td style="width: 955.59px;" data-mce-fragment="1" data-mce-style="width: 955.59px;"><strong>Prosolar Solarwedge SW5A-1 Tilted Racking System</strong></td></tr><tr data-mce-fragment="1"><td style="width: 955.59px;" data-mce-fragment="1" data-mce-style="width: 955.59px;"><p data-mce-fragment="1"><span>SolarWedge by Professional Solar Products, Inc. is an innovative low profile PV mounting system. The system provides an easy to install and economical solution for installations requiring a 5, 10 or 15 degree structural attachment. SolarWedgeâ„¢ integrates with Professional Solar's patented "top-down" commercial RoofTracÂ® and FoamJackÂ® stanchion products. The system dramatically lowers installation and shipping costs while optimizing installed wattage on the roof.</span></p><p><strong>SPECIFICATIONS</strong><br></p><table width="100%"><tbody><tr><td style="width: 48.2638%;" data-mce-style="width: 48.2638%;"><span>Model</span></td><td style="width: 47.7362%;" data-mce-style="width: 47.7362%;">SW5A-1</td></tr><tr><td style="width: 48.2638%;" data-mce-style="width: 48.2638%;"><span>Series</span></td><td style="width: 47.7362%;" data-mce-style="width: 47.7362%;"><span>-</span></td></tr><tr><td style="width: 48.2638%;" data-mce-style="width: 48.2638%;"><span>Manufacturer</span></td><td style="width: 47.7362%;" data-mce-style="width: 47.7362%;">Unirac</td></tr></tbody></table></td></tr></tbody></table><p><br><strong>GENERAL SPECIFICATIONS</strong><br></p><table width="100%"><tbody><tr><td style="width: 49.0244%;" data-mce-style="width: 49.0244%;"><span>Type</span></td><td style="width: 47.9756%;" data-mce-style="width: 47.9756%;"><span>Racking System</span></td></tr><tr><td style="width: 49.0244%;" data-mce-style="width: 49.0244%;"><span>Manufacturer</span></td><td style="width: 47.9756%;" data-mce-style="width: 47.9756%;"><span>Prosolar</span></td></tr><tr><td style="width: 49.0244%;" data-mce-style="width: 49.0244%;"><span>Quantity</span></td><td style="width: 47.9756%;" data-mce-style="width: 47.9756%;"><span>5Â° Tilt Leg kit:</span><br><span>â€¢ One 5" lower post</span><br><span>â€¢ One 8" upper post</span></td></tr><tr><td style="width: 49.0244%;" data-mce-style="width: 49.0244%;"><span>Angle</span></td><td style="width: 47.9756%;" data-mce-style="width: 47.9756%;"><span data-mce-fragment="1">5Â°</span><br></td></tr></tbody></table><p><strong>Warranty</strong><br data-mce-fragment="1"></p><ul><li>Manufacturer 25 Years Warranty</li></ul><p>* Refer to warranty document for terms and conditions<br data-mce-fragment="1"><strong>Documentation</strong></p><table width="100%"><tbody><tr><td style="width: 24%;" data-mce-style="width: 24%;"><a href="https://s3.amazonaws.com/ecodirect_docs/PROSOLAR/SolarWedge-Brochure.pdf"><span style="color: #2b00ff;" data-mce-style="color: #2b00ff;">Data Sheet</span></a></td></tr></tbody></table><p><br><strong>Detailed Information</strong></p><p><span>SolarWedgeâ„¢ by Professional Solar Products Inc. (ProSolar) is an innovative low profile PV mounting system. The system provides an easy to install and economical solution for installations requiring a 1, 5, 10 or 15Â° fixed angle. The SW5A-1 5Â° SolarWedgeâ„¢ Kit integrates with ProSolar's patented and UL2703 listed Roof TracÂ® "top-down" clamps and support rails. The SolarWedgeâ„¢ system is Class A fire-rated for Type 1 and Type 2 modules with no height restrictions. An added benefit is that SolarWedgeÂ® tilted racking system insures seismic safety in residential and commercial flat roof projects by structurally attaching to roof rafters. The system dramatically lowers installation and shipping costs while optimizing installed wattage on the roof.</span></p><p><span></span><strong>High Reliability</strong></p><p>Easy to install</p><p><span>Spans 6 foot on center max with 2-1/2" tallÂ RoofTrac Rail, orÂ </span><span>8 foot on center max with 3" tall RoofTrac Rail</span></p><p>Compensates up to 2-1/2" of roof variation using an included 1/2" x 4" stainless steel stud</p><p>ChemLink 3" E-Curb Compatible</p><p>Class A fire-rated for Type 1 and Type 2 modules with no height restrictions</p>
USMS100-0103 | 0.4 | UFO-STP-40MM-B1 | Ironridge Ufo UFO-STP-40MM-B1 Black Stopper Sleeve | <table width="100%" data-mce-fragment="1"><tbody data-mce-fragment="1"><tr data-mce-fragment="1"><td style="width: 955.59px;" data-mce-fragment="1" data-mce-style="width: 955.59px;"><strong>IRONRIDGE UFO UFO-STP-40MM-B1 BLACK STOPPER SLEEVE</strong></td></tr><tr data-mce-fragment="1"><td style="width: 955.59px;" data-mce-fragment="1" data-mce-style="width: 955.59px;"><p><span>The Universal Fastening Object (UFO) family of components eliminates the need for separate grounding hardware by bonding solar modules directly to IronRidge XR Rails. All IronRidge system Installation types (Flush Mount, Tilt Mount and Ground Mount) that feature the UFO family of products are fully listed to the UL 2703 standard. UFO hardware forms secure electrical bonds with both the module and the rail, resulting in many parallel grounding paths throughout the system leading to safer and more reliable installation</span></p><p><strong>SPECIFICATIONS</strong></p><table width="100%"><tbody><tr><td style="width: 48.2638%;" data-mce-style="width: 48.2638%;"><span>Model</span></td><td style="width: 47.7362%;" data-mce-style="width: 47.7362%;">UFO-STP-40MM-B1</td></tr><tr><td style="width: 48.2638%;" data-mce-style="width: 48.2638%;"><span>Series</span></td><td style="width: 47.7362%;" data-mce-style="width: 47.7362%;">-<br></td></tr><tr><td style="width: 48.2638%;" data-mce-style="width: 48.2638%;"><span>Manufacturer</span></td><td style="width: 47.7362%;" data-mce-style="width: 47.7362%;">IRONRIDGE<br></td></tr></tbody></table></td></tr></tbody></table><p><br><strong>GENERAL SPECIFICATION</strong><br></p><table width="100%"><tbody><tr></tr><tr><td style="width: 49.0244%;" data-mce-style="width: 49.0244%;"><span>Type</span></td><td style="width: 47.9756%;" data-mce-style="width: 47.9756%;"><span>Other Attachment</span></td></tr><tr><td style="width: 49.0244%;" data-mce-style="width: 49.0244%;">Color</td><td style="width: 47.9756%;" data-mce-style="width: 47.9756%;"><span mce-data-marked="1">Black</span></td></tr><tr><td style="width: 49.0244%;" data-mce-style="width: 49.0244%;">Finish</td><td style="width: 47.9756%;" data-mce-style="width: 47.9756%;"><span mce-data-marked="1">Black Anodized</span></td></tr><tr><td style="width: 49.0244%;" data-mce-style="width: 49.0244%;">Material</td><td style="width: 47.9756%;" data-mce-style="width: 47.9756%;"><span mce-data-marked="1">Aluminum</span></td></tr></tbody></table><p><strong>Warranty</strong><br data-mce-fragment="1"></p><ul><li>25 Year Standard Warranty.</li></ul><p>* Refer to warranty document for terms and conditions<br data-mce-fragment="1"><strong>Documentation</strong></p><table width="100%"><tbody><tr><td style="width: 24%;" data-mce-style="width: 24%;"><a href="https://cdn.shopify.com/s/files/1/0566/3408/1340/files/ZZ084700272_DS.pdf?v=1678361381"><span style="color: #2b00ff;" data-mce-style="color: #2b00ff;">Data Sheet</span></a></td></tr></tbody></table><p><br><strong>Detailed Information</strong><br></p><div class="mTab"><div class="divsWrap"><div class="showBlock" id="descriptionSection"><p itemprop="description"><span>The UFO is the only universal, single-piece fastener that quickly and securely bonds solar modules to XR Rails. It comes lubricated and assembled, with a sleek, low-profile design. Simply snapping on a Stopper Sleeve transforms the UFO into an end clamp.</span><br><br><span>The UFO is a part of the IronRidge Integrated Grounding System, which is listed to UL 2703 and eliminates the need for separate grounding hardware. Comes in black and mill finish.</span></p></div></div></div><p><strong>High reliability</strong><br></p><p>Cell interconnections and diode placement use well-established industry practice and are field-proven to provide excellent reliability.</p><p><span>This leads to safer and more reliable installations</span></p>
USMS100-0563 | 4.36 | 6660108008 | EJOT 6660108008 HANGER BOLT | <table width="100%" data-mce-fragment="1"><tbody data-mce-fragment="1"><tr data-mce-fragment="1"><td style="width: 955.59px;" data-mce-fragment="1" data-mce-style="width: 955.59px;"><strong>EJOT 6660108008 HANGER BOLT</strong></td></tr><tr data-mce-fragment="1"><td style="width: 955.59px;" data-mce-fragment="1" data-mce-style="width: 955.59px;"><div id="main-container" class="theme-has-static-header"><div id="content" class="shopping-layout-content"><div id="ProductDetails.Full.View" class="view product-detail" data-root-component-id="ProductDetails.Full.View"><div class="product-details-full"><article class="product-details-full-content"><section data-view="Product.Information"><div class="product-details-information-content"><div class="product-details-information-content-container"><div role="tabpanel"><div class="product-details-information-tab-content" data-type="information-content" data-action="tab-content"><div role="tabpanel" class="product-details-information-tab-content-panel active" id="product-details-information-tab-0" data-action="pushable" data-id="product-details-information-0" data-pusher="sc-pushable-xs" itemprop="description"><div id="product-details-information-tab-content-container-0" class="product-details-information-tab-content-container" data-type="information-content-text"><p>EJOT, Stainless Steel Hanger Bolt for wood, 8mm dia x 80mm long Lag, 10mm dia x 50mm Stud, JA3-SB-8.0x80/50-FZD, Qty. 1, 6660108006</p></div></div></div></div></div></div></section></article></div></div></div></div><p><strong>SPECIFICATIONS</strong></p><table width="100%"><tbody><tr><td style="width: 48.2638%;" data-mce-style="width: 48.2638%;"><span>Model</span></td><td style="width: 47.7362%;" data-mce-style="width: 47.7362%;">6660108008</td></tr><tr><td style="width: 48.2638%;" data-mce-style="width: 48.2638%;"><span>Series</span></td><td style="width: 47.7362%;" data-mce-style="width: 47.7362%;">-<br></td></tr><tr><td style="width: 48.2638%;" data-mce-style="width: 48.2638%;"><span>Manufacturer</span></td><td style="width: 47.7362%;" data-mce-style="width: 47.7362%;">EJOT</td></tr></tbody></table></td></tr></tbody></table><p><br><strong>GENERAL SPECIFICATION</strong><br></p><table width="100%"><tbody><tr></tr><tr><td style="width: 49.0244%;" data-mce-style="width: 49.0244%;"><span>Manufacturer</span></td><td style="width: 47.9756%;" data-mce-style="width: 47.9756%;">EJOT</td></tr><tr><td style="width: 49.0244%;" data-mce-style="width: 49.0244%;"><span>Weight</span></td><td style="width: 47.9756%;" data-mce-style="width: 47.9756%;"><span mce-data-marked="1">5</span></td></tr><tr><td style="width: 49.0244%;" data-mce-style="width: 49.0244%;"><span>Color</span></td><td style="width: 47.9756%;" data-mce-style="width: 47.9756%;">Silver</td></tr></tbody></table><p><strong>Warranty</strong><br data-mce-fragment="1"></p><ul><li>12 Year Standard Warranty.</li></ul><p>* Refer to warranty document for terms and conditions<br data-mce-fragment="1"></p><p><br><strong>Detailed Information</strong><br></p><p data-mce-fragment="1">EJOT, Stainless Steel Hanger Bolt for wood, 8mm dia x 80mm long Lag, 10mm dia x 50mm Stud, JA3-SB-8.0x80/50-FZD, Qty. 1, 6660108006</p><div class="sc-fSDTcK eIQEGF"><strong>High reliability</strong><br></div><p>Cell interconnections and diode placement use well-established industry practice and are field-proven to provide excellent reliability.</p><p>Strong and Hard</p>
USMS100-0564 | 4.44 | 6660108009 | EJOT 6660108009 HANGER BOLT | <table width="100%" data-mce-fragment="1"><tbody data-mce-fragment="1"><tr data-mce-fragment="1"><td style="width: 955.59px;" data-mce-fragment="1" data-mce-style="width: 955.59px;"><strong>EJOT 6660108009 HANGER BOLT</strong></td></tr><tr data-mce-fragment="1"><td style="width: 955.59px;" data-mce-fragment="1" data-mce-style="width: 955.59px;"><div class="theme-has-static-header" id="main-container"><div class="shopping-layout-content" id="content"><div data-root-component-id="ProductDetails.Full.View" class="view product-detail" id="ProductDetails.Full.View"><div class="product-details-full"><article class="product-details-full-content"><section data-view="Product.Information"><div class="product-details-information-content"><div class="product-details-information-content-container"><div role="tabpanel"><div data-action="tab-content" data-type="information-content" class="product-details-information-tab-content"><div data-pusher="sc-pushable-xs" data-id="product-details-information-0" data-action="pushable" id="product-details-information-tab-0" class="product-details-information-tab-content-panel active" role="tabpanel" itemprop="description"><div data-type="information-content-text" class="product-details-information-tab-content-container" id="product-details-information-tab-content-container-0"><p>EJOT, Stainless Steel Hanger Bolt for wood, 8mm dia x 80mm long Lag, 10mm dia x 50mm Stud, JA3-SB-8.0x80/50-FZD, Qty. 1, 6660108006</p></div></div></div></div></div></div></section></article></div></div></div></div><p><strong>SPECIFICATIONS</strong></p><table width="100%"><tbody><tr><td style="width: 48.2638%;" data-mce-style="width: 48.2638%;"><span>Model</span></td><td style="width: 47.7362%;" data-mce-style="width: 47.7362%;">6660108009</td></tr><tr><td style="width: 48.2638%;" data-mce-style="width: 48.2638%;"><span>Series</span></td><td style="width: 47.7362%;" data-mce-style="width: 47.7362%;">-<br></td></tr><tr><td style="width: 48.2638%;" data-mce-style="width: 48.2638%;"><span>Manufacturer</span></td><td style="width: 47.7362%;" data-mce-style="width: 47.7362%;">EJOT</td></tr></tbody></table></td></tr></tbody></table><p><br><strong>GENERAL SPECIFICATION</strong><br></p><table width="100%"><tbody><tr></tr><tr><td style="width: 49.0244%;" data-mce-style="width: 49.0244%;"><span>Manufacturer</span></td><td style="width: 47.9756%;" data-mce-style="width: 47.9756%;">EJOT</td></tr><tr><td style="width: 49.0244%;" data-mce-style="width: 49.0244%;"><span>Weight</span></td><td style="width: 47.9756%;" data-mce-style="width: 47.9756%;"><span mce-data-marked="1">5</span></td></tr><tr><td style="width: 49.0244%;" data-mce-style="width: 49.0244%;"><span>Color</span></td><td style="width: 47.9756%;" data-mce-style="width: 47.9756%;">Silver</td></tr></tbody></table><p><strong>Warranty</strong><br data-mce-fragment="1"></p><ul><li>12 Year Standard Warranty.</li></ul><p>* Refer to warranty document for terms and conditions<br data-mce-fragment="1"></p><p><br><strong>Detailed Information</strong><br></p><p data-mce-fragment="1">EJOT, Stainless Steel Hanger Bolt for wood, 8mm dia x 80mm long Lag, 10mm dia x 50mm Stud, JA3-SB-8.0x80/50-FZD, Qty. 1, 6660108006</p><div class="sc-fSDTcK eIQEGF"><strong>High reliability</strong><br></div><p>Cell interconnections and diode placement use well-established industry practice and are field-proven to provide excellent reliability.</p><p>Strong and Hard</p>
USMS100-0565 | 2.97 | C1358EC-1B-G | ProSolar Rooftrac C1358EC-1B-G Black End Clamp, 34.4-35.0mm | <h3 data-mce-fragment="1">ProSolar C1358EC-1B-G End Clamp, 1 3/8" (34.4mm - 35.0mm), Includes Non-Bonding Channel Nut and Hardware, Black, Qty. 1</h3><h4 data-mce-fragment="1">Precision Fit Clamp Design Ensures Performance and Safety</h4><p data-mce-fragment="1">The clamping system consists of end clamps and mid clamps to attach the module frame to the RoofTracÂ® support rail. This fully integrated clamping system actually changes the structural properties of the aluminum channel making it significantly stronger. This design allows solar modules to be installed at a lower profile to the roof, providing a more aesthetically pleasing installation.</p><p data-mce-fragment="1">Module clamps are specifically designed, extruded and engineered for each specific module frame. Their innovative clamping system provides inward tension on the module frame securing the laminate in the frame. Channel nuts slide easily into position to hold the end clamps and mid clamps.</p><p data-mce-fragment="1"><b data-mce-fragment="1">End Clamp Height:</b><span data-mce-fragment="1">Â </span>34.4-35.0 mm<br data-mce-fragment="1">You should verify that the module thickness matches the size given for each clamp. Manufacturers may change dimensions without notice.</p><p data-mce-fragment="1"><b data-mce-fragment="1">Ordering End Clamps:<span data-mce-fragment="1">Â </span></b>Order 4 for each row of modules you plan to mount.</p><p data-mce-fragment="1"><strong>SPECIFICATIONS</strong></p><div><div class="product-line-sku-container"><span class="product-line-sku-label">SKU:<span>Â </span></span><span class="product-line-sku-value" itemprop="sku">260-0796</span></div></div><div><div><div class="custom-pdp-fields-line-container"><span class="custom-pdp-fields-label">Item Weight: 0.2 lb</span></div><div class="custom-pdp-fields-line-container"><span class="custom-pdp-fields-label">Dimensions (LxWxH): 2 x 1.5 x 1 inches</span></div><div class="custom-pdp-fields-line-container"><span class="custom-pdp-fields-label">Mfr. Product Line: RoofTrac</span></div></div></div>
USMS100-0299 | 34.63 | 320132M | UNIRAC SOLARMOUNT 320132M 132" (11') MILL RAIL | <h3 data-mce-fragment="1">UniRac 320132M SolarMount Rail, 132", Mill Finish, Qty. 1</h3><p data-mce-fragment="1">UniRac's SolarMount system defined the standard in solar racking and the components of the system are designed to get you off the roof faster. Their grounding &amp; bonding process eliminates the need for copper wire and grounding straps, reducing your overall costs.Â UniRac's new Superior Aesthetics Package provides a streamlined clean edge with a new front trim for enhanced curb appeal and there no special brackets required for installation. SolarMount is a complete solution with revolutionary universal clamps, FlashKit Pro, full system UL 2703 certification and a 25-year warranty. Not only is SolarMount easy to install, but best-in-class aesthetics make it the most attractive on any block!</p><p data-mce-fragment="1">The SolarMount 320132M Rail is fully compatible with all of the existing SolarMount components and comes in a mill finish. If your desired rail length exceeds 246 inches, you will need a splice kit. Spliced segments should be as close to equal lengths as possible.</p><h4 data-mce-fragment="1">Calculating Rail Length</h4><p data-mce-fragment="1">Add module widths + .25" space between modules for mid clamps + 1.5" to each end for end clamping. This formula will provide you with total length of rails.</p><p data-mce-fragment="1">For example, to mount five modules that are each 40" wide, the calculations are as follows:</p><p data-mce-fragment="1">5 x 40" = 200" (account for width of modules in portrait mode)<br data-mce-fragment="1">4 x .25" = 1" (account for width of mid-clamps between the five modules)<br data-mce-fragment="1">2 x 1.5" = 3" (account for two end clamps on ends of rail)<br data-mce-fragment="1">200" + 1" + 3" = 204" (total length of one rail)<br data-mce-fragment="1">Two 18' rails will be required to mount these five modules</p><p data-mce-fragment="1"><strong>CHARACTERISTICS</strong></p><div><div class="product-line-sku-container"><span class="product-line-sku-label">SKU:<span>Â </span></span><span class="product-line-sku-value" itemprop="sku">210-0990</span></div></div><div><div><div class="custom-pdp-fields-line-container"><span class="custom-pdp-fields-label">Item Weight: 8 lb</span></div><div class="custom-pdp-fields-line-container"><span class="custom-pdp-fields-label">Dimensions (LxWxH): 132 x 1 x 3 inches</span></div><div class="custom-pdp-fields-line-container"><span class="custom-pdp-fields-label">Mfr. Product Line: SolarMount</span></div></div></div>
USMS100-0566 | 7.78 | USMS100-0566 | Unirac 004CT1H S-TILE Hook Side Mount | <table width="100%" data-mce-fragment="1"><tbody data-mce-fragment="1"><tr data-mce-fragment="1"><td style="width: 955.59px;" data-mce-fragment="1" data-mce-style="width: 955.59px;"><strong>Unirac 004CT1H S-TILE Hook Side Mount</strong></td></tr><tr data-mce-fragment="1"><td style="width: 955.59px;" data-mce-fragment="1" data-mce-style="width: 955.59px;"><p data-mce-fragment="1"><span>UNIRAC Pro Series SOLARHOOKS is a complete line of attachment solutions for tile roofs. Featuring UNIRACâ€™s exclusive POWERARCH technology which increases strength by up 60% more than traditional tile hooks, SOLARHOOKS are simple to install and designed for maximum convenience. Available in universal designs and in specific shapes for flat, S and W tiles, SOLARHOOKS are kitted with stainless lag bolts and have a bead blasted stainless steel finish. With SOLARHOOKS, you have everything you need for a quick, professional installation.</span></p></td></tr></tbody></table><p><strong><br>SPECIFICATIONS</strong><br></p><table width="100%"><tbody><tr><td style="width: 48.2638%;"><span>Model</span></td><td style="width: 47.7362%;">004CT1H S-TILE</td></tr><tr><td style="width: 48.2638%;"><span>Series</span></td><td style="width: 47.7362%;"><span>-</span></td></tr><tr><td style="width: 48.2638%;"><span>Manufacturer</span></td><td style="width: 47.7362%;">Unirac</td></tr></tbody></table><p><strong><br>GENERAL SPECIFICATIONS</strong><br></p><table width="100%"><tbody><tr><td style="width: 49.0244%;" data-mce-style="width: 49.0244%;"><span>Type</span></td><td style="width: 47.9756%;" data-mce-style="width: 47.9756%;"><span>Tile Hook</span></td></tr><tr><td style="width: 49.0244%;" data-mce-style="width: 49.0244%;"><span>Application</span></td><td style="width: 47.9756%;" data-mce-style="width: 47.9756%;"><span>Pitched Roof - Rail-Based</span></td></tr><tr><td style="width: 49.0244%;" data-mce-style="width: 49.0244%;"><span>Weight</span></td><td style="width: 47.9756%;" data-mce-style="width: 47.9756%;">5.2lb</td></tr><tr><td style="width: 49.0244%;" data-mce-style="width: 49.0244%;"><span>Dimension</span></td><td style="width: 47.9756%;" data-mce-style="width: 47.9756%;"><span data-mce-fragment="1">7.06 L x 6 W x 6.5 H In.</span></td></tr></tbody></table><p><strong><br>Warranty</strong><br data-mce-fragment="1"></p><ul><li>Manufacturer 12 Years Warranty</li></ul><p>* Refer to warranty document for terms and conditions<br><br data-mce-fragment="1"><strong>Documentation</strong></p><table width="100%"><tbody><tr><td style="width: 24%;" data-mce-style="width: 24%;"><a href="https://cdn.myced.com/images/Products/ZZ0000/ZZ0275/00000/ZZ027500239_DS.pdf"><span style="color: #2b00ff;" data-mce-style="color: #2b00ff;">Data Sheet</span></a></td></tr></tbody></table><p><br><strong>Detailed Information</strong></p><p><span>SOLARHOOKS is a complete line of versatile attachment solutions for tile roofs. Simple to install and designed for maximum convenience, SOLARHOOKS includes an assortment of tile hooks to solve any challenge, from universal hooks to specific shapes for flat and Spanish tiles. SOLARHOOKS are kitted with lag bolts for maximum convenience and have a bead blasted stainless steel finish. With SOLARHOOKS, you have everything you need for a quick, professional tile installation.</span></p><p><strong>High Reliability</strong></p><p><span>Multiple hole patterns and slotted connections provide adjust ability</span></p><p><span>Stainless steel lag bolts bring long term peace of mind.<br></span></p>
USMS100-0663 | 5.91 | QM-QBP-8.5-M1 | Quick Mount Pv Qbase QM-QBP-8.5-M1 8.5" Mill Post | <table width="100%" data-mce-fragment="1"><tbody data-mce-fragment="1"><tr data-mce-fragment="1"><td style="width: 955.59px;" data-mce-style="width: 955.59px;" data-mce-fragment="1"><strong>QuickMount, Post, 1.25â€ OD X 8.5", Mill Finish, Qty. 1, QM-QBP-8.5-M1</strong></td></tr><tr data-mce-fragment="1"><td style="width: 955.59px;" data-mce-style="width: 955.59px;" data-mce-fragment="1"><p><span>Quick Mountâ€™s QBase Low Slope Mount takes the traditional base-and-post PV mount to its ultimate level. The cast-aluminum QBase reinforced foundation is the strongest you can buy for mechanically attaching commercial PV systems to TPO, PVC, EPDM, built-up asphalt, and virtually all other non-metal low slope. roofs.</span></p><p><strong>SPECIFICATIONS</strong></p><table width="100%"><tbody><tr><td style="width: 48.2638%;" data-mce-style="width: 48.2638%;"><span>Model</span></td><td style="width: 47.7362%;" data-mce-style="width: 47.7362%;">Quick Mount QM-QBP-8.5-M1</td></tr><tr><td style="width: 48.2638%;" data-mce-style="width: 48.2638%;"><span>Series</span></td><td style="width: 47.7362%;" data-mce-style="width: 47.7362%;"><span>QBase Low Slope Mount</span></td></tr><tr><td style="width: 48.2638%;" data-mce-style="width: 48.2638%;"><span>Manufacturer</span></td><td style="width: 47.7362%;" data-mce-style="width: 47.7362%;">Quick Mount<br></td></tr></tbody></table></td></tr></tbody></table><p><br><strong>GENERAL SPECIFICATION</strong><br></p><table width="100%"><tbody><tr></tr><tr><td style="width: 49.0244%;" data-mce-style="width: 49.0244%;"><span>Finish</span></td><td style="width: 47.9756%;" data-mce-style="width: 47.9756%;"><span>Mill</span></td></tr><tr><td style="width: 49.0244%;" data-mce-style="width: 49.0244%;"><span>Post</span></td><td style="width: 47.9756%;" data-mce-style="width: 47.9756%;"><span>12.25 INCH</span></td></tr><tr><td style="width: 49.0244%;" data-mce-style="width: 49.0244%;"><span>Quantity</span></td><td style="width: 47.9756%;" data-mce-style="width: 47.9756%;"><span mce-data-marked="1">1</span></td></tr><tr><td style="width: 49.0244%;" data-mce-style="width: 49.0244%;"><span>Manufacturer</span></td><td style="width: 47.9756%;" data-mce-style="width: 47.9756%;"><span>Quick Mount PV / IronRidge</span></td></tr></tbody></table><p><strong>Warranty</strong><br data-mce-fragment="1"></p><ul><li>25 Year Standard Warranty.</li><li><span>estimated life of 50 years</span></li></ul><p>* Refer to warranty document for terms and conditions<br data-mce-fragment="1"><strong>Documentation</strong></p><table width="100%"><tbody><tr><td style="width: 24%;" data-mce-style="width: 24%;"><a href="https://cdn.myced.com/images/Products/ZZ0000/ZZ0847/00000/ZZ084700395_DS.pdf"><span style="color: #2b00ff;" data-mce-style="color: #2b00ff;">Data Sheet</span></a></td></tr></tbody></table><p><br><strong>Detailed Information</strong><br></p><p><span>The QBase Mount is a strong and versatile base-and-post mounting system with various post height options. The components are available separately and combined to build a custom solution that best suits your project. (Formerly sold as QMLSH and QMQDM kits or BTO)</span><br><br><span>The QBase Mount base is made of super-strong cast aluminum, with four gussets to support 8 post heights from 3.25 to 17.5"-for a wide variety of roof types and installations. QBase Mount's versatility and superior strength will provide decades-long confidence.</span></p><p><strong>High reliability</strong><br></p><p>Cell interconnections and diode placement use well-established industry practice and are field-proven to provide excellent reliability.</p><p>The base goes with any post height</p><p>Super-strong cast aluminum, with gussets</p>
USMS100-0567 | 0.86 | 242-92266 | Snapnrack 242-92266 4 In Umbrella Lag Bolt | <table width="100%" data-mce-fragment="1"><tbody data-mce-fragment="1"><tr data-mce-fragment="1"><td style="width: 955.59px;" data-mce-fragment="1" data-mce-style="width: 955.59px;"><strong>Snapnrack 242-92266 4 In Umbrella Lag Bolt</strong></td></tr><tr data-mce-fragment="1"><td style="width: 955.59px;" data-mce-fragment="1" data-mce-style="width: 955.59px;"><p data-mce-fragment="1"><span>The new SnapNrack Ultra Rail replaces Series 100 components andÂ features newly designed attachments, suitable for a variety of roofing types including composition, seamed and corrugated metal, along with tile roof surfaces. The patented SnapNrack 242-92266 Umbrella Lag provides a waterproof attachment toÂ all roof surfaces when used with the newly designed composition flashing. For a complete roof mounting set, purchase either the Black or Silver Comp Flashing, the Ultra Rail Umbrella L-Foot along with the 242-92266 Umbrella Lag. The L-Foot Extension Kit is also available if needed.<br></span></p></td></tr></tbody></table><p><strong><br>SPECIFICATIONS</strong><br></p><table width="100%"><tbody><tr><td style="width: 48.2638%;"><span>Model</span></td><td style="width: 47.7362%;">242-92266</td></tr><tr><td style="width: 48.2638%;"><span>Series</span></td><td style="width: 47.7362%;"><span>-</span></td></tr><tr><td style="width: 48.2638%;"><span>Manufacturer</span></td><td style="width: 47.7362%;">Snapnrack<br><br></td></tr></tbody></table><p><strong>GENERAL SPECIFICATIONS</strong><br></p><table width="100%"><tbody><tr><td style="width: 49.0244%;" data-mce-style="width: 49.0244%;">Finish</td><td style="width: 47.9756%;" data-mce-style="width: 47.9756%;"><span>Stainless Steel</span></td></tr><tr><td style="width: 49.0244%;" data-mce-style="width: 49.0244%;"><span>Type</span></td><td style="width: 47.9756%;" data-mce-style="width: 47.9756%;"><span>Rack Accessories</span></td></tr><tr><td style="width: 49.0244%;" data-mce-style="width: 49.0244%;"><span>Weight</span></td><td style="width: 47.9756%;" data-mce-style="width: 47.9756%;"><span>0.12 Pounds</span></td></tr><tr><td style="width: 49.0244%;" data-mce-style="width: 49.0244%;"><span>Nut Type</span></td><td style="width: 47.9756%;" data-mce-style="width: 47.9756%;"><span data-mce-fragment="1">Umbrella Lag</span><br></td></tr></tbody></table><p><strong>Warranty</strong><br data-mce-fragment="1"></p><ul><li>Manufacturer 25 Years Warranty</li></ul><p>* Refer to warranty document for terms and conditions<br data-mce-fragment="1"><strong>Documentation</strong></p><table width="100%"><tbody><tr><td style="width: 24%;" data-mce-style="width: 24%;"><a href="https://ressupply.com/documents/snapnrack/Ultra_Rail_Brochure.pdf"><span style="color: #2b00ff;" data-mce-style="color: #2b00ff;">Data Sheet</span></a></td></tr></tbody></table><p><br><strong>Detailed Information</strong></p><p><span>The new SnapNrack Ultra Rail replaces Series 100 components andÂ features newly designed attachments, suitable for a variety of roofing types including composition, seamed and corrugated metal, along with tile roof surfaces. The patented SnapNrack 242-92266 Umbrella Lag provides a waterproof attachment toÂ all roof surfaces when used with the newly designed composition flashing. For a complete roof mounting set, purchase either the Black or Silver Comp Flashing, the Ultra Rail Umbrella L-Foot along with the 242-92266 Umbrella Lag. The L-Foot Extension Kit is also available if needed.</span></p><p><span></span><strong>High Reliability</strong></p><p>Easy to install</p><p><span>Umbrella flashing, L-foot and other hardware is sold separately.</span></p>
USMS100-0568 | 0.88 | 030027C | UNIRAC 030027C 5/16 X 4" LAG BOLT | <table width="100%" data-mce-fragment="1"><tbody data-mce-fragment="1"><tr data-mce-fragment="1"><td style="width: 955.59px;" data-mce-fragment="1" data-mce-style="width: 955.59px;"><strong>UNIRAC 030027C 5/16 X 4" LAG BOLT</strong></td></tr><tr data-mce-fragment="1"><td style="width: 955.59px;" data-mce-fragment="1" data-mce-style="width: 955.59px;"><p><span>All Unirac system Installation types (Flush Mount, Tilt Mount and Ground Mount) that feature the UFO family of products are fully listed to the UL 2703 standard.Â </span></p><p><strong>SPECIFICATIONS</strong></p><table width="100%"><tbody><tr><td style="width: 48.2638%;" data-mce-style="width: 48.2638%;"><span>Model</span></td><td style="width: 47.7362%;" data-mce-style="width: 47.7362%;">UNIRAC 030027C 5/16 X 4"</td></tr><tr><td style="width: 48.2638%;" data-mce-style="width: 48.2638%;"><span>Series</span></td><td style="width: 47.7362%;" data-mce-style="width: 47.7362%;">-<br></td></tr><tr><td style="width: 48.2638%;" data-mce-style="width: 48.2638%;"><span>Manufacturer</span></td><td style="width: 47.7362%;" data-mce-style="width: 47.7362%;">Unirac<br></td></tr></tbody></table></td></tr></tbody></table><p><br><strong>GENERAL SPECIFICATION</strong><br></p><table width="100%"><tbody><tr></tr><tr><td style="width: 49.0244%;" data-mce-style="width: 49.0244%;"><span>Type</span></td><td style="width: 47.9756%;" data-mce-style="width: 47.9756%;"><span>Other Attachment</span></td></tr><tr><td style="width: 49.0244%;" data-mce-style="width: 49.0244%;">Color</td><td style="width: 47.9756%;" data-mce-style="width: 47.9756%;">Silver</td></tr><tr><td style="width: 49.0244%;" data-mce-style="width: 49.0244%;">Finish</td><td style="width: 47.9756%;" data-mce-style="width: 47.9756%;">Mill Finish</td></tr><tr><td style="width: 49.0244%;" data-mce-style="width: 49.0244%;">Material</td><td style="width: 47.9756%;" data-mce-style="width: 47.9756%;"><span mce-data-marked="1">Aluminum</span></td></tr></tbody></table><p><strong>Warranty</strong><br data-mce-fragment="1"></p><ul><li>25 Year Standard Warranty.</li></ul><p>* Refer to warranty document for terms and conditions<br data-mce-fragment="1"></p><table width="100%"><tbody></tbody></table><p><br><strong>Detailed Information</strong><br></p><div class="mTab"><div class="divsWrap"><div id="descriptionSection" class="showBlock"><p itemprop="description"><span>All Unirac system Installation types (Flush Mount, Tilt Mount and Ground Mount) that feature the UFO family of products are fully listed to the UL 2703 standard.Â </span></p></div></div></div><p><strong>High reliability</strong><br></p><p>Cell interconnections and diode placement use well-established industry practice and are field-proven to provide excellent reliability.</p><p><span>This leads to safer and more reliable installations</span></p>
USMS100-0569 | 3.31 | SCL-101-3 | Ecofasten Scl-101-3 3" Slotted L-foot | <table width="100%" data-mce-fragment="1"><tbody data-mce-fragment="1"><tr data-mce-fragment="1"><td style="width: 955.59px;" data-mce-fragment="1" data-mce-style="width: 955.59px;"><strong>ECOFASTEN SCL-101-3 3" SLOTTED L-FOOT</strong></td></tr><tr data-mce-fragment="1"><td style="width: 955.59px;" data-mce-fragment="1" data-mce-style="width: 955.59px;"><p><span>The QuikFoot bracket system is designed to be installed on most composition shingle roofs for new or existing (retrofit) solar panel applications, and is accepted by most major roofing material manufacturers without voiding warranties. Ease of installation makes this one of the fastest attachment points to install in the industry and is available in a variety of configurations to meet the installer's needs. Customized solutions are available to match any proprietary hardware on the market. QuikFoot meets or exceeds all known building codes and has been tested for pullout and shear. Brackets for use with any QuikFoot, GreenFasten, and Simple Seal flashings.</span></p><p><strong>SPECIFICATIONS</strong></p><table width="100%"><tbody><tr><td style="width: 48.2638%;" data-mce-style="width: 48.2638%;"><span>Model</span></td><td style="width: 47.7362%;" data-mce-style="width: 47.7362%;">ECOFASTEN SCL-101-3</td></tr><tr><td style="width: 48.2638%;" data-mce-style="width: 48.2638%;"><span>Series</span></td><td style="width: 47.7362%;" data-mce-style="width: 47.7362%;">-</td></tr><tr><td style="width: 48.2638%;" data-mce-style="width: 48.2638%;"><span>Manufacturer</span></td><td style="width: 47.7362%;" data-mce-style="width: 47.7362%;">ECOFASTEN</td></tr></tbody></table></td></tr></tbody></table><p><br><strong>GENERAL SPECIFICATION</strong><br></p><table width="100%"><tbody><tr></tr><tr><td style="width: 49.0244%;" data-mce-style="width: 49.0244%;"><span>Weight</span></td><td style="width: 47.9756%;" data-mce-style="width: 47.9756%;">1lbs</td></tr><tr><td style="width: 49.0244%;" data-mce-style="width: 49.0244%;"><span>Width</span></td><td style="width: 47.9756%;" data-mce-style="width: 47.9756%;">10inch</td></tr><tr><td style="width: 49.0244%;" data-mce-style="width: 49.0244%;"><span>Height</span></td><td style="width: 47.9756%;" data-mce-style="width: 47.9756%;">9inch</td></tr><tr><td style="width: 49.0244%;" data-mce-style="width: 49.0244%;"><span>Depth</span></td><td style="width: 47.9756%;" data-mce-style="width: 47.9756%;">6inch</td></tr><tr><td style="width: 49.0244%;" data-mce-style="width: 49.0244%;"><span>Color</span></td><td style="width: 47.9756%;" data-mce-style="width: 47.9756%;">Silver</td></tr></tbody></table><p><strong>Warranty</strong><br data-mce-fragment="1"></p><ul><li>25 Year Standard Warranty.</li></ul><p>* Refer to warranty document for terms and conditions<br data-mce-fragment="1"><strong>Documentation</strong></p><table width="100%"><tbody><tr><td style="width: 24%;" data-mce-style="width: 24%;"><a href="https://cdn.shopify.com/s/files/1/0566/3408/1340/files/L-102-3_B_Cutsheet_V2.pdf?v=1678336897"><span style="color: #2b00ff;" data-mce-style="color: #2b00ff;">Data Sheet</span></a></td></tr></tbody></table><p><br><strong>Detailed Information</strong><br></p><p><span>The GreenFastenâ„¢ GF1 bracket system is designed to be installed on most new or existing (retrofit) composition shingle roofs for solar panel applications, and is accepted by most major roofing material manufacturers without voiding warranties. The GreenFasten GF1 system features a patented, watertight seal compatible with a variety of bracket options. Ease of installation makes this one of the fastest attachment points to install in the industry. Customized solutions are available to match any proprietary hardware on the market. GreenFasten GF1 meets or exceeds all known building codes and has been tested for pullout and shear. See the IAPMO Uniform Evaluation Report below for GreenFasten GF1 utilizing specific bracket options.</span></p><p><span>Each stand aloneÂ L-Bracket includes one 3/8-16" x 1-1/4" bolt and one 3/8" flange nutÂ for easy attachment to mounting rails. The L-102-3 bracket has 1 CS fastener hole in the horizontal leg and 2 slotted holes in the vertical leg and can be used with 3"Â orÂ 4"Â Lag Bolts and EcoFastenÂ for a complete mounting solution.</span></p><p><strong>High reliability</strong><br></p><p>Cell interconnections and diode placement use well-established industry practice and are field-proven to provide excellent reliability.</p><p><span>vertical leg for GreenFasten</span></p>
USMS100-0293 | 63.67 | 320246M | UNIRAC SOLARMOUNT 320246M 246" (21') MILL RAIL | <table width="100%" data-mce-fragment="1"><tbody data-mce-fragment="1"><tr data-mce-fragment="1"><td style="width: 955.59px;" data-mce-fragment="1" data-mce-style="width: 955.59px;"><strong>Unirac Solarmount 320246m 246" (21') Mill Rail</strong></td></tr><tr data-mce-fragment="1"><td style="width: 955.59px;" data-mce-fragment="1" data-mce-style="width: 955.59px;"><p><span>UniracÂ is a sleek, low-profile mounting rail, designed for regions with light or no snow. It achieves 6 foot spans, while remaining light and economical. It has a moderate load capability with a clear &amp; black anodized finish. Internal splices available are available with the IronRidge XR10. IronRidge, XR10, Rail 168" (14') Mill, XR-10-168M</span></p><p><strong>SPECIFICATIONS</strong></p><table width="100%"><tbody><tr><td style="width: 48.2638%;" data-mce-style="width: 48.2638%;"><span>Model</span></td><td style="width: 47.7362%;" data-mce-style="width: 47.7362%;">Unirac 320246m</td></tr><tr><td style="width: 48.2638%;" data-mce-style="width: 48.2638%;"><span>Series</span></td><td style="width: 47.7362%;" data-mce-style="width: 47.7362%;">-<br></td></tr><tr><td style="width: 48.2638%;" data-mce-style="width: 48.2638%;"><span>Manufacturer</span></td><td style="width: 47.7362%;" data-mce-style="width: 47.7362%;">Unirac<br></td></tr></tbody></table></td></tr></tbody></table><p><br><strong>GENERAL SPECIFICATION</strong><br></p><table width="100%"><tbody><tr></tr><tr><td style="width: 49.0244%;" data-mce-style="width: 49.0244%;"><span>Type</span></td><td style="width: 47.9756%;" data-mce-style="width: 47.9756%;"><span>Mounting Rail</span></td></tr><tr><td style="width: 49.0244%;" data-mce-style="width: 49.0244%;"><span>Application</span></td><td style="width: 47.9756%;" data-mce-style="width: 47.9756%;"><span>Pitched Roof</span></td></tr><tr><td style="width: 49.0244%;" data-mce-style="width: 49.0244%;"><span>Size</span></td><td style="width: 47.9756%;" data-mce-style="width: 47.9756%;"><span>LxWxH: 168 x 1 x 1.75 in</span></td></tr><tr><td style="width: 49.0244%;" data-mce-style="width: 49.0244%;"><span>Material</span></td><td style="width: 47.9756%;" data-mce-style="width: 47.9756%;"><span>Mill Finish Anodized Aluminum</span></td></tr><tr><td style="width: 49.0244%;" data-mce-style="width: 49.0244%;"><span>Product Type</span></td><td style="width: 47.9756%;" data-mce-style="width: 47.9756%;"><span>Rail</span></td></tr></tbody></table><p><strong><br>Warranty</strong><br data-mce-fragment="1"></p><ul><li>25 Year Standard Warranty.</li></ul><p>* Refer to warranty document for terms and conditions<br data-mce-fragment="1"><strong>Documentation</strong></p><table width="100%"><tbody><tr><td style="width: 24%;" data-mce-style="width: 24%;"><a href="https://tandem-solar-systems.com/wp-content/uploads/2015/09/ironridge-roofmount-xr-datasheet.pdf"><span style="color: #2b00ff;" data-mce-style="color: #2b00ff;">Data Sheet</span></a></td></tr></tbody></table><p><br><strong>Detailed Information</strong><br></p><p><span>The Unirac Rail Family comes in three sizes, each with the power of a curved rail. Each size is designed to accommodate complex design loads while keeping material costs to a minimum. There is an XR Rail that corresponds to your position. Among solar mounting rails, the XR1000 is a heavyweight. It's made to withstand harsh weather and can stretch up to 12 feet in length for commercial use. The XR100 is the ultimate mounting rail for your house. It can withstand a variety of wind and snow conditions while maintaining full spans. The XR10 is a slim, low-profile mounting rail that is ideal for areas with little to no snow. It spans 6 feet while remaining light and cost-effective.</span></p><p><strong>High reliability</strong><br></p><p>Cell interconnections and diode placement use well-established industry practice and are field-proven to provide excellent reliability.</p><p><span>All components were tested for structural integrity</span></p><p><span>It's light and works with industry-standard attachments</span></p><p><strong>Quality and Certification</strong></p><p><span>UL 2703</span></p>
USMS100-0171 | 9.95 | QM-QBP-17.5-M1 | Quick Mount PV QM-QBP-17.5-M1 17" Post | <table width="100%" data-mce-fragment="1"><tbody data-mce-fragment="1"><tr data-mce-fragment="1"><td style="width: 955.59px;" data-mce-fragment="1" data-mce-style="width: 955.59px;"><strong>QuickMount, Post, 1.25â€ OD X 17.5", Mill Finish, Qty. 1, QM-QBP-17.5-M1</strong></td></tr><tr data-mce-fragment="1"><td style="width: 955.59px;" data-mce-fragment="1" data-mce-style="width: 955.59px;"><p><span>Quick Mountâ€™s QBase Low Slope Mount takes the traditional base-and-post PV mount to its ultimate level. The cast-aluminum QBase reinforced foundation is the strongest you can buy for mechanically attaching commercial PV systems to TPO, PVC, EPDM, built-up asphalt, and virtually all other non-metal low slope. roofs.</span></p><p><strong>SPECIFICATIONS</strong></p><table width="100%"><tbody><tr><td style="width: 48.2638%;" data-mce-style="width: 48.2638%;"><span>Model</span></td><td style="width: 47.7362%;" data-mce-style="width: 47.7362%;">QM-QBP-17.5-M1 17"</td></tr><tr><td style="width: 48.2638%;" data-mce-style="width: 48.2638%;"><span>Series</span></td><td style="width: 47.7362%;" data-mce-style="width: 47.7362%;"><span>-</span></td></tr><tr><td style="width: 48.2638%;" data-mce-style="width: 48.2638%;"><span>Manufacturer</span></td><td style="width: 47.7362%;" data-mce-style="width: 47.7362%;">Quick Mount</td></tr></tbody></table></td></tr></tbody></table><p><br><strong>GENERAL SPECIFICATIONS</strong><br></p><table width="100%"><tbody><tr><td style="width: 49.0244%;" data-mce-style="width: 49.0244%;"><span>Post</span></td><td style="width: 47.9756%;" data-mce-style="width: 47.9756%;"><strong>1.25â€ OD X 17.5"</strong></td></tr><tr><td style="width: 49.0244%;" data-mce-style="width: 49.0244%;"><span>Quantity</span></td><td style="width: 47.9756%;" data-mce-style="width: 47.9756%;"><span>1</span></td></tr><tr><td style="width: 49.0244%;" data-mce-style="width: 49.0244%;"><span>Color</span></td><td style="width: 47.9756%;" data-mce-style="width: 47.9756%;"><span>Silver</span></td></tr><tr><td style="width: 49.0244%;" data-mce-style="width: 49.0244%;"><span>Finish</span></td><td style="width: 47.9756%;" data-mce-style="width: 47.9756%;"><span>Mill</span></td></tr></tbody></table><p><strong>Warranty</strong><br data-mce-fragment="1"></p><ul><li>Manufacturer WarrantyÂ 25 Years</li></ul><p>* Refer to warranty document for terms and conditions<br data-mce-fragment="1"></p><table width="100%"><tbody></tbody></table><p><br><strong>Detailed Information</strong><br></p><p><span>The QBase Mount base is made of super-strong cast aluminum, with four gussets to support 8 post heights from 3.25 to 17.5-inch for a wide variety of roof types and installations. QBase Mount's versatility and superior strength will provide decades-long confidence.</span></p><p><strong>High reliability</strong></p><p>Patented waterproofing technology</p><p>All exposed hardware is stainless steel</p><p>Installs faster than any other flashed solar PV mounting</p><p>Works with all standard racking systems</p>
USSS100-0095 | 248.67 | EP200G-HNDL-R1 | Enphase Enpower EP200G-HNDL-R1 Handle Kit | <p data-mce-fragment="1"><strong data-mce-fragment="1">Enphase, Enpower Reusable Lifting Handle Kit, use for easier Empower Wall Mounting, EP200G-HNDL-R1</strong></p><p data-mce-fragment="1"><br data-mce-fragment="1"></p><p data-mce-fragment="1">The Enpower handle kit is recommended for mounting Enpower on the wall more conveniently and correctly. The handles can be reused at various installation locations.</p><p data-mce-fragment="1">Â </p><p><a href="https://cdn.shopify.com/s/files/1/0566/3408/1340/files/Enphase_Enpower_Warranty.pdf?v=1676891505"><strong>Enphase Enpower Handle Kit Warranty</strong></a></p><p>Enphase offers a 10-year limited product warranty for the Enphase Enpower line.</p>
USMS100-0571 | 3.82 | A-SPLICE-1-G | Prosolar A-SPLICE-1-G Clear Grounding Splice | <table width="100%" data-mce-fragment="1"><tbody data-mce-fragment="1"><tr data-mce-fragment="1"><td style="width: 955.59px;" data-mce-fragment="1" data-mce-style="width: 955.59px;"><strong>PROSOLAR A-SPLICE-1-G CLEAR GROUNDING SPLICE</strong></td></tr><tr data-mce-fragment="1"><td style="width: 955.59px;" data-mce-fragment="1" data-mce-style="width: 955.59px;"><p data-mce-fragment="1"><span>The Splice Kit integrates with the RoofTracÂ® support rail to allow shorter lengths of rail to be handled as one section. A benefit of the splice kit is that it allows for thermal expansion of the aluminum while keeping the support rail from changing position during the process.</span></p><p><strong>SPECIFICATIONS</strong><br></p><table width="100%"><tbody><tr><td style="width: 48.2638%;" data-mce-style="width: 48.2638%;"><span>Model</span></td><td style="width: 47.7362%;" data-mce-style="width: 47.7362%;">Â A-SPLICE-1-G</td></tr><tr><td style="width: 48.2638%;" data-mce-style="width: 48.2638%;"><span>Series</span></td><td style="width: 47.7362%;" data-mce-style="width: 47.7362%;"><span>-</span></td></tr><tr><td style="width: 48.2638%;" data-mce-style="width: 48.2638%;"><span>Manufacturer</span></td><td style="width: 47.7362%;" data-mce-style="width: 47.7362%;">PROSOLAR</td></tr></tbody></table></td></tr></tbody></table><p><br><strong>GENERAL SPECIFICATIONS</strong><br></p><table width="100%"><tbody><tr><td style="width: 49.0244%;" data-mce-style="width: 49.0244%;">Type</td><td style="width: 47.9756%;" data-mce-style="width: 47.9756%;">Splice<br></td></tr><tr><td style="width: 49.0244%;" data-mce-style="width: 49.0244%;"><span>Color</span></td><td style="width: 47.9756%;" data-mce-style="width: 47.9756%;"><span>Silver</span></td></tr><tr><td style="width: 49.0244%;" data-mce-style="width: 49.0244%;"><span>Material</span></td><td style="width: 47.9756%;" data-mce-style="width: 47.9756%;"><span>Aluminium</span></td></tr><tr><td style="width: 49.0244%;" data-mce-style="width: 49.0244%;">Application</td><td style="width: 47.9756%;" data-mce-style="width: 47.9756%;"><span>Pitched Roof - Rail-Based</span></td></tr></tbody></table><p><strong>Warranty</strong><br data-mce-fragment="1"></p><ul><li><span>25 years Standard warranty</span></li></ul><p>* Refer to warranty document for terms and conditions<br data-mce-fragment="1"><strong>Documentation</strong></p><table width="100%"><tbody><tr><td style="width: 24%;" data-mce-style="width: 24%;"><a href="https://cdn.shopify.com/s/files/1/0566/3408/1340/files/Grounding_Guide.pdf?v=1678431763"><span style="color: #2b00ff;" data-mce-style="color: #2b00ff;">Data Sheet</span></a></td></tr></tbody></table><p><br><strong>Detailed Information</strong></p><p><span>The Splice Kit integrates with the RoofTracÂ® support rail to allow shorter lengths of rail to be handled as one section. A benefit of the splice kit is that it allows for thermal expansion of the aluminum while keeping the support rail from changing position during the process.</span></p><p><span></span><strong>High Reliability</strong></p><p>High reliability due to lower heat dissipation</p><p><span>It's light and works with industry-standard attachments.</span></p>
USEC001-0083 | 319.2 | WHSSCK1 | Sonnen WHSSCK1 Self-consumption Kit | <p>The Sonnen Whole Home Self Consumption Meter/CT Kit, known as WHSSCK1, offers advanced energy management capabilities for users with the Sonnen Gen2 eco-energy storage system. By adding this kit to your Gen2 system, you can effectively control power distribution to both household loads connected to the covered loads' panel and those on the main panel. This dual-panel control increases energy efficiency and allows users to utilize the stored energy in the batteries to power a wider range of household loads. In the event of a grid failure, the kit ensures a seamless transition to backup mode, offering more reliable and efficient service.</p><h2>Features</h2><ul><li><strong>Enhanced Control</strong>: Control power to both the household loads on the safe loads' panel as well as the main panel.</li><li><strong>Increased Efficiency</strong>: Allows for the more effective use of stored energy in the Sonnen batteries.</li><li><strong>Reliable Backup</strong>: Provides a seamless transition to backup mode when the grid goes down, offering enhanced reliability.</li></ul><h2>Compatibility</h2><ul><li>Designed specifically for integration with the Sonnen Gen2 eco-energy storage system.</li></ul><h2>Use Cases</h2><ul><li>Suitable for self-consumption mode to offset household loads.</li><li>Enhances backup capabilities during grid failures.</li></ul><p><strong>Note</strong>: Specific General Specifications, Warranty details, Documentation, weight, and dimensions were not provided in the original HTML description.</p>
USMS100-0281 | 50.78 | 403201C | Unirac U-LA 403201C Mill Brace Assembly | <h3 data-mce-fragment="1">UniRac 403201C U-LA 2" Brace, 10.5 ft, 2", Aluminum, Qty. 1</h3><p data-mce-fragment="1"><strong data-mce-fragment="1">Cross Pipe</strong><span data-mce-fragment="1">Â </span>- Provides north-south and east-west diagonal bracing. Extrusion size matches other 2-inch components.</p><p data-mce-fragment="1">UniRac designed U-LA's to support a wider range of site and climactic challenges than any other PV structure on the market. U-LA aluminum or steel components merge with SolarMount rails and installer-supplied steel pipe to form durable, rigid truss structures. U-LA aluminum or steel components are used to combine installer-supplied Schedule 40 or 80 steel pipe (available anywhere) to create a durable structure that can accommodate uneven, rocky, sloping terrain or heavy coastal winds.</p><h4 data-mce-fragment="1">Key Benefits of a Unirac Large Array</h4><p data-mce-fragment="1">Versatility</p><ul data-mce-fragment="1"><li data-mce-fragment="1">Custom-designed arrays for ground or flat roof applications</li><li data-mce-fragment="1">Design software to ensure minimum attachments without overstressing any roof member</li><li data-mce-fragment="1">Optimal tilt angle and array clearance over other rooftop equipment</li><li data-mce-fragment="1">Accommodates uneven, rocky, sloping terrain or heavy costal winds</li></ul><p data-mce-fragment="1">Value</p><ul data-mce-fragment="1"><li data-mce-fragment="1">Better alternative than designing from scratch</li><li data-mce-fragment="1">Lightweight components ship economically and combine easily with installer-supplied Schedule 40 or 80 steel pipe, available everywhere</li></ul><p data-mce-fragment="1">Ease of Installation</p><ul data-mce-fragment="1"><li data-mce-fragment="1">Uses SolarMount standard and HD (heavy duty) rails</li><li data-mce-fragment="1">Ready with design documentation and testing reports</li></ul><p data-mce-fragment="1">Strength</p><ul data-mce-fragment="1"><li data-mce-fragment="1">Capable of withstanding Zone 4 seismic events or extreme wind or snow loads</li><li data-mce-fragment="1">Diagonally braced</li></ul><p><strong>SPECIFICATIONS</strong></p><div><div class="product-line-sku-container"><span class="product-line-sku-label">SKU:<span>Â </span></span><span class="product-line-sku-value" itemprop="sku">270-0028</span></div></div><div><div><div class="custom-pdp-fields-line-container"><span class="custom-pdp-fields-label">Item Weight: 16 lb</span></div><div class="custom-pdp-fields-line-container"><span class="custom-pdp-fields-label">Dimensions (LxWxH): 10 x 2 x 2 inches</span></div><div class="custom-pdp-fields-line-container"><span class="custom-pdp-fields-label">Mfr. Product Line: U-LA</span></div></div></div>
USMS100-0572 | 8.94 | CFJE-800 -18 | Prosolar Fastjack Commercial E-SERIES CFJE-800-1 Standoff | <table data-mce-fragment="1" width="100%"><tbody data-mce-fragment="1"><tr data-mce-fragment="1"><td data-mce-fragment="1" style="width: 955.59px;" data-mce-style="width: 955.59px;"><strong>Prosolar Fastjack Commercial E-SERIES CFJE-800-1 Standoff</strong></td></tr><tr data-mce-fragment="1"><td data-mce-fragment="1" style="width: 955.59px;" data-mce-style="width: 955.59px;"><p><span>The Commercial FastJack E-Series is designed for commercial use, with extended heights and integration with ProSolar's SolarWedge to meet national fire-rating requirements.</span></p><p><strong>SPECIFICATIONS</strong></p><table width="100%"><tbody><tr><td style="width: 48.2638%;" data-mce-style="width: 48.2638%;"><span>Model</span></td><td style="width: 47.7362%;" data-mce-style="width: 47.7362%;">CFJE-800-1</td></tr><tr><td style="width: 48.2638%;" data-mce-style="width: 48.2638%;"><span>Series</span></td><td style="width: 47.7362%;" data-mce-style="width: 47.7362%;">E-Series</td></tr><tr><td style="width: 48.2638%;" data-mce-style="width: 48.2638%;"><span>Manufacturer</span></td><td style="width: 47.7362%;" data-mce-style="width: 47.7362%;">Prosolar</td></tr></tbody></table></td></tr></tbody></table><p><br><strong>GENERAL SPECIFICATION</strong><br></p><table width="100%"><tbody><tr></tr><tr><td style="width: 49.0244%;" data-mce-style="width: 49.0244%;"><span>Manufacturer Part Number</span></td><td style="width: 47.9756%;" data-mce-style="width: 47.9756%;"><span>CFJE-800</span></td></tr><tr><td style="width: 49.0244%;" data-mce-style="width: 49.0244%;"><span>Series</span></td><td style="width: 47.9756%;" data-mce-style="width: 47.9756%;"><span>FastJack Commercial E-Series</span></td></tr><tr><td style="width: 49.0244%;" data-mce-style="width: 49.0244%;"><span>Manufacturer</span></td><td style="width: 47.9756%;" data-mce-style="width: 47.9756%;"><span>ProSolar</span></td></tr><tr><td style="width: 49.0244%;" data-mce-style="width: 49.0244%;"><span>Height</span></td><td style="width: 47.9756%;" data-mce-style="width: 47.9756%;"><span>8"</span></td></tr><tr><td style="width: 49.0244%;" data-mce-style="width: 49.0244%;">Diameter</td><td style="width: 47.9756%;" data-mce-style="width: 47.9756%;"><span>1.25"</span></td></tr></tbody></table><p><strong>Warranty</strong><br data-mce-fragment="1"></p><ul><li>25 Year Standard Warranty.</li></ul><p>* Refer to warranty document for terms and conditions<br data-mce-fragment="1"><strong>Documentation</strong></p><table width="100%"><tbody><tr><td style="width: 24%;" data-mce-style="width: 24%;"><a href="https://tandem-solar-systems.com/wp-content/uploads/2015/09/ironridge-roofmount-xr-datasheet.pdf"><span style="color: #2b00ff;" data-mce-style="color: #2b00ff;">Data Sheet</span></a></td></tr></tbody></table><p><br><strong>Detailed Information</strong><br></p><p><span>The Commercial FastJack E-Series is designed for commercial use, with extended heights and integration with ProSolar's SolarWedge to meet national fire-rating requirements.</span></p><p><strong>High reliability</strong></p><p>Patented single lag bolt design Patent No. 6,360,491</p><p>Independently laboratory tested to 4,050 lbs ultimate pull out, 1,875 lbs ultimate side axial loads</p><p>Lightweight and corrosion resistant Aluminum and Stainless Steel material (no inferior ferrous metals which rust and weaken over time)</p><p>Solid Aluminum post prevents water funneling down through top of post</p><p>No welds to corrode or break</p>
USMS100-0249 | 256.76 | Multi Powerwall Stacking Kit | Tesla Multi Powerwall Stacking Kit | <p>The Tesla Powerwall Stacking Kit is a specially designed accessory for homeowners or businesses looking to optimize their space by vertically stacking multiple Powerwalls. With this kit, users can ensure a safe and stable arrangement of their Powerwall batteries, enhancing both aesthetics and functionality.</p><p><strong>Key Features:</strong></p><ol><li><strong>Optimized for Tesla Powerwall:</strong> This kit is tailored for the Tesla Powerwall, ensuring a perfect fit and seamless integration.</li><li><strong>Space-saving:</strong> Ideal for locations where floor space is at a premium, the stacking kit allows users to take advantage of vertical space.</li><li><strong>Sturdy Construction:</strong> Built with high-quality materials to ensure the safety and longevity of stacked Powerwalls.</li><li><strong>Easy Installation:</strong> Designed for straightforward assembly, making the process of stacking your Powerwalls hassle-free.</li></ol><p><strong>Application:</strong><br>Perfect for homeowners and businesses looking to stack multiple Powerwalls in a limited space.</p>
USMS100-0573 | 0.89 | 18-S6438 | Heyco, Sunscreen (Critter-guard) Stainless Steel Wire Mesh Clip, Color: Black, Qty, 1, 18-S6438 | <table data-mce-fragment="1" width="100%"><tbody data-mce-fragment="1"><tr data-mce-fragment="1"><td data-mce-fragment="1" style="width: 955.59px;" data-mce-style="width: 955.59px;"><strong>HEYCO, SUNSCREEN (CRITTER-GUARD) STAINLESS STEEL WIRE MESH CLIP, COLOR: BLACK, QTY, 1, 18-S6438</strong></td></tr><tr data-mce-fragment="1"><td data-mce-fragment="1" style="width: 955.59px;" data-mce-style="width: 955.59px;"><div id="main-container" class="theme-has-static-header"><div id="content" class="shopping-layout-content"><div id="ProductDetails.Full.View" class="view product-detail" data-root-component-id="ProductDetails.Full.View"><div class="product-details-full"><article class="product-details-full-content"><section data-view="Product.Information"><div class="product-details-information-content"><div class="product-details-information-content-container"><div role="tabpanel"><div class="product-details-information-tab-content" data-type="information-content" data-action="tab-content"><div role="tabpanel" class="product-details-information-tab-content-panel active" id="product-details-information-tab-0" data-action="pushable" data-id="product-details-information-0" data-pusher="sc-pushable-xs" itemprop="description"><div id="product-details-information-tab-content-container-0" class="product-details-information-tab-content-container" data-type="information-content-text"><p><span>Helps protect solar panels from rodents and nesting birds with wire mesh screening (screening not included). View Heyco SunScreen Constructed from 303 and 304 Stainless Steel for maximum endurance to outdoor elements.</span></p></div></div></div></div></div></div></section></article></div></div></div></div><p><strong>SPECIFICATIONS</strong></p><table width="100%"><tbody><tr><td style="width: 48.2638%;" data-mce-style="width: 48.2638%;"><span>Model</span></td><td style="width: 47.7362%;" data-mce-style="width: 47.7362%;">-<br></td></tr><tr><td style="width: 48.2638%;" data-mce-style="width: 48.2638%;"><span>Series</span></td><td style="width: 47.7362%;" data-mce-style="width: 47.7362%;">-<br></td></tr><tr><td style="width: 48.2638%;" data-mce-style="width: 48.2638%;"><span>Manufacturer</span></td><td style="width: 47.7362%;" data-mce-style="width: 47.7362%;">Heyco</td></tr></tbody></table></td></tr></tbody></table><p><br><strong>GENERAL SPECIFICATION</strong><br></p><table width="100%"><tbody><tr></tr><tr><td style="width: 49.0244%;" data-mce-style="width: 49.0244%;"><span>Manufacturer</span></td><td style="width: 47.9756%;" data-mce-style="width: 47.9756%;">Heyco</td></tr><tr><td style="width: 49.0244%;" data-mce-style="width: 49.0244%;"><span>Weight</span></td><td style="width: 47.9756%;" data-mce-style="width: 47.9756%;">.25lbs</td></tr><tr><td style="width: 49.0244%;" data-mce-style="width: 49.0244%;"><span>Color</span></td><td style="width: 47.9756%;" data-mce-style="width: 47.9756%;">Silver</td></tr></tbody></table><p><strong>Warranty</strong><br data-mce-fragment="1"></p><ul><li>12 Year Standard Warranty.</li></ul><p>* Refer to warranty document for terms and conditions<br data-mce-fragment="1"><strong>Documentation</strong></p><table width="100%"><tbody><tr><td style="width: 24%;" data-mce-style="width: 24%;"><a href="https://cdn.shopify.com/s/files/1/0566/3408/1340/files/Heyco-SunScreen-Specs-1.pdf?v=1678338628"><span style="color: #2b00ff;" data-mce-style="color: #2b00ff;">Data Sheet</span></a></td></tr></tbody></table><p><br><strong>Detailed Information</strong><br></p><p data-mce-fragment="1"><span>Heyco SunScreener clips are to be used to attach Heyco Sunscreen Mesh to solar panel frames. The mesh is installed around solar array edges to guard against critters and debris build up under new and existing roof top solar panel installations without damaging arrays or reducing production</span></p><div class="sc-fSDTcK eIQEGF"><strong>High reliability</strong><br></div><p>Cell interconnections and diode placement use well-established industry practice and are field-proven to provide excellent reliability.</p><p><span>Stainless Steel Washers</span></p><p><span>Black color for those applications subject to HOA appearance restrictions.</span></p>
USSS100-0096 | 2540.13 | HSBK | Generac PWRCELL HSBK Battery Enclosure | <p>The <strong>HSBK PWRcell Battery Cabinet</strong> is your go-to solution for efficient and modular energy storage. Specifically engineered to be compatible with REbus DC nanogrid, this advanced enclosure allows you to get the most out of your lithium-ion battery modules.</p><h4><strong>Modular Design for Customizable Energy Storage</strong></h4><p>The HSBK PWRcell cabinet is uniquely designed to accommodate 3 to 6 battery modules, offering you the flexibility to start small and expand as your energy storage needs grow. Simply mount the cabinet onto a wall and you're good to go. In the case of using an odd number of batteries, a module spacer (HMSK) is required.</p><h4><strong>Flexible Energy Storage Capacity</strong></h4><p>Choose how much energy you want to store â€” from 8.6 kWh up to 17.1 kWh in a single cabinet. Need more? You can connect up to four HSBK PWRcell battery cabinets to a single islanding inverter, scaling your energy storage up to a remarkable 68.4 kWh!</p><h4><strong>Quality You Can Trust</strong></h4><p>Our PWRcell Battery Cabinet is not only efficient but also reliable. Backed by a robust 10-year warranty, your investment is secure for the long haul.</p><h4><strong>Battery Module Compatibility</strong></h4><p>While the HSBK PWRcell Battery Cabinet itself is a powerhouse, it's important to note that the battery modules are not included. The cabinet is compatible with either PWRcell 2.85kWh Battery Modules or Panasonic DCB-105 Battery Modules, which must be purchased separately.</p><p>Upgrade your energy storage solutions with the <strong>HSBK PWRcell Battery Cabinet</strong>, and enjoy a future of reliable and expandable power.</p>
USSB100-0043 | 1982.22 | IBR-3-48-175 | Outback Power IBR-3-48-175-LI Integrated Battery Rack Systems | <h1 class="page-title">Outback Power IBR-3-48-175-LI Integrated Battery Rack Systems</h1><p><span>The innovative OutBack Integrated Battery Rack (IBR) system is a comprehensive battery enclosure which includes all cell interconnects, cabling, and series string over current protection and disconnects. All electrical connections are made at the factory and ship fully assembled with the exception of the batteries, which can be quickly added and connected on the job site, making the IntegratedÂ Battery Rack uniquely easy to specify, order and install.</span></p><h3>Product Details</h3><ul><li>Contents: 0.125-inch thick aluminum enclosure with silver finish; plated copper bus bars and clear protective covers. Ships fully assembled</li><li>String Overcurrent Protection: 175 Amps DC</li><li>Size of Conductors: 4 AWG, 1/0 AWG (One Aught - American Wire Gauge)</li><li>Capacity: Up to six Lithium IonÂ Batteries</li><li>System Voltage: 48 Vdc Nominal</li></ul><p><a href="https://cdn.shopify.com/s/files/1/0566/3408/1340/files/Outback_IBR_spec_sheet.pdf?v=1679902911"><strong>DATASHEET</strong></a></p>
USMS100-0574 | 2.97 | C200IMC-1B-G | Prosolar C200IMC-1B-G Black Mid Clamp, 30-32mm | <table width="100%" data-mce-fragment="1"><tbody data-mce-fragment="1"><tr data-mce-fragment="1"><td style="width: 955.59px;" data-mce-fragment="1" data-mce-style="width: 955.59px;"><strong>PROSOLAR C200IMC-1B-G BLACK MID CLAMP, 30-32MM</strong></td></tr><tr data-mce-fragment="1"><td style="width: 955.59px;" data-mce-fragment="1" data-mce-style="width: 955.59px;"><p>The clamping system consists of end clamps and mid clamps to attach the module frame to the RoofTracÂ® support rail. This fully integrated clamping system actually changes the structural properties of the aluminum channel making it significantly stronger. This design allows solar modules to be installed at a lower profile to the roof, providing a more aesthetically pleasing installation.</p><p>Module clamps are specifically designed, extruded and engineered for each specific module frame. Their innovative clamping system provides inward tension on the module frame securing the laminate in the frame. Channel nuts with a grounding bus bar slide easily into position to hold the mid clamps, while the green lock washer indicates the proper electircal bond.</p><p><strong>SPECIFICATIONS</strong><br></p><table width="100%"><tbody><tr><td style="width: 48.2638%;" data-mce-style="width: 48.2638%;"><span>Model</span></td><td style="width: 47.7362%;" data-mce-style="width: 47.7362%;">C200IMC-1B-G</td></tr><tr><td style="width: 48.2638%;" data-mce-style="width: 48.2638%;"><span>Series</span></td><td style="width: 47.7362%;" data-mce-style="width: 47.7362%;"><span>-</span></td></tr><tr><td style="width: 48.2638%;" data-mce-style="width: 48.2638%;"><span>Manufacturer</span></td><td style="width: 47.7362%;" data-mce-style="width: 47.7362%;">Prosolar</td></tr></tbody></table></td></tr></tbody></table><p><br><strong>GENERAL SPECIFICATIONS</strong><br></p><table width="100%"><tbody><tr><td style="width: 49.0244%;" data-mce-style="width: 49.0244%;"><span>Finish</span></td><td style="width: 47.9756%;" data-mce-style="width: 47.9756%;">Black<br></td></tr><tr><td style="width: 49.0244%;" data-mce-style="width: 49.0244%;"><span>Panel Thickness</span></td><td style="width: 47.9756%;" data-mce-style="width: 47.9756%;"><span>(30.7mm to 31.2mm)</span></td></tr><tr><td style="width: 49.0244%;" data-mce-style="width: 49.0244%;"><span>Quantity</span></td><td style="width: 47.9756%;" data-mce-style="width: 47.9756%;"><span>1</span></td></tr><tr><td style="width: 49.0244%;" data-mce-style="width: 49.0244%;">Dimensions</td><td style="width: 47.9756%;" data-mce-style="width: 47.9756%;"><span>1.25 x 1.25 x 2.00 inches</span></td></tr></tbody></table><p><strong>Warranty</strong><br data-mce-fragment="1"></p><ul><li><span>10 years Standard warranty</span></li></ul><p>* Refer to warranty document for terms and conditions<br data-mce-fragment="1"></p><table width="100%"><tbody></tbody></table><p><br><strong>Detailed Information</strong></p><p><span>The clamping system consists of end clamps and mid clamps to attach the module frame to the RoofTrac support rail. This fully integrated clamping system actually changes the structural properties of the aluminum channel making it significantly stronger. This design allows solar modules to be installed at a lower profile to the roof, providing a more aesthetically pleasing installation. Module clamps are specifically designed, extruded and engineered for each specific module frame. Their innovative clamping system provides inward tension on the module frame securing the laminate in the frame. Channel nuts slide easily into position to hold the end clamps and mid clamps.</span></p><p><span></span><strong>High Reliability</strong></p><p>High reliability due to lower heat dissipation</p><p>The most cost effective and easy to install rail mounting system</p><p>Aluminum and Stainless Steel components for corrosion resistance and strength</p><p>Sleek, low profile design for great looking installs</p>
USMS100-0292 | 2.15 | 330007M | Unirac Solarmount 330007M Bolt W/ Epdm Washer | <h2 data-mce-fragment="1">UNIRAC SolarMount 008013S Stainless Steel Microinverter Mounting T-Bolt</h2><h3 data-mce-fragment="1">Manufacturer Part#: 008013S</h3><p data-mce-fragment="1">SolarMount pre-assembled stainless steel bolt &amp; nut, attaches and bonds microinverter to rail. Washer at base keeps bolt upright for ease of assembly.</p><p data-mce-fragment="1"><strong>SPECIFICATIONS</strong></p><div><div class="product-line-sku-container"><span class="product-line-sku-label">SKU:<span>Â </span></span><span class="product-line-sku-value" itemprop="sku">270-0917</span></div></div><div><div><div class="custom-pdp-fields-line-container"><span class="custom-pdp-fields-label">Item Weight: 0.5 lb</span></div><div class="custom-pdp-fields-line-container"><span class="custom-pdp-fields-label">Dimensions (LxWxH): 1.5 x 1.5 x 1.25 inches</span></div><div class="custom-pdp-fields-line-container"><span class="custom-pdp-fields-label">Mfr. Product Line: SolarMount</span></div></div></div>
USSS100-0077 | 4500 | Boss 12 | Simpliphi Boss 12 Battery Enclosure | <p data-mce-fragment="1">You will increase your energy storage by 45.16 kWh with the BOSS.12! Carbon steel makes up this NEMA 3R-rated weather-resistant battery bank housing and wiring solution with built-in shelving. This free-standing or pad-mounted enclosure can accommodate up to 12 PHI batteries.<br></p><p data-mce-fragment="1">SimpliPhi Power's BOSS.12 carbon-steel enclosure is a weatherproof battery bank housing and wiring solution with built-in shelving. The BOSS combines a PHI battery bank with any SimpliPhi-compatible balance of system (BoS) equipment to increase the battery capacity of a SimpliPhi ExprESS or AccESS fully integrated unit. They include terminal blocks for parallel electrical wiring, battery cabling from busbar to terminal block, and terminal block to inverter cabling when ordered. Optional 2 and 3 place battery-to-battery interconnecting busbar sets can be ordered separately depending on the number of batteries in the enclosure.</p><p data-mce-fragment="1"><strong>Features:</strong></p><ul data-mce-fragment="1"><li data-mce-fragment="1">NEMA 3R-rated and weather-resistant carbon steel enclosures are easy to install and assemble.</li><li data-mce-fragment="1">Due to a corrosion-resistant fan, PHI batteries cannot reach the optimum charging temperature of 120Â°F.</li><li data-mce-fragment="1">Alternative solutions outperform cobalt-free, stable, and non-toxic PHI batteries.</li></ul><p><a href="https://cdn.shopify.com/s/files/1/0566/3408/1340/files/3547_450-0158_Spec_Sheet.pdf?v=1676888208">DATASHEET</a></p>
USMS100-0391 | 27.41 | ES10486 | Unirac Ecolibrium ECOFOOT5D ES10486 71" Ballast Tray | <p data-mce-fragment="1"><strong data-mce-fragment="1">UniRac, Ecolibrium, EcoFoot5D 71'' Ballast Tray, ES10486</strong></p><p data-mce-fragment="1"><br data-mce-fragment="1"></p><p data-mce-fragment="1"><span class="ql-cursor" data-mce-fragment="1"></span><span data-mce-fragment="1">EcoFoot5D delivers preassembled parts and an out-of-the-box, ready-to-go installation that is unlike any other flat-roof racking. The result is a seamless installation process from start to finish, saving on time and minimizing job-site impact.</span></p><p data-mce-fragment="1"><strong>SPECIFICATIONS</strong></p><div><div class="product-line-sku-container"><span class="product-line-sku-label">SKU:<span>Â </span></span><span class="product-line-sku-value" itemprop="sku">250-1406</span></div></div><div><div><div class="custom-pdp-fields-line-container"><span class="custom-pdp-fields-label">Mfr. Part Number: ES10486</span></div><div class="custom-pdp-fields-line-container"><span class="custom-pdp-fields-label">Item Weight: 8.05 lb</span></div><div class="custom-pdp-fields-line-container"><span class="custom-pdp-fields-label">Dimensions (LxWxH): 75 x 22.5 x 31.5 inches</span></div><div class="custom-pdp-fields-line-container"><span class="custom-pdp-fields-label">Mfr. Product Line: Ecolibrium EcoFoot5D</span></div></div></div>
USMS100-0040 | 13.9 | FRA-M60P-GF-W1 | Ironridge FRA-M60P-GF-W1 Flat Roof Attachment Membrane | <table width="100%" data-mce-fragment="1"><tbody data-mce-fragment="1"><tr data-mce-fragment="1"><td style="width: 955.59px;" data-mce-fragment="1" data-mce-style="width: 955.59px;"><strong>Ironridge FRA-M60P-GF-W1 Flat Roof Attachment Membrane</strong></td></tr><tr data-mce-fragment="1"><td style="width: 955.59px;" data-mce-fragment="1" data-mce-style="width: 955.59px;"><p data-mce-fragment="1"><span>The IronRidge Flat Roof Attachment combines a high-strength cast aluminum base with a 16-point fastening pattern to enable the widest range of design options on low-sloped polymer roofs. In addition, it is certified with most of the common low-slope roofing materials to ensure a system that is both easy to integrate and certified down to the deck</span></p><p><strong>SPECIFICATIONS</strong><br></p><table width="100%"><tbody><tr><td style="width: 48.2638%;" data-mce-style="width: 48.2638%;"><span>Model</span></td><td style="width: 47.7362%;" data-mce-style="width: 47.7362%;">FRA-M60P-GF-W1</td></tr><tr><td style="width: 48.2638%;" data-mce-style="width: 48.2638%;"><span>Series</span></td><td style="width: 47.7362%;" data-mce-style="width: 47.7362%;"><span>-</span></td></tr><tr><td style="width: 48.2638%;" data-mce-style="width: 48.2638%;"><span>Manufacturer</span></td><td style="width: 47.7362%;" data-mce-style="width: 47.7362%;">Ironridge<br></td></tr></tbody></table></td></tr></tbody></table><p><br><strong>GENERAL SPECIFICATIONS</strong><br></p><table width="100%"><tbody><tr><td style="width: 49.0244%;" data-mce-style="width: 49.0244%;"><span>Type</span></td><td style="width: 47.9756%;" data-mce-style="width: 47.9756%;"><span data-mce-fragment="1">Membrane</span></td></tr><tr><td style="width: 49.0244%;" data-mce-style="width: 49.0244%;"><span>Color</span></td><td style="width: 47.9756%;" data-mce-style="width: 47.9756%;">White<br></td></tr></tbody></table><p><strong>Warranty</strong><br data-mce-fragment="1"></p><ul><li>Manufacturer 12 Years Warranty</li></ul><p>* Refer to warranty document for terms and conditions<br data-mce-fragment="1"><strong>Documentation</strong></p><table width="100%"><tbody><tr><td style="width: 24%;" data-mce-style="width: 24%;"><span style="color: #2b00ff;" data-mce-style="color: #2b00ff;">Data Sheet</span></td></tr></tbody></table><p><br><strong>Detailed Information</strong></p><p><span>Â IronRidge offers sophisticated online tools that make it easy for customers to efficiently configure and procure roof and ground mounted systems for their specific projects. Integration and installation experts across the globe appreciate the quality, durability and value of IronRidge solar photovoltaic mounting solutions.</span></p><p><strong>High Reliability</strong></p><p><span>Compatible with most common roofing materials to ensure a system that is easy to integrate down to the deck.</span></p><p><span>Made from high-strength cast aluminum</span></p>
USMS100-0575 | 37.54 | XR-100-132B | IRONRIDGE XR RAIL XR-100-132B 132" (11') BLACK RAIL | <table width="100%" data-mce-fragment="1"><tbody data-mce-fragment="1"><tr data-mce-fragment="1"><td style="width: 955.59px;" data-mce-fragment="1" data-mce-style="width: 955.59px;"><strong>IRONRIDGE XR RAIL XR-100-132B 132" (11') BLACK RAIL</strong></td></tr><tr data-mce-fragment="1"><td style="width: 955.59px;" data-mce-fragment="1" data-mce-style="width: 955.59px;"><p data-mce-fragment="1"><span>The XR Rail Family comes in three sizes, each with the power of a curved rail. Each size is designed to accommodate complex design loads while keeping material costs to a minimum. There is an XR Rail that corresponds to your position. Among solar mounting rails, the XR1000 is a heavyweight. It's made to withstand harsh weather and can stretch up to 12 feet in length for commercial use. The XR100 is the ultimate mounting rail for your house. It can withstand a variety of wind and snow conditions while maintaining full spans. The XR10 is a slim, low-profile mounting rail that is ideal for areas with little to no snow. It spans 6 feet while remaining light and cost-effective.</span></p><p><strong>SPECIFICATIONS</strong><br></p><table width="100%"><tbody><tr><td style="width: 48.2638%;" data-mce-style="width: 48.2638%;"><span>Model</span></td><td style="width: 47.7362%;" data-mce-style="width: 47.7362%;">XR RAIL XR-100-132B 132"</td></tr><tr><td style="width: 48.2638%;" data-mce-style="width: 48.2638%;"><span>Series</span></td><td style="width: 47.7362%;" data-mce-style="width: 47.7362%;"><span>-</span></td></tr><tr><td style="width: 48.2638%;" data-mce-style="width: 48.2638%;"><span>Manufacturer</span></td><td style="width: 47.7362%;" data-mce-style="width: 47.7362%;">IRONRIDGE<br></td></tr></tbody></table></td></tr></tbody></table><p><br><strong>GENERAL SPECIFICATIONS</strong><br></p><table width="100%"><tbody><tr><td style="width: 49.0244%;" data-mce-style="width: 49.0244%;"><span>Depth [mm (in)]</span></td><td style="width: 47.9756%;" data-mce-style="width: 47.9756%;">13in<br></td></tr><tr><td style="width: 49.0244%;" data-mce-style="width: 49.0244%;"><span>Length [mm (in)]</span></td><td style="width: 47.9756%;" data-mce-style="width: 47.9756%;"><span>132in</span></td></tr><tr><td style="width: 49.0244%;" data-mce-style="width: 49.0244%;"><span>Width [mm (in)]</span></td><td style="width: 47.9756%;" data-mce-style="width: 47.9756%;"><span>18in</span></td></tr><tr><td style="width: 49.0244%;" data-mce-style="width: 49.0244%;"><span>Weight [kg (lb)]</span></td><td style="width: 47.9756%;" data-mce-style="width: 47.9756%;"><span>4.8lb</span></td></tr></tbody></table><p><strong><br>Warranty</strong><br data-mce-fragment="1"></p><ul><li><span>25 years Standard warranty</span></li></ul><p>* Refer to warranty document for terms and conditions<br data-mce-fragment="1"><strong>Documentation</strong></p><table width="100%"><tbody><tr><td style="width: 24%;" data-mce-style="width: 24%;"><a href="https://cdn.shopify.com/s/files/1/0566/3408/1340/files/153_210-0998_Cut_Sheet.pdf?v=1678421791"><span style="color: #2b00ff;" data-mce-style="color: #2b00ff;">Data Sheet</span></a></td></tr></tbody></table><p><br><strong>Detailed Information</strong></p><p><span>The XR Rail Family is offered in three targeted sizes, each size supports specific design loads, while minimizing material costs. Depending on your location, there is an XR Rail to match your speicific site conditions. The XR-1000 is a heavyweight among solar mounting rails. It's built to handle extreme climates and spans 12 feet or more, mostly for commercial applications. The XR-100 is the ultimate residential mounting rail, supporting a range of wind and snow conditions, while also maximizing spans up to 8 feet. The XR-10 is a sleek, low-profile mounting rail, perfectly matched to regions without snow. It achieves 6 foot spans, while also staying light and economical.</span></p><p><span></span><strong>High Reliability</strong></p><p>High reliability due to lower heat dissipation</p><p><span>In most states, pre-stamped engineering letters are eligible. It's easy to develop, share, and price projects using online apps.</span></p><p><span>It's light and works with industry-standard attachments.</span></p>
USMS100-0680 | 2.22 | LFT-03-B1 | Ironridge UFO LFT-03-B1 Black Slotted L-foot | <table width="100%" data-mce-fragment="1"><tbody data-mce-fragment="1"><tr data-mce-fragment="1"><td style="width: 955.59px;" data-mce-fragment="1" data-mce-style="width: 955.59px;"><strong>IRONRIDGE UFO LFT-03-B1 BLACK SLOTTED L-FOOT</strong></td></tr><tr data-mce-fragment="1"><td style="width: 955.59px;" data-mce-fragment="1" data-mce-style="width: 955.59px;"><p><span>The Universal Fastening Object (UFO) family of components eliminates the need for separate grounding hardware by bonding solar modules directly to IronRidge XR Rails. All IronRidge system Installation types (Flush Mount, Tilt Mount and Ground Mount) that feature the UFO family of products are fully listed to the UL 2703 standard. UFO hardware forms secure electrical bonds with both the module and the rail, resulting in many parallel grounding paths throughout the system leading to safer and more reliable installations.</span></p><p><strong>SPECIFICATIONS</strong></p><table width="100%"><tbody><tr><td style="width: 48.2638%;" data-mce-style="width: 48.2638%;"><span>Model</span></td><td style="width: 47.7362%;" data-mce-style="width: 47.7362%;">LFT-03-B1</td></tr><tr><td style="width: 48.2638%;" data-mce-style="width: 48.2638%;"><span>Series</span></td><td style="width: 47.7362%;" data-mce-style="width: 47.7362%;">-<br></td></tr><tr><td style="width: 48.2638%;" data-mce-style="width: 48.2638%;"><span>Manufacturer</span></td><td style="width: 47.7362%;" data-mce-style="width: 47.7362%;">IRONRIDGE<br></td></tr></tbody></table></td></tr></tbody></table><p><br><strong>GENERAL SPECIFICATION</strong><br></p><table width="100%"><tbody><tr></tr><tr><td style="width: 49.0244%;" data-mce-style="width: 49.0244%;"><span>Manufacturer</span></td><td style="width: 47.9756%;" data-mce-style="width: 47.9756%;"><span>IronRidge</span></td></tr><tr><td style="width: 49.0244%;" data-mce-style="width: 49.0244%;">Finish</td><td style="width: 47.9756%;" data-mce-style="width: 47.9756%;">Black</td></tr><tr><td style="width: 49.0244%;" data-mce-style="width: 49.0244%;">Quantity</td><td style="width: 47.9756%;" data-mce-style="width: 47.9756%;">1 L-Foot</td></tr></tbody></table><p><strong>Warranty</strong><br data-mce-fragment="1"></p><ul><li>25 Year Standard Warranty.</li></ul><p>* Refer to warranty document for terms and conditions<br data-mce-fragment="1"><strong>Documentation</strong></p><table width="100%"><tbody><tr><td style="width: 24%;" data-mce-style="width: 24%;"><a href="https://cdn.shopify.com/s/files/1/0566/3408/1340/files/IronRidge_Cut_Sheet_L-Foot.pdf?v=1678360469"><span style="color: #2b00ff;" data-mce-style="color: #2b00ff;">Data Sheet</span></a></td></tr></tbody></table><p><br><strong>Detailed Information</strong><br></p><div class="mTab"><div class="divsWrap"><div id="descriptionSection" class="showBlock"><p itemprop="description"><span>IronRidge's UFO Series Bonded L-feet (LFT-03-B1) are engineered for most roof mounting applications. Vertical slots allow for easily dropping in rails with pre-attached hardware and provide adjustability to account for roof irregularities. UFO Series Bonded L-feet are manufactured using 6000 series aluminum and are also available in mill finish (IronRidge-LFT-03-M1).</span></p></div></div></div><p><strong>High reliability</strong><br></p><p>Cell interconnections and diode placement use well-established industry practice and are field-proven to provide excellent reliability.</p><p><span>Vertical slots allow you to easily drop in rails with pre-attached hardware, providing adjustability to account for roof irregularitie</span></p>
USMS100-0576 | 10.44 | 004600M | UNIRAC 004600M 6" Mill Standoff | <table width="100%" data-mce-fragment="1"><tbody data-mce-fragment="1"><tr data-mce-fragment="1"><td style="width: 955.59px;" data-mce-style="width: 955.59px;" data-mce-fragment="1"><strong>UNIRAC 004600M 6" MILL STANDOFF</strong></td></tr><tr data-mce-fragment="1"><td style="width: 955.59px;" data-mce-style="width: 955.59px;" data-mce-fragment="1"><p><span>UniracÂ is the professionals' choice for residential PV mounting applications. Every aspect of the system is designed for an easier, faster installation experience. Unirac is a complete solution with revolutionary universal clamps, FLASHKIT PRO, full system UL 2703 certification and a 25-year warranty. Not only is Solarmount easy to install, but best-in-class aesthetics make it the most attractive on any block.</span></p><p><strong>SPECIFICATIONS</strong></p><table width="100%"><tbody><tr><td style="width: 48.2638%;" data-mce-style="width: 48.2638%;"><span>Model</span></td><td style="width: 47.7362%;" data-mce-style="width: 47.7362%;">004600M 6"</td></tr><tr><td style="width: 48.2638%;" data-mce-style="width: 48.2638%;"><span>Series</span></td><td style="width: 47.7362%;" data-mce-style="width: 47.7362%;">-</td></tr><tr><td style="width: 48.2638%;" data-mce-style="width: 48.2638%;"><span>Manufacturer</span></td><td style="width: 47.7362%;" data-mce-style="width: 47.7362%;">UNIRAC<br></td></tr></tbody></table></td></tr></tbody></table><p><br><strong>GENERAL SPECIFICATION</strong><br></p><table width="100%"><tbody><tr><td style="width: 49.0244%;" data-mce-style="width: 49.0244%;"><div class="field--label"><span>Dimensions</span></div></td><td style="width: 47.9756%;" data-mce-style="width: 47.9756%;"><span>4 In.</span></td></tr><tr><td style="width: 49.0244%;" data-mce-style="width: 49.0244%;"><span data-mce-fragment="1">Type</span><br></td><td style="width: 47.9756%;" data-mce-style="width: 47.9756%;"><span data-mce-fragment="1">Standoff</span><br></td></tr><tr><td style="width: 49.0244%;" data-mce-style="width: 49.0244%;"><span data-mce-fragment="1">Finish</span><br></td><td style="width: 47.9756%;" data-mce-style="width: 47.9756%;"><div class="product--variation-field--variation_field_product_material__9800 field field--name-field-product-material field--type-string field--label-inline"><div class="field--item"><span>Bronze Anodized</span></div></div></td></tr><tr><td style="width: 49.0244%;" data-mce-style="width: 49.0244%;"><span>Material</span></td><td style="width: 47.9756%;" data-mce-style="width: 47.9756%;"><span>Aluminum</span></td></tr></tbody></table><p><strong>Warranty</strong><br data-mce-fragment="1"></p><ul><li>25Â Year Standard Warranty.</li></ul><p>* Refer to warranty document for terms and conditions<br data-mce-fragment="1"><strong>Documentation</strong></p><table width="100%"><tbody><tr><td style="width: 24%;" data-mce-style="width: 24%;"><a href="https://cdn.shopify.com/s/files/1/0566/3408/1340/files/2-Piece_Standoff.pdf?v=1678683315"><span style="color: #2b00ff;" data-mce-style="color: #2b00ff;">Data Sheet</span></a></td></tr></tbody></table><p><br><strong>Detailed Information</strong><br></p><section id="product-description" class="description"><div class="product--variation-field--variation_field_product_description__9770 field field--name-field-product-description field--type-text-long field--label-hidden field--item"><p><span>When flashed installations are necessary, such as on tile roofs, use standoffs. Two-piece aluminum standoffs allow for precise flashing positioning over a protected base before the standoff is mounted. There are four common heights for standoffs: 3, 4, 6, and 7 inches. There are appropriate flashings open</span></p></div></section><div class="product--variation-field--variation_field_product_data_store__9770 field field--name-field-product-data-store field--type-entity-reference field--label-hidden field--item"><div class="eck-entity"><strong>High reliability</strong><br></div></div><p>Cell interconnections and diode placement use well-established industry practice and are field-proven to provide excellent reliability.</p><p>Concealed universal clamps with end caps that refine the finished look.</p><p><span>System is compatible with multiple mid and end clamp solution</span></p><p>Optional front trim assures maximum curb appeal with superior aesthetics</p>
USMS100-0306 | 59.77 | 310168D | UNIRAC SOLARMOUNT 310168D 168" (14') DARK RAIL | <p><b data-mce-fragment="1">Unirac</b><b data-mce-fragment="1">Â Rail Standard Duty 168 in. 14 Ft. DARK SolarMount SM</b><br data-mce-fragment="1"><br data-mce-fragment="1"><span data-mce-fragment="1">UniracÂ SolarMountÂ </span><br data-mce-fragment="1"><span data-mce-fragment="1">168 inch, 14 feetÂ </span><br data-mce-fragment="1"><span data-mce-fragment="1">Dark RailÂ </span><br data-mce-fragment="1"><span data-mce-fragment="1">310168D</span><br data-mce-fragment="1"><span data-mce-fragment="1">(Black)</span><br data-mce-fragment="1"><br data-mce-fragment="1"><b data-mce-fragment="1">SolarMount by UniracÂ </b><br data-mce-fragment="1"><span data-mce-fragment="1">SolarMount has been engineeredÂ to provide faster installation by having pre-assembled and optimizedÂ components. Unirac'sÂ grounding &amp; bonding process has also eliminated copper wire and grounding straps, lowering costs.</span></p><h2 class="product-details-information-tab-content-panel-title"><span face="Barlow Semi Condensed, sans-serif" style="font-family: 'Barlow Semi Condensed', sans-serif;">Characteristics</span></h2><div data-type="information-content-text" class="product-details-information-tab-content-container" id="product-details-information-tab-content-container-1"><ul><li><span face="Barlow Semi Condensed, sans-serif" style="font-family: 'Barlow Semi Condensed', sans-serif;"><span>Manufacturer</span>: Unirac</span></li><li><span face="Barlow Semi Condensed, sans-serif" style="font-family: 'Barlow Semi Condensed', sans-serif;"><span>Model</span>: 310168D</span></li><li><span face="Barlow Semi Condensed, sans-serif" style="font-family: 'Barlow Semi Condensed', sans-serif;"><span>Rated Power Output [W]</span>: 14</span></li><li><span face="Barlow Semi Condensed, sans-serif" style="font-family: 'Barlow Semi Condensed', sans-serif;"><span>Length [mm (in)]</span>: 168 inch (14')</span></li><li><span face="Barlow Semi Condensed, sans-serif" style="font-family: 'Barlow Semi Condensed', sans-serif;"><span>Weight [kg (lb)]</span>: 10.5 lbs</span></li></ul></div>
USMS100-0337 | 0.36 | 008004S | Unirac SOLARMOUNT 008004S Two-wire Clip | <p><b data-mce-fragment="1">Unirac</b><b data-mce-fragment="1">Â Wire Clip for Double PV Wire DCS-1307, Qty 1</b><br data-mce-fragment="1"><br data-mce-fragment="1"><span data-mce-fragment="1">UniracÂ Stainless Steel Cable PV Wire Clip for DOUBLE Wire (up to 7.7mm) DCS-1307, Qty 1</span><br data-mce-fragment="1"><span data-mce-fragment="1">1/8" MAX. Thick Panel</span><br data-mce-fragment="1"><span data-mce-fragment="1">Holds 1 or 2 PV Wires Wires</span><br data-mce-fragment="1"><span data-mce-fragment="1">Rolled Edge For Maximum Wire Protection</span><br data-mce-fragment="1"><span data-mce-fragment="1">Made in USA</span><br data-mce-fragment="1"><span data-mce-fragment="1">SolarMount SM</span><br data-mce-fragment="1"><span data-mce-fragment="1">Nine Fasteners</span><br data-mce-fragment="1"></p><p><strong>SPECIFICATIONS</strong></p><div><div class="product-line-sku-container"><span class="product-line-sku-label">SKU:<span>Â </span></span><span class="product-line-sku-value" itemprop="sku">550-0350</span></div></div><div><div><div class="custom-pdp-fields-line-container"><span class="custom-pdp-fields-label">Item Weight: 0.01 lb</span></div><div class="custom-pdp-fields-line-container"><span class="custom-pdp-fields-label">Dimensions (LxWxH): 0.5 x 0.5 x 0.5 inches</span></div><div class="custom-pdp-fields-line-container"><span class="custom-pdp-fields-label">Mfr. Product Line: SolarMount</span></div></div></div>
USSS100-0074 | 168.75 | RH-44 | Simpliphi RH-44 Rain Hood | <p data-mce-fragment="1"><strong data-mce-fragment="1">SimpliPhi, Boss.6 or ExprESS Rain Hood for Outdoor Installations, RH-44</strong></p><p data-mce-fragment="1">The BOSS.6 Enclosure is NEMA 3R-rated for a degree of protection against debris, as well as rain, sleet and ice. The Enclosure is NOT watertight and should therefore be protected against excessive exposure to liquids. For extreme weather protection, Rain Hoods like the RH-44 are a perfect addition.<br></p>
USMS100-0338 | 8.15 | 008002S | Unirac Solarmount 008002S Grounding Lug | <h3 data-mce-fragment="1">UniRac 008002S Grounding Lug, Tin Plated Copper, Qty. 1</h3><p data-mce-fragment="1">UniRac Grounding Lugs are the most reliable means of grounding a PV module and making sure to ground a PV system is an essential step in building a PV system to prevent shock or fire hazards. UniRac Grounding Lugs are made of tin-coated copper to prevent corrosion and ensures the system is in compliance with NEC Article 250.</p><p data-mce-fragment="1"><strong data-mce-fragment="1">NOTE:</strong><span data-mce-fragment="1">Â </span>Purchase two UniRac Grounding Lugs for each rail splice, and one UniRac Grounding Lug for each row of modules.</p><p data-mce-fragment="1"><strong>SPECIFICATIONS</strong><br></p><div><div class="product-line-sku-container"><span class="product-line-sku-label">SKU:<span>Â </span></span><span class="product-line-sku-value" itemprop="sku">590-0003</span></div></div><div><div><div class="custom-pdp-fields-line-container"><span class="custom-pdp-fields-label">Mfr. Part Number: 008002S</span></div><div class="custom-pdp-fields-line-container"><span class="custom-pdp-fields-label">Item Weight: 0.15 lb</span></div><div class="custom-pdp-fields-line-container"><span class="custom-pdp-fields-label">Dimensions (LxWxH): 2 x 0.5 x 0.5 inches</span></div><div class="custom-pdp-fields-line-container"><span class="custom-pdp-fields-label">Mfr. Product Line: SolarMount</span></div></div></div>
USEC001-0065 | 20.23 | SYCOM2 | Generac Pwrview SYCOM2 CT-Y Adapter | <p data-mce-fragment="1"><strong data-mce-fragment="1">Generac, CT-Y Adapter, SYCOM2</strong></p><span data-mce-fragment="1">Generac, CT-Y Adapter, SYCOM2</span>
USMS100-0315 | 3.17 | 302050D | Unirac Solarmount 302050D Dark End Clamp, 30-46MM (UNIVERSAL-AF) | <strong data-mce-fragment="1">Better Design, Better SUpport, Better Results</strong><br data-mce-fragment="1"><br data-mce-fragment="1"><span data-mce-fragment="1">Solarmount is the professionals' choice for residential PV mounting applications. Every aspect of the system is designed for an easier, faster installation experience. Solarmount is a complete solution with revolutionary universal clamps, FLASHKIT PRO, full system UL 2703 certification and a 25-year warranty. Not only is Solarmount easy to install, but best-in-class aesthetics make it the most attractive on any block!</span><br data-mce-fragment="1"><br data-mce-fragment="1"><strong data-mce-fragment="1">Universal Components Are The Heart Of The System</strong><ul data-mce-fragment="1"><li data-mce-fragment="1">Suitable for pitched roofs ((tile, comp, architectural or rolled shingle and metal)</li><li data-mce-fragment="1">Concealed universal clamps with end caps that refine the finished look</li><li data-mce-fragment="1">System is compatible with multiple mid and end clamp solutions (Standard, Pro and UAF)</li><li data-mce-fragment="1">Cross compatible with Unirac's full suite of attachments to ensure the best solution for every roof and application (tile, comp, architectural or rolled shingle and metal)</li><li data-mce-fragment="1">Optional front trim assures maximum curb appeal with superior aesthetics</li><li data-mce-fragment="1">Designed to be flush mounted, but can be installed as a tilt up system with optional tilt legs</li><li data-mce-fragment="1">SM_Design-and-Engineering-Guide.pdf ¦<span data-mce-fragment="1">Â </span><a href="https://www.invertersupply.com/media/data/SM_Design-and-Engineering-Guide.pdf" data-mce-fragment="1" data-mce-href="https://www.invertersupply.com/media/data/SM_Design-and-Engineering-Guide.pdf" target="_blank"><span class="d_link" data-mce-fragment="1">Download</span></a></li><li data-mce-fragment="1">SM_Detail-Drawings.pdf ¦<span data-mce-fragment="1">Â </span><a href="https://www.invertersupply.com/media/data/SM_Detail-Drawings.pdf" data-mce-fragment="1" data-mce-href="https://www.invertersupply.com/media/data/SM_Detail-Drawings.pdf" target="_blank"><span class="d_link" data-mce-fragment="1">Download</span></a></li><li data-mce-fragment="1">SM_Metal-Roof-Attachment-Detail-Drawings.pdf ¦<span data-mce-fragment="1">Â </span><a href="https://www.invertersupply.com/media/data/SM_Metal-Roof-Attachment-Detail-Drawings.pdf" data-mce-fragment="1" data-mce-href="https://www.invertersupply.com/media/data/SM_Metal-Roof-Attachment-Detail-Drawings.pdf" target="_blank"><span class="d_link" data-mce-fragment="1">Download</span></a></li><li data-mce-fragment="1">SM_R-Panel-Metal-Roof-Attachment-Installation-Guide.pdf ¦<span data-mce-fragment="1">Â </span><a href="https://www.invertersupply.com/media/data/SM_R-Panel-Metal-Roof-Attachment-Installation-Guide.pdf" data-mce-fragment="1" data-mce-href="https://www.invertersupply.com/media/data/SM_R-Panel-Metal-Roof-Attachment-Installation-Guide.pdf" target="_blank"><span class="d_link" data-mce-fragment="1">Download</span></a></li><li data-mce-fragment="1">SM_Standing-Seam-Attachments-Installation-Guide.pdf ¦<span data-mce-fragment="1">Â </span><a href="https://www.invertersupply.com/media/data/SM_Standing-Seam-Attachments-Installation-Guide.pdf" data-mce-fragment="1" data-mce-href="https://www.invertersupply.com/media/data/SM_Standing-Seam-Attachments-Installation-Guide.pdf" target="_blank"><span class="d_link" data-mce-fragment="1">Download</span></a></li></ul><p><strong>SPECIFICATIONS</strong></p><div><div class="product-line-sku-container"><span class="product-line-sku-label">SKU:<span>Â </span></span><span class="product-line-sku-value" itemprop="sku">260-0288</span></div></div><div><div><div class="custom-pdp-fields-line-container"><span class="custom-pdp-fields-label">Mfr. Part Number: 302050D</span></div><div class="custom-pdp-fields-line-container"><span class="custom-pdp-fields-label">Item Weight: 0.147 lb</span></div><div class="custom-pdp-fields-line-container"><span class="custom-pdp-fields-label">Dimensions (LxWxH): 8.54 x 6.2 x 1.9 inches</span></div><div class="custom-pdp-fields-line-container"><span class="custom-pdp-fields-label">Mfr. Product Line: SolarMount</span></div></div></div>
USMS100-0369 | 21.15 | 168RLD1 | UNIRAC NXT HORIZON 168RLD1 168" (14') DARK RAIL | <strong data-mce-fragment="1">Streamlined &amp; Feature Packed Components</strong><ul data-mce-fragment="1"><li data-mce-fragment="1">Invisible, easy, integrated wire management with new open channel rail</li><li data-mce-fragment="1">Structural internal splice</li><li data-mce-fragment="1">Flexible, smart connections developed around the new rail</li><li data-mce-fragment="1">Attachment versatility from rail clamp connection, allowing install on a wide rage of roof attachments-flashing or no flashing, it all works!</li><li data-mce-fragment="1">Refined finishing touches with both sleek and functional accessories</li><li data-mce-fragment="1">Universal module clamps and MLPE/grounding lug: less SKUs &amp; more value from parts</li><li data-mce-fragment="1">Flashing-free, open slot STRONGHOLD attachment provides time savings for waterproofing</li><li data-mce-fragment="1">Click-in rail &amp; clamps installation: spend even less time on the roof!</li><li data-mce-fragment="1">NXT-UMOUNT-Detail_Drawings.pdf ¦<span data-mce-fragment="1">Â </span><a href="https://www.invertersupply.com/media/data/NXT-UMOUNT-Detail_Drawings.pdf" data-mce-fragment="1" data-mce-href="https://www.invertersupply.com/media/data/NXT-UMOUNT-Detail_Drawings.pdf" target="_blank"><span class="d_link" data-mce-fragment="1">Download</span></a></li></ul><p><strong>SPECIFICATIONS</strong></p><div><div class="product-line-sku-container"><span class="product-line-sku-label">SKU:<span>Â </span></span><span class="product-line-sku-value" itemprop="sku">210-1090</span></div></div><div><div><div class="custom-pdp-fields-line-container"><span class="custom-pdp-fields-label">Mfr. Part Number: 168RLD1</span></div><div class="custom-pdp-fields-line-container"><span class="custom-pdp-fields-label">Item Weight: 0.401 lb</span></div><div class="custom-pdp-fields-line-container"><span class="custom-pdp-fields-label">Dimensions (LxWxH): 168 x 1.73 x 1.67 inches</span></div><div class="custom-pdp-fields-line-container"><span class="custom-pdp-fields-label">Mfr. Product Line: NXT Horizon</span></div></div></div>
USMS100-0577 | 9.71 | CFJE-1000-1 | Prosolar Fastjack Commercial E-series CFJE-1000-1 10" Standoff | <table width="100%" data-mce-fragment="1"><tbody data-mce-fragment="1"><tr data-mce-fragment="1"><td style="width: 955.59px;" data-mce-fragment="1" data-mce-style="width: 955.59px;"><strong>PROSOLAR FASTJACK COMMERCIAL E-SERIES CFJE-1000-1 10" STANDOFF</strong></td></tr><tr data-mce-fragment="1"><td style="width: 955.59px;" data-mce-fragment="1" data-mce-style="width: 955.59px;"><p data-mce-fragment="1"><span>The Commercial FastJack E-Series is designed for commercial use, with extended heights and integration with ProSolar's SolarWedge to meet national fire-rating requirements.</span></p><p><strong>SPECIFICATIONS</strong><br></p><table width="100%"><tbody><tr><td style="width: 48.2638%;" data-mce-style="width: 48.2638%;"><span>Model</span></td><td style="width: 47.7362%;" data-mce-style="width: 47.7362%;">CFJE-1000-1 10"</td></tr><tr><td style="width: 48.2638%;" data-mce-style="width: 48.2638%;"><span>Series</span></td><td style="width: 47.7362%;" data-mce-style="width: 47.7362%;"><span>-</span></td></tr><tr><td style="width: 48.2638%;" data-mce-style="width: 48.2638%;"><span>Manufacturer</span></td><td style="width: 47.7362%;" data-mce-style="width: 47.7362%;">Prosolar</td></tr></tbody></table></td></tr></tbody></table><p><br><strong>GENERAL SPECIFICATIONS</strong><br></p><table width="100%"><tbody><tr><td style="width: 49.0244%;" data-mce-style="width: 49.0244%;">Type</td><td style="width: 47.9756%;" data-mce-style="width: 47.9756%;">Standoff<br></td></tr><tr><td style="width: 49.0244%;" data-mce-style="width: 49.0244%;"><span>Color</span></td><td style="width: 47.9756%;" data-mce-style="width: 47.9756%;"><span>Silver</span></td></tr><tr><td style="width: 49.0244%;" data-mce-style="width: 49.0244%;"><span>Dimension</span></td><td style="width: 47.9756%;" data-mce-style="width: 47.9756%;"><span>2 x 2 x 10 inches</span></td></tr><tr><td style="width: 49.0244%;" data-mce-style="width: 49.0244%;"><span>Material</span></td><td style="width: 47.9756%;" data-mce-style="width: 47.9756%;">Steel</td></tr></tbody></table><p><strong>Warranty</strong><br data-mce-fragment="1"></p><ul><li><span>25 years Standard warranty</span></li></ul><p>* Refer to warranty document for terms and conditions<br data-mce-fragment="1"></p><table width="100%"><tbody></tbody></table><p><br><strong>Detailed Information</strong></p><p><span>The Commercial FastJack E-Series is designed for commercial use, with extended heights and integration with ProSolar's SolarWedge to meet national fire-rating requirements.</span></p><p><span></span><strong>High Reliability</strong></p><p>High reliability due to lower heat dissipation</p><p>Patented single lag bolt design Patent No. 6,360,491</p><p>Independently laboratory tested to 4,050 lbs ultimate pull out, 1,875 lbs ultimate side axial loads</p><p>Lightweight and corrosion resistant Aluminum and Stainless Steel material (no inferior ferrous metals which rust and weaken over time)</p><p>Solid Aluminum post prevents water funneling down through top of post</p>
USSB100-0053 | 161.25 | 950-0018 | Discover ENERGY 950-0018 Wall Mounting Battery Bracket | <strong data-mce-fragment="1">Discover Energy, Wall mounting Bracket for 42-48-650 &amp; 42-24-2800 AES Batteries, 950-0018Â </strong>
USSS100-0097 | 493.75 | EN-SS-1290 | Plp EN-SS-1290 EV Charging Station Foundation | <p data-mce-fragment="1"><strong data-mce-fragment="1">PLP, EV Charging Station Foundation, Charger and Charger Pole NOT included, EN-SS-1290</strong></p><p data-mce-fragment="1"><br data-mce-fragment="1"></p><p data-mce-fragment="1"><br data-mce-fragment="1"></p><p data-mce-fragment="1">Electric vehicle (EV) use in the U.S. is estimated to grow from 3 million (2019) to over 26 million by 2030. To accommodate the sharp increase in demand for charging stations, contractors will need product solutions that are easily installed, durable, cost-effective, and future-proof.</p><p data-mce-fragment="1"><br data-mce-fragment="1"></p><p data-mce-fragment="1">PLPâ€™s EV Charging Station FoundationÂ is a pre-fabricated, precision-engineered solution for EV charging. Its durable yet lightweight polypropylene foundation requires no specialized machinery; it can be installed by one person in one day. The EV Charging Station Foundation's design adapts to fit a wide range of chargers and charger pedestals currently on the market, and the aluminum top plate provides a clean finish and easy access point for repairs and future upgrades.Â </p><p data-mce-fragment="1"><br data-mce-fragment="1"></p><ul data-mce-fragment="1"><li data-mce-fragment="1">Make-ready solution that prevents future infrastructure changes</li><li data-mce-fragment="1">Easy, one-day installation; no concrete pours or heavy machinery required</li><li data-mce-fragment="1">Engineered solution creates a clean, uniform appearance</li><li data-mce-fragment="1">Top plate can be modified to fit different charging stations and pedestals</li><li data-mce-fragment="1">Manufactured from durable, weather-resistant polypropylene</li><li data-mce-fragment="1">Four ports for versatility and future expansion</li><li data-mce-fragment="1">Top plate creates easy access point for charger repairs, replacements, or upgrades</li><li data-mce-fragment="1">Lockable wire storage protects components until charging station is installed</li></ul>
USSS100-0098 | 137.84 | TS-RM-2 | Morningstar Tristar TS-RM-2 Remote Digital Meter | <p data-mce-fragment="1"><strong data-mce-fragment="1">Morningstar, TriStar Remote Digital Meter (for TS-MPPT) with 100' cable, TS-RM-2</strong></p><p data-mce-fragment="1"><br data-mce-fragment="1"></p><p data-mce-fragment="1"><br data-mce-fragment="1"></p><p data-mce-fragment="1">ï»¿The TriStar Remote Meter-2 is a sophisticated digital meter that works with any TriStarTM solar controller. Up to 30 meters (98.4 feet) away from the controller, the TS-RM-2 can be flush mounted.</p><p data-mce-fragment="1"><br data-mce-fragment="1"></p><p data-mce-fragment="1">The TriStar meters are two 16-character LCDs that display detailed device and controller details, logged data, bar graph metering, alarms, and faults for quick troubleshooting. The data can be shown in English, French, German, Portuguese, or Spanish.</p><p data-mce-fragment="1"><br data-mce-fragment="1"></p><p data-mce-fragment="1">The TS-M-2 and TS-RM-2 are networkable in multi-controller systems, enabling individual controller data and aggregate device data to be displayed on a single meter using Morningstar's MeterHub.</p>
USBE100-0015 | 181.16 | EN-B03-C-0430-O | Enphase B03T-C-0430-O Battery Enclosure | <p><strong data-mce-fragment="1">Enphase, IQ Battery-3T Cover Kit, includes Cover, Mounting Bracket and Screws, for 1 IQ 3T Battery, B03T-C-0430-O</strong></p><p>The Enphase IQ Battery is the heart of Enphase's smart, simple, reliable, fully integrated AC-coupled storage system. In the brilliantly redundant, modular design, you will find four grid-forming IQ8x-BAT Microinverters in each IQ Battery 3T, with each 10T being comprised of three base IQ Battery 3T storage units. Each IQ Battery 3T has a total usable energy capacity of 3.36 kWh and a 1.28 kW power rating, which adds up to 10.08 kWh of usable capacity and a power rating of 3.84 kW in the IQ Battery 10T. Up to four total 10T Batteries can be stacked for a total of 40.32 kWh and 15.36 kW, fully capable of whole house backup. With a variety of options in between due to the modular nature of the Enphase Energy System, a balance is surely able to be struck for many more homeowners interested in backup for their home, whether simply to keep on lights and refrigerator, or run everything from the garage door to the air conditioning.</p>
USSS100-0099 | 849.18 | IE00020 | Endurenergy IE00020 Battery Enclosure With Bms For 4 ESP-5100 | <strong data-mce-fragment="1">EndurEnergy Systems, Inverter/Battery Enclosure with BMS for 4 ESP-5100 Battery Packs, and 1 Sol-Ark 12k Inverter (Not Included), 20.48kWh Name Plate, ESP-IE20, IE00020</strong>
USSB100-0045 | 424.59 | IE00010 | Endurenergy IE00010 Battery Enclosure With Bms For 2 ESP-5100 | <p>EndurEnergy Systems is renowned for providing cutting-edge energy storage solutions across residential, commercial, industrial, and utility scales. Introducing our all-new ESP-IE10 Inverter/Battery Enclosureâ€”designed to host two ESP-5100 Battery Packs and one Sol-Ark 8 or 12k Inverter (Not Included). With a 10.24 kWh nameplate and an indoor rating, this enclosure sets the industry standard for power, durability, and versatility.</p><ul><li><p><strong>Space-Efficient:</strong> Dollar for dollar, we offer more kWh in a smaller footprint compared to many popular brands.</p></li><li><p><strong>Long-Lasting Performance:</strong> Boasts of 90% Depth of Discharge (DOD) and over 6,000 cycles, promising durability and longevity.</p></li><li><p><strong>Top-Grade Battery Cells:</strong> All our enclosures contain Grade "A" LFP (Lithium Ferro Phosphate) battery cells.</p></li><li><p><strong>Comprehensive Warranty:</strong> A 10-year warranty that covers full 70% capacity even after a decade of usage.</p></li></ul><h3>Additional Features</h3><ul><li><p><strong>Inverter Compatibility:</strong> Optimally designed to be the best battery option when paired with intelligent "non-packaged" inverter systems.</p></li><li><p><strong>BMS:</strong> Includes 100% end-of-line testing with our proprietary Battery Management System (BMS), ensuring high safety and reliability.</p></li><li><p><strong>Supply Chain Ownership:</strong> Our supply chain is fully owned, providing a secure access to 17 GWh capacity of Tier 1, Grade A LFP batteries.</p></li></ul><p>With EndurEnergy Systems, you're not just buying a product; you're investing in a long-term, reliable energy solution.</p><p><strong>Warranty</strong></p><ul><li>Manufacturer 10 Years Warranty, with 70% capacity retention after 10 years</li></ul><p><em>Refer to warranty document for terms and conditions.</em></p><p>For more information, feel free to <a href="https://chat.openai.com/#" target="_new">contact us</a>. Your energy-efficient future starts here.</p>
USSS100-0100 | 593.18 | E00020 | Endurenergy E00020 Battery Enclosure With Bms For 4 ESP-5100 | <strong data-mce-fragment="1">EndurEnergy Systems, Battery Enclosure with BMS for 4 ESP-5100 Battery Packs, 20.48kWh Name Plate, (Batteries NOT Included), ESP-EU20, E00020</strong>
USSS100-0101 | 443.75 | E00015 | Endurenergy E00015 Battery Enclosure With Bms For 3 ESP-5100 | <strong data-mce-fragment="1">EndurEnergy Systems, Battery Enclosure with BMS for 3 ESP-5100 Battery Packs, 15.36kWh Name Plate, (Batteries NOT Included), ESP-EU15, E00015</strong>
USSS100-0102 | 296.59 | E00010 | Endurenergy E00010 Battery Enclosure With Bms For 2 Esp-5100 | <strong data-mce-fragment="1">EndurEnergy Systems, Battery Enclosure with BMS for 2 ESP-5100 Battery Packs, 10.24kWh Name Plate, (Batteries NOT Included), ESP-EU10, E00010</strong>
USSS100-0072 | 199.25 | HD-WAVE SE-EV-KIT-V3UPG-01 | Solaredge HD-WAVE SE-EV-KIT-V3UPG-01 Charging Kit | <p data-mce-fragment="1"><strong data-mce-fragment="1">SolarEdge, Smart EV Charger Solar boost kit with HD-Wave inverter (each PN includes 5 units), SE-EV-KIT-V3UPG-01</strong></p><p data-mce-fragment="1"><br data-mce-fragment="1"></p><p data-mce-fragment="1">The SolarEdge SE-EV-KIT-V3UPG-01 Smart EV Charger Solar Boost Kit comes with everything you'll need to hook up a SolarEdge EV Charger to a single-phase HD-Wave inverter.</p><p data-mce-fragment="1">Â </p><p><a href="https://cdn.shopify.com/s/files/1/0566/3408/1340/files/SolarEdge_HD-Wave_Warranty_7a721c7c-2a17-413b-8535-d21a0793c138.pdf?v=1676870625"><strong>SolarEdge HD-Wave Charging Kit Warranty</strong></a></p><p>SolarEdge provides a 12-year limited product warranty for their inverters.</p>
USSS100-0103 | 1000 | Tesla Backup Gateway 2 | Tesla Powerwall Backup Gateway 2 Communications Gateway | <p><strong>Tesla Backup Gateway 2, 120/240Vac, RGM, Ethernet, Cellular (3G, LTE/4G), Wi-Fi, for up to 10 Powerwall 2 AC coupled units, RGM, NEMA 3R, Powerwall Backup Gateway 2</strong></p><p>The Backup Gateway 2 for Tesla Powerwall is an essential component for any smart, eco-conscious home. Designed to work in harmony with your Tesla Powerwall, this device makes it easier than ever to monitor and manage your homeâ€™s energy. Whether you're focused on self-consumption of solar power, optimizing for time-based energy costs, or providing backup power during grid outages, the Backup Gateway 2 has you covered.</p><h2>Features</h2><ul><li><p><strong>Grid Connectivity</strong>: Automatically manages your Powerwall's grid connection for features like time-based control and seamless backup during grid outages.</p></li><li><p><strong>Flexible Installation</strong>: Installable at the service entrance with a main circuit breaker. Optionally equipped with an internal panelboard to function as a load center.</p></li><li><p><strong>Smart Energy Management</strong>: Use the Tesla app to monitor your home's energy production and consumption in real-time. Easily adjust settings from anywhere.</p></li></ul><h3>Monitoring &amp; Management Features:</h3><ul><li><p><strong>Real-Time Data Monitoring</strong>: Keep track of your energy consumption and production in real-time.</p></li><li><p><strong>Historical Data Tracking</strong>: Review past usage data to make smarter energy choices.</p></li><li><p><strong>Alert Settings</strong>: Be notified of key system events or errors directly on your mobile device.</p></li><li><p><strong>Remote Control</strong>: Control your Powerwall system from anywhere through the Tesla app.</p></li></ul><h2>Specifications</h2><ul><li><strong>Input Voltage</strong>: 120/240Vac</li><li><strong>Output Voltage</strong>: 120/240Vac</li><li><strong>Dimensions</strong>: 26 in x 16 in x 6 in</li><li><strong>Weight</strong>: 45 lb</li><li><strong>Warranty</strong>: 10 years</li></ul><h2>Benefits</h2><ul><li><p><strong>Secure and Reliable</strong>: Ensures a reliable and secure grid connection, automatically switching to backup power during outages.</p></li><li><p><strong>User-Friendly</strong>: Monitor and manage your Powerwall easily from your mobile device.</p></li><li><p><strong>Peace of Mind</strong>: Sleep well knowing that your Powerwall system is always operational and ready for grid events.</p></li></ul><h2>Documentation</h2><p>For more details, please refer to the <a href="https://cdn.shopify.com/s/files/1/0566/3408/1340/files/940_570-1199_Data_Sheet.pdf?v=1676869913" target="_new">SPEC SHEET</a>.</p><p>Elevate your home's energy management system with the Tesla Backup Gateway 2. Secure, intelligent, and easy to useâ€”there's no better way to maximize the functionality and benefits of your Tesla Powerwall.</p>
USSE100-0201 | 634.97 | PUP1-U-1-6-C | Wallbox PUP1-U-1-6-C 002A 25' Smart EV Charger | <table data-mce-fragment="1" width="100%"><tbody data-mce-fragment="1"><tr data-mce-fragment="1"><td data-mce-fragment="1" style="width: 955.59px;" data-mce-style="width: 955.59px;"><strong>Wallbox PUP1-U-1-6-C 002A 25' Smart EV Charger</strong></td></tr><tr data-mce-fragment="1"><td data-mce-fragment="1" style="width: 955.59px;" data-mce-style="width: 955.59px;"><p><span>Wallbox Pulsar Plus offers a compact size and a powerful performance for faster electric vehicle charging at home. Designed for easy installation, Pulsar Plus can charge any electric car on the market and is future-ready to handle tomorrowâ€™s more powerful EV batteries.</span></p><p><strong>SPECIFICATIONS</strong></p><table width="100%"><tbody><tr><td style="width: 48.2638%;" data-mce-style="width: 48.2638%;"><span>Model</span></td><td style="width: 47.7362%;" data-mce-style="width: 47.7362%;">PUP1-U-1-6-C 002A</td></tr><tr><td style="width: 48.2638%;" data-mce-style="width: 48.2638%;"><span>Series</span></td><td style="width: 47.7362%;" data-mce-style="width: 47.7362%;">-<br></td></tr><tr><td style="width: 48.2638%;" data-mce-style="width: 48.2638%;"><span>Manufacturer</span></td><td style="width: 47.7362%;" data-mce-style="width: 47.7362%;">Wallbox</td></tr></tbody></table></td></tr></tbody></table><p><br><strong>GENERAL SPECIFICATION</strong><br></p><table width="100%"><tbody><tr></tr><tr><td style="width: 49.0244%;" data-mce-style="width: 49.0244%;"><span>Max Current</span></td><td style="width: 47.9756%;" data-mce-style="width: 47.9756%;"><span>48 A</span></td></tr><tr><td style="width: 49.0244%;" data-mce-style="width: 49.0244%;">Voltage</td><td style="width: 47.9756%;" data-mce-style="width: 47.9756%;"><span>208/240 V</span></td></tr><tr><td style="width: 49.0244%;" data-mce-style="width: 49.0244%;"><span>Cable Type</span></td><td style="width: 47.9756%;" data-mce-style="width: 47.9756%;"><span>SEA J1772</span></td></tr><tr><td style="width: 49.0244%;" data-mce-style="width: 49.0244%;"><span>Cable Length</span></td><td style="width: 47.9756%;" data-mce-style="width: 47.9756%;">25 Ft.</td></tr><tr><td style="width: 49.0244%;" data-mce-style="width: 49.0244%;"><span>Enclosure Ratings</span></td><td style="width: 47.9756%;" data-mce-style="width: 47.9756%;"><span>NEMA Type 4</span></td></tr></tbody></table><p><strong>Warranty</strong><br data-mce-fragment="1"></p><ul><li>5 Year Standard Warranty.</li></ul><p>* Refer to warranty document for terms and conditions<br data-mce-fragment="1"><strong>Documentation</strong></p><table width="100%"><tbody><tr><td style="width: 24%;" data-mce-style="width: 24%;"><a href="https://cdn.myced.com/images/Products/ZZ0000/ZZ3057/00000/ZZ305700004_DS.pdf"><span style="color: #2b00ff;" data-mce-style="color: #2b00ff;">Data Sheet</span></a></td></tr></tbody></table><p><br><strong>Detailed Information</strong><br></p><p><span>The Wallbox Pulsar Plus electric vehicle charger is built for today and tomorrow. Now that you've got a new electric car with state-of-the-art audio and GPS navigation, you'll also want to provide your vehicle with a state-of-the-art charger. The Wallbox Pulsar Plus can power up any electric car that's available today. Your device was also made with future electric car models in mind and should work well into the future as new vehicles emerge onto the market. The Wallbox Pulsar Plus charger connects to the myWallbox app, which allows you to monitor your charging from afar. Don't waste time watching your car charge in person; instead, use the myWallbox app on your phone to identify when your vehicle is fully powered up while you perform other tasks and chores. In addition to letting you monitor charging, the myWallbox app allows you to access real-time charging statistics, receive notifications and manage charging schedules.</span></p><p><span>Pulsar Plus can be adjusted from 16A to the maximum rated amperage of 48A. If installing the charger on a circuit rated lower than the maximum rating for the charger, the convenient current selector can be used to manually set a lower maximum current.</span></p><p><strong>High reliability</strong><br></p><p>Cell interconnections and diode placement use well-established industry practice and are field-proven to provide excellent reliability.</p><p>Adjustable capacity from 6A up to 40A or 48A</p><p>Connect Pulsar Plus to your smart devices using the MyWallbox app to wirelessly control and monitor your charger via WiFi or Bluetooth</p><p>Works with Amazon Alexa and Google Home voice assistants</p><p>Charge and manage your schedules even when internet connection is not available</p><p>Allows connection of more than one Pulsar Plus chargers to the same electrical circuit to safely charge multiple EVs at a time</p><p>Â </p><p><a href="https://cdn.shopify.com/s/files/1/0566/3408/1340/files/3421_577-0251_Spec_Sheet_50f8e201-4364-4c85-aa31-d6a4391b0e85.pdf?v=1681373832"><strong>DATASHEET</strong></a></p>
USSS100-0104 | 573.75 | PPSD, SD | SaticShield PPSD, SD Super Duty Power Perfect Box | Saticâ€™s Power Perfect Energy Management System comes in three sizes and is its flagship product for filtering and conditioning your power to provide clean energy to home or business. Wired-In at the electrical distribution panel, it provides robust surge protection, voltage regulation, line conditioning, EMF reduction, harmonics filtration, energy savings through reduced energy consumption and equipment longevity due to cleaner, more efficient power.<table width="100%" data-mce-fragment="1"><tbody data-mce-fragment="1"><tr data-mce-fragment="1"><td style="width: 955.59px;" data-mce-fragment="1" data-mce-style="width: 955.59px;"><strong>Satic Saticshield PPSD, SD Super Duty Power Perfect Box</strong></td></tr><tr data-mce-fragment="1"><td style="width: 955.59px;" data-mce-fragment="1" data-mce-style="width: 955.59px;"><p data-mce-fragment="1">Â <br></p></td></tr></tbody></table><p><strong><br>SPECIFICATIONS</strong><br></p><table width="100%"><tbody><tr><td style="width: 48.2638%;"><span>Model</span></td><td style="width: 47.7362%;">PPSD</td></tr><tr><td style="width: 48.2638%;"><span>Series</span></td><td style="width: 47.7362%;"><span>-</span></td></tr><tr><td style="width: 48.2638%;"><span>Manufacturer</span></td><td style="width: 47.7362%;">Satic</td></tr></tbody></table><p><br><strong>GENERAL SPECIFICATIONS</strong><br></p><table width="100%"><tbody><tr style="height: 18px;" data-mce-style="height: 18px;"><td style="width: 49.0244%;" data-mce-style="width: 49.0244%;"><span>Part Number</span></td><td style="width: 47.9756%;" data-mce-style="width: 47.9756%;">PPSD, SD</td></tr><tr style="height: 20.6077px;" data-mce-style="height: 20.6077px;"><td style="width: 49.0244%;" data-mce-style="width: 49.0244%;"><span>Weight</span></td><td style="width: 47.9756%;" data-mce-style="width: 47.9756%;"><span>8 lb</span></td></tr><tr style="height: 18px;" data-mce-style="height: 18px;"><td style="width: 49.0244%;" data-mce-style="width: 49.0244%;"><span>Dimensions (LxWxH)</span></td><td style="width: 47.9756%;" data-mce-style="width: 47.9756%;"><span>14 x 7 x 4 inches</span></td></tr><tr style="height: 18px;" data-mce-style="height: 18px;"><td style="width: 49.0244%;" data-mce-style="width: 49.0244%;"><span>Color</span></td><td style="width: 47.9756%;" data-mce-style="width: 47.9756%;">Clear<br></td></tr></tbody></table><p><strong>Warranty</strong><br data-mce-fragment="1"></p><ul><li>Manufacturer 10 Years Warranty</li></ul><p>* Refer to warranty document for terms and conditions<br data-mce-fragment="1"><strong>Documentation</strong></p><table width="100%"><tbody><tr><td style="width: 24%;" data-mce-style="width: 24%;"><span style="color: #2b00ff;" data-mce-style="color: #2b00ff;">Data Sheet</span></td></tr></tbody></table><p><br><strong>Detailed Information</strong></p><p><span>Saticâ€™s Power Perfect Energy Management System comes in three sizes and is its flagship product for filtering and conditioning your power to provide clean energy to home or business. Wired-In at the electrical distribution panel, it provides robust surge protection, voltage regulation, line conditioning, EMF reduction, harmonics filtration, energy savings through reduced energy consumption and equipment longevity due to cleaner, more efficient power.</span></p><p><span></span><strong>High Reliability</strong></p><p>It can reduce your electrical costs of motors by up to 15% or moreÂ while alsoÂ filtering out ALL the electrical lines in the home, not just circuits where you can install plug in filters.</p>
USSS100-0105 | 448.75 | PPB | Satic Saticshield PPB Standard Power Perfect Box | <p data-mce-fragment="1"><strong data-mce-fragment="1">SATIC, SaticShield Power Perfect Box, Single/Split Phase Electricity Conditioner by Filtering EMF (ElectroMagnetic Field) Radiation, Filtering Harmonics, Phase Correction, Voltage Regulation and Surge Protection, NEMA 3X, ES1PN, PPB</strong></p><p data-mce-fragment="1">Saticâ€™s Power Perfect Energy Management System comes in three sizes and is its flagship product for filtering and conditioning your power to provide clean energy to home or business. Wired-In at the electrical distribution panel, it provides robust surge protection, voltage regulation, line conditioning, EMF reduction, harmonics filtration, energy savings through reduced energy consumption and equipment longevity due to cleaner, more efficient power.</p><p data-mce-fragment="1"><br data-mce-fragment="1"></p><p data-mce-fragment="1">Whole-home Energy Management System. Installs at breaker panel (licensed electrician required). For homes less than 2500 sq. ft. Features &amp; Benefits: Surge protection, line conditioning, EMF reduction, voltage regulation, negative harmonics reduction, reduced electrical consumption, equipment longevity, energy savings.Â Ratings: 240 V, 15 A, 3600 W, 50/60 Hz.</p><p data-mce-fragment="1"><br data-mce-fragment="1"></p><p data-mce-fragment="1"><span data-mce-fragment="1">Every Satic Power Perfect wire-in filter is manufactured in the USA with meticulous build quality, guaranteed performance and warranty.</span></p>
USEC001-0090 | 142.8 | MAGNUM ME-BMK | Magnum ME-BMK Battery Monitor Kit | <table width="100%" data-mce-fragment="1"><tbody data-mce-fragment="1"><tr data-mce-fragment="1"><td style="width: 955.59px;" data-mce-fragment="1" data-mce-style="width: 955.59px;"><strong>Magnum ME-BMK Battery Monitor Kit</strong></td></tr><tr data-mce-fragment="1"><td style="width: 955.59px;" data-mce-fragment="1" data-mce-style="width: 955.59px;"><p>The ME-BMK/ME-BMK-NS is a single battery bank amp-hour meterÂ that monitors and provides important information about the condition of the battery.Â This information will let you know how much energy you have available, andÂ let you plan your electrical usage to ensure the battery is not being over-discharged.</p><p>The ME-BMK is easy to install and is designed to be networked with a MagnumÂ Energy inverter/charger using a remote (ME-RC50 or ME-ARC50) or routerÂ (ME-RTR) to display Â information about your battery bank.</p></td></tr></tbody></table><p><strong><br>SPECIFICATIONS</strong><br></p><table width="100%"><tbody><tr><td style="width: 48.2638%;"><span>Model</span></td><td style="width: 47.7362%;">ME-BMK</td></tr><tr><td style="width: 48.2638%;"><span>Series</span></td><td style="width: 47.7362%;"><span>-</span></td></tr><tr><td style="width: 48.2638%;"><span>Manufacturer</span></td><td style="width: 47.7362%;">Magnum</td></tr></tbody></table><p><br><strong>GENERAL SPECIFICATIONS</strong><br></p><table width="100%"><tbody><tr></tr><tr><td style="width: 49.0244%;" data-mce-style="width: 49.0244%;">DC volts</td><td style="width: 47.9756%;" data-mce-style="width: 47.9756%;">7 to 70 (Â±0.5%) auto voltage detection</td></tr><tr><td style="width: 49.0244%;" data-mce-style="width: 49.0244%;">DC amps</td><td style="width: 47.9756%;" data-mce-style="width: 47.9756%;">Â±0.1 to 999 (Â±1.0%)</td></tr><tr><td style="width: 49.0244%;" data-mce-style="width: 49.0244%;">Battery</td><td style="width: 47.9756%;" data-mce-style="width: 47.9756%;">SOC %0 to 100% (1% increments)</td></tr><tr><td style="width: 49.0244%;" data-mce-style="width: 49.0244%;">Power draw</td><td style="width: 47.9756%;" data-mce-style="width: 47.9756%;">&lt;.6 watts</td></tr><tr><td style="width: 49.0244%;" data-mce-style="width: 49.0244%;">Amp hours in/out</td><td style="width: 47.9756%;" data-mce-style="width: 47.9756%;">Â±32,768 amp hours (1 AH increments)</td></tr><tr><td style="width: 49.0244%;" data-mce-style="width: 49.0244%;">rAH out (resettable amp hours removed)</td><td style="width: 47.9756%;" data-mce-style="width: 47.9756%;">0 to 65,353 amp hours, resettable (0.1 AH increments)</td></tr></tbody></table><p><strong>Warranty</strong><br data-mce-fragment="1"></p><ul><li>Manufacturer 12 Years Lifetime LimitedÂ Warranty</li></ul><p>* Refer to warranty document for terms and conditions<br data-mce-fragment="1"><strong>Documentation</strong></p><table width="100%"><tbody><tr><td style="width: 24%;" data-mce-style="width: 24%;"><a href="file:///C:/Users/rj/Downloads/64-0013%20Rev%20B%20(ME-BMK)_Web.pdf"><span style="color: #2b00ff;" data-mce-style="color: #2b00ff;">Data Sheet</span></a></td></tr></tbody></table><p><br><strong>Detailed Information</strong></p><p><span>Monitoring your battery bank is easy with the Battery Monitor Kit (ME-BMK) from Magnum Energy. Acting as a â€œfuel gaugeâ€ for your batteries, the ME-BMK monitors their state of charge (SOC) and then provides this information in an easy-to-understand display via theÂ </span><a href="http://www.donrowe.com/Magnum-Energy-ME-ARC50-Advanced-Remote-Control-p/me-arc50.htm">ME-ARC</a><span>Â orÂ </span><a href="http://www.donrowe.com/Magnum-Energy-ME-RC50-Remote-Control-p/me-rc50.htm">ME-RC</a><span>Â remotes. With accurate SOC readings, you can avoid unnecessary battery recharging, saving on fuel and long-term maintenance costs.</span></p><p><span>If you already have a Magnum Inverter/Charger and Magnum Remote, the ME-BMK is an easy retrofit. Simply install the kit according to the installation manual and begin monitoring your battery bank via the â€œMeterâ€ button on your ME-RC.</span></p><p><strong>High reliability</strong></p><p><span>The ME-BMK/ME-BMK-NS is a single battery bank amp-hour meter that monitors and provides important information about the condition of the battery. This information will let you know how much energy you have available, and let you plan your electrical usage to ensure the battery is not being over-discharged</span></p><p>All battery meter and Magnum inverter/charger setup and monitoring features are in a single convenient display â€“ doesn't require multiple displays for inverter and battery system info</p><p>Displays reliable and pertinent information such as battery state of charge (SOC), battery voltage and battery current.</p>
USBE100-0027 | 707.14 | MNBE-D | MIDNITE SOLAR MNBE-D BATTERY ENCLOSURE | <p data-sourcepos="5:1-5:333" data-mce-fragment="1">The Midnite Solar MNBE-D Battery Enclosure is a steel cabinet that is designed to house 8 golf cart or group 31 batteries. It is weatherproof and has a locking door to protect the batteries from theft and tampering. The MNBE-D also has two shelves to help organize the batteries and a cable management system to keep the cables tidy.</p><p data-sourcepos="7:1-7:18" data-mce-fragment="1"><strong data-mce-fragment="1">Specifications</strong></p><ul data-sourcepos="9:1-16:0" data-mce-fragment="1"><li data-sourcepos="9:1-9:15" data-mce-fragment="1">Model: MNBE-D</li><li data-sourcepos="10:1-10:29" data-mce-fragment="1">Manufacturer: Midnite Solar</li><li data-sourcepos="11:1-11:45" data-mce-fragment="1">Capacity: 8 golf cart or group 31 batteries</li><li data-sourcepos="12:1-12:30" data-mce-fragment="1">Material: Weatherproof steel</li><li data-sourcepos="13:1-13:39" data-mce-fragment="1">Dimensions:(LxWxH): 36.5 x 16 x 55 inches</li><li data-sourcepos="14:1-14:17" data-mce-fragment="1">Weight:Â 69 lbs</li><li data-sourcepos="15:1-16:0" data-mce-fragment="1">Warranty: 5 years</li></ul><p data-sourcepos="17:1-17:24" data-mce-fragment="1"><strong data-mce-fragment="1">Detailed Information</strong></p><ul data-sourcepos="19:1-24:0" data-mce-fragment="1"><li data-sourcepos="19:1-19:78" data-mce-fragment="1"><strong data-mce-fragment="1">Weatherproof steel construction</strong><span data-mce-fragment="1">Â </span>protects the batteries from the elements</li><li data-sourcepos="20:1-20:66" data-mce-fragment="1"><strong data-mce-fragment="1">Locking door</strong><span data-mce-fragment="1">Â </span>protects the batteries from theft and tampering</li><li data-sourcepos="21:1-21:45" data-mce-fragment="1"><strong data-mce-fragment="1">Two shelves</strong><span data-mce-fragment="1">Â </span>help organize the batteries</li><li data-sourcepos="22:1-22:51" data-mce-fragment="1"><strong data-mce-fragment="1">Cable management system</strong><span data-mce-fragment="1">Â </span>keeps the cables tidy</li><li data-sourcepos="23:1-24:0" data-mce-fragment="1"><strong data-mce-fragment="1">5-year warranty</strong><span data-mce-fragment="1">Â </span>gives you peace of mind</li></ul><p data-sourcepos="25:1-25:194" data-mce-fragment="1">The Midnite Solar MNBE-D Battery Enclosure is a versatile and reliable option for solar power systems. It is a good choice for systems with up to 8 batteries and is easy to install and maintain.</p><p data-sourcepos="27:1-27:80" data-mce-fragment="1">Here are some of the key features of the Midnite Solar MNBE-D Battery Enclosure:</p><ul data-sourcepos="29:1-35:0" data-mce-fragment="1"><li data-sourcepos="29:1-29:51" data-mce-fragment="1"><strong data-mce-fragment="1">Holds up to 8 golf cart or group 31 batteries</strong></li><li data-sourcepos="30:1-30:78" data-mce-fragment="1"><strong data-mce-fragment="1">Weatherproof steel construction</strong><span data-mce-fragment="1">Â </span>protects the batteries from the elements</li><li data-sourcepos="31:1-31:66" data-mce-fragment="1"><strong data-mce-fragment="1">Locking door</strong><span data-mce-fragment="1">Â </span>protects the batteries from theft and tampering</li><li data-sourcepos="32:1-32:45" data-mce-fragment="1"><strong data-mce-fragment="1">Two shelves</strong><span data-mce-fragment="1">Â </span>help organize the batteries</li><li data-sourcepos="33:1-33:51" data-mce-fragment="1"><strong data-mce-fragment="1">Cable management system</strong><span data-mce-fragment="1">Â </span>keeps the cables tidy</li><li data-sourcepos="34:1-35:0" data-mce-fragment="1"><strong data-mce-fragment="1">5-year warranty</strong><span data-mce-fragment="1">Â </span>gives you peace of mind</li></ul><p data-sourcepos="36:1-36:135" data-mce-fragment="1">If you are looking for a reliable and secure battery enclosure for your solar power system, the Midnite Solar MNBE-D is a great option.</p>
USBE100-0026 | 502.23 | MNBE-A | MidNite Solar MNBE-A Battery Enclosure | <p data-mce-fragment="1">The Midnite Solar MNBE-A Battery Enclosure is a robust and versatile solution for safely housing batteries in your renewable energy system. This enclosure features a locking door and a convenient shelf design, capable of accommodating three group 31 or 27 sealed batteries side by side, or two per shelf end to end. Additionally, it can hold one 8D battery per shelf. For those requiring expanded storage, two cabinets can be stacked either horizontally or vertically. The middle shelf can be removed to accommodate taller batteries. The enclosure is constructed from durable gray powder-coated steel and is shipped knocked down for ease of transport.</p><p data-mce-fragment="1"><strong data-mce-fragment="1">Specifications:</strong></p><ul data-mce-fragment="1"><li data-mce-fragment="1"><strong data-mce-fragment="1">Model:</strong> MNBE-A</li><li data-mce-fragment="1"><strong data-mce-fragment="1">Series:</strong> -</li><li data-mce-fragment="1"><strong data-mce-fragment="1">Manufacturer:</strong> Midnite</li></ul><p data-mce-fragment="1"><strong data-mce-fragment="1">General Specifications:</strong></p><ul data-mce-fragment="1"><li data-mce-fragment="1"><strong data-mce-fragment="1">Weight:</strong> 65 lbs</li><li data-mce-fragment="1"><strong data-mce-fragment="1">Dimensions (LxWxH):</strong> 29.5"L x 27.5"W x 14.5"D</li></ul><p data-mce-fragment="1"><strong data-mce-fragment="1">Warranty:</strong></p><ul data-mce-fragment="1"><li data-mce-fragment="1">Manufacturer 5 Years Lifetime Limited Warranty</li></ul><p data-mce-fragment="1"><strong data-mce-fragment="1">Documentation:</strong> For more detailed information, please refer to the <a href="https://www.altestore.com/static/datafiles/Others/Midnite_Battery_Enclosures_Brochure_V2.pdf" data-mce-fragment="1" data-mce-href="https://www.altestore.com/static/datafiles/Others/Midnite_Battery_Enclosures_Brochure_V2.pdf" target="_new"><strong data-mce-fragment="1">Data Sheet</strong></a>.</p><p data-mce-fragment="1"><strong data-mce-fragment="1">Detailed Information:</strong> The Midnite Solar MNBE-A Battery Enclosure is a modular solution designed to accommodate up to six Group 31 or two 8"D batteries. Its powder-coated steel construction ensures durability, and the lockable door enhances security. This enclosure can be combined with an E-Panel and inverter to create an efficient backup system. Its gray textured powder coat surface adds an extra layer of protection, and the door is equipped with a keyed lock for added security. The enclosure is shipped knocked down for easy handling and assembly.</p><p data-mce-fragment="1"><strong data-mce-fragment="1">Key Features:</strong></p><ul data-mce-fragment="1"><li data-mce-fragment="1">Modular design</li><li data-mce-fragment="1">Accommodates up to six Group 31 or two 8"D batteries</li><li data-mce-fragment="1">Durable gray textured powder coat surface</li><li data-mce-fragment="1">Lockable door with keyed lock</li><li data-mce-fragment="1">Stackable configuration for expanded storage options</li></ul><p data-mce-fragment="1">Choose the Midnite Solar MNBE-A Battery Enclosure for a reliable and secure battery housing solution in your renewable energy system.</p>
USWC001-0042 | 20.5 | 4/0 X 12 | 4/0 X 12" Black Battery Cable | <p data-sourcepos="3:1-3:184">The standard battery cable size is 6 gauge. A 4/0 gauge battery cable is much thicker and is typically used for high-current applications, such as connecting solar panels to batteries.</p><p data-sourcepos="5:1-5:160">The weight of a 4/0 gauge battery cable will vary depending on the length of the cable. A 12-inch 4/0 gauge battery cable would typically weigh around 2 pounds.</p><p data-sourcepos="7:1-7:196">If you are looking for a battery cable for a solar power system, I recommend using a 6 gauge cable. This will be sufficient for most applications and will be less expensive than a 4/0 gauge cable.</p><p data-sourcepos="9:1-9:96">Here are some of the factors to consider when choosing a battery cable for a solar power system:</p><ul data-sourcepos="11:1-15:0"><li data-sourcepos="11:1-11:130">The current carrying capacity of the cable: The cable must be able to carry the maximum current that will be flowing through it.</li><li data-sourcepos="12:1-12:109">The voltage rating of the cable: The cable must be able to withstand the voltage of the solar power system.</li><li data-sourcepos="13:1-13:106">The length of the cable: The longer the cable, the thicker it will need to be to carry the same current.</li><li data-sourcepos="14:1-15:0">The environment where the cable will be used: The cable must be able to withstand the environmental conditions, such as moisture and UV rays.</li></ul><p data-sourcepos="16:1-16:170">If you are not sure what size battery cable to use, I recommend consulting with a solar installer. They can help you choose the right cable for your specific application.</p>
USWC001-0038 | 12.76 | 2/0 X 12 | 2/0 X 12" BLACK BATTERY CABLE | <strong data-mce-fragment="1">Battery Cable, Code Approved THW, Black, 2/0 x 12", with 3/8" lugs</strong>
USWC001-0041 | 58.62 | 4/0 5 | 4/0 5' Black Battery Cable | <p data-sourcepos="3:1-3:184">The standard battery cable size is 6 gauge. A 4/0 gauge battery cable is much thicker and is typically used for high-current applications, such as connecting solar panels to batteries.</p><p data-sourcepos="5:1-5:159">The weight of a 4/0 gauge battery cable will vary depending on the length of the cable. A 5-foot 4/0 gauge battery cable would typically weigh around 4 pounds.</p><p data-sourcepos="7:1-7:196">If you are looking for a battery cable for a solar power system, I recommend using a 6 gauge cable. This will be sufficient for most applications and will be less expensive than a 4/0 gauge cable.</p><p data-sourcepos="9:1-9:96">Here are some of the factors to consider when choosing a battery cable for a solar power system:</p><ul data-sourcepos="11:1-15:0"><li data-sourcepos="11:1-11:130">The current carrying capacity of the cable: The cable must be able to carry the maximum current that will be flowing through it.</li><li data-sourcepos="12:1-12:109">The voltage rating of the cable: The cable must be able to withstand the voltage of the solar power system.</li><li data-sourcepos="13:1-13:106">The length of the cable: The longer the cable, the thicker it will need to be to carry the same current.</li><li data-sourcepos="14:1-15:0">The environment where the cable will be used: The cable must be able to withstand the environmental conditions, such as moisture and UV rays.</li><li data-sourcepos="14:1-15:0"><strong>dimensionsÂ Â (LxWxH): 60 x 1 x 1 inches</strong></li><li data-sourcepos="14:1-15:0"><strong>weight :Â Â Â Â Â 4.0 Ibs</strong></li></ul>
USWC001-0040 | 22.27 | 2/0 X 3 | 2/0 X 3' Black Battery Cable, 3/8" Lugs | <strong data-mce-fragment="1">Battery Cable, Code Approved THW, Black, 2/0 x 3', with 3/8" lugs</strong>
USWC001-0039 | 17.51 | 2/0 X 24 | 2/0 X 24" Black Battery Cable, 3/8" Lugs | <strong data-mce-fragment="1">Battery Cable, Code Approved THW, Black, 2/0 x 24", with 3/8" lugs</strong>
USWC001-0043 | 24.38 | 4/0 X 24 | 4/0 X 24" Black Battery Cable | <strong data-mce-fragment="1">Battery Cable, Code Approved THW, Black, 4/0 x 24", with 3/8" lugs</strong>
USCC100-0106 | 675.68 | HST-DIRECTOR-00 | Savant HST-DIRECTOR-00 Power Director | <p>The Savant Power Director HST-DIRECTOR-00 serves as the central energy control and monitoring unit for the entire Savant Power System. This device is responsible for communicating with Savant Power Modules via Bluetooth to gather real-time information about the system's status. It then applies adjustments based on installer-configured settings and user-created Energy Scenes. Notably, the HST-DIRECTOR model offers Power over Ethernet (PoE) support, providing both data communication and power supply over a single Ethernet cable.</p><p><strong>Key Features:</strong></p><ul><li><strong>Bluetooth Communication:</strong> Capable of communicating with up to 40 modules using Bluetooth technology, ensuring comprehensive system monitoring and control.</li><li><strong>Power over Ethernet (PoE) Support:</strong> Compatible with 802.3af PoE, simplifying installation by combining data and power transmission through a single Ethernet cable.</li><li><strong>Integration with Savant Power and Light App:</strong> This device can be paired with the Savant Power and Light App, allowing users to exercise precise control over energy management and monitoring.</li><li><strong>Compact Dimensions:</strong> The product's dimensions are 4.3 x 7.5 x 1.6 inches, making it compact and easy to integrate into various setups.</li></ul><p>The Savant Power Director HST-DIRECTOR-00 offers advanced energy control and monitoring capabilities within the Savant Power System. Its Bluetooth communication, PoE support, and compatibility with the Savant Power and Light App ensure efficient energy management and system optimization.</p><p>For more detailed information, you can refer to the <a href="https://cdn.shopify.com/s/files/1/0566/3408/1340/files/4414_577-0255_Spec_Sheet.pdf?v=1676818761" target="_new">SPEC SHEET</a>.</p>
USEC001-0048 | 162.16 | GPM-H1R60240-21 | Savant GPM-H1R60240-21 1 In Single 60A Power Module Pigtail | <p data-mce-fragment="1"><strong data-mce-fragment="1">Savant, Single BR 60A Power Module, GPM-H1R60240-21</strong></p><p data-mce-fragment="1"><span data-mce-fragment="1">Savant's 60A Power Module (2-Pole, 240V AC with Current Transformer and pigtail neutral) controls and monitors a single circuit up to 60 amps; ideal for central heating &amp; cooling equipment, sub-panels, EV chargers, and more. Supports 1-Inch On-Center Load Centers.</span></p><p data-mce-fragment="1"><strong data-mce-fragment="1">Key Features</strong></p><ul data-mce-fragment="1"><li data-mce-fragment="1">Supported for use with Savant Power Systems or as part of a larger Savant Pro system.</li><li data-mce-fragment="1">Compatible with Schneider Homeline, Eaton BR, Siemens, and GE Powermark Gold load centers with a one-inch on-center bus bar.</li><li data-mce-fragment="1">Deployment and configuration via Savant Power and Light App or through RacePoint Blueprint</li><li data-mce-fragment="1">Control Capability for loads up to 14400 VA (volt-ampere)</li><li data-mce-fragment="1">Built-in energy monitoring: +/- .5% revenue grade accuracy / 1 sec sample time</li><li data-mce-fragment="1">Dynamic remote management of loads</li><li data-mce-fragment="1">Communicates via Bluetooth Low Energy (BLE) technology</li><li data-mce-fragment="1">Color LCD display for easy identification and load status</li><li data-mce-fragment="1">Switch positioned on front of module allows power to output to be toggled on/off manually</li><li data-mce-fragment="1"><span>Dimensions (LxWxH): 4.98 x 1.98 x 2.8 inches</span></li></ul><p data-mce-fragment="1">Â </p><p data-mce-fragment="1"><a href="https://cdn.shopify.com/s/files/1/0566/3408/1340/files/4423_577-0254_Quick_Install_Guide.pdf?v=1676818315">QUICK INSTALL</a></p>
USSPO001-0006 | 81.08 | GPM-H1R30240-21 | GPM-H1R30240-21 1SAVANT GPM-H1R30240-21 1 In Single 30a Power Module Pigtail | <p data-mce-fragment="1"><strong data-mce-fragment="1">Savant, Single BR 30A Power Module, GPM-H1R30240-21</strong></p><p data-mce-fragment="1"><span data-mce-fragment="1">Savant's 30A Power Module (2-Pole, 240V AC) controls and monitors a single circuit up to 30 amps; ideal for larger appliances and sub-systems. Supports 1-Inch On-Center Load Centers.</span></p><p data-mce-fragment="1"><strong data-mce-fragment="1">Key Features</strong></p><ul data-mce-fragment="1"><li data-mce-fragment="1">Supported for use with Savant Power Systems or as part of a larger Savant Pro system.</li><li data-mce-fragment="1">Compatible with Schneider Homeline, Eaton BR, Siemens, and GE Powermark Gold load centers with a one-inch on-center bus bar.</li><li data-mce-fragment="1">Deployment and configuration via Savant Power and Light 2.0 App or through RacePoint Blueprint</li><li data-mce-fragment="1">Control Capability for loads up to 7200 VA (volt-ampere)</li><li data-mce-fragment="1">Built-in energy monitoring: +/- .5% revenue grade accuracy / 1 sec sample time</li><li data-mce-fragment="1">Dynamic remote management of loads</li><li data-mce-fragment="1">Communicates via Bluetooth Low Energy (BLE) technology</li><li data-mce-fragment="1">Color LCD display for easy identification and load status</li><li data-mce-fragment="1">Switch positioned on front of module allows power to output to be toggled on/off manually</li><li data-mce-fragment="1"><span>4.96 x 2.98 x 2.8 inches</span></li></ul><p>Â </p><p><a href="https://cdn.shopify.com/s/files/1/0566/3408/1340/files/4420_577-0253_Quick_Install_Guide.pdf?v=1676817333"><strong>Quick installation</strong></a></p>
USEC001-0066 | 81.08 | GPM-H2R20120-21 | Savant GPM-H2R20120-21 1 In Dual 20a Power Module Pigtail | <table data-mce-fragment="1" width="100%"><tbody data-mce-fragment="1"><tr data-mce-fragment="1"><td data-mce-fragment="1" style="width: 955.59px;" data-mce-style="width: 955.59px;"><strong>Savant GPM-H2R20120-21 1 In Dual 20a Power Module Pigtail</strong></td></tr><tr data-mce-fragment="1"><td data-mce-fragment="1" style="width: 955.59px;" data-mce-style="width: 955.59px;"><p data-mce-fragment="1"><span>Savant's Dual 20A Power Module (120V AC with pigtail neutral) controls and monitors up to two 20 amp circuits; ideal for outlets, kitchen appliances, lighting, and more. Supports 1-Inch On-Center Load Centers.</span></p></td></tr></tbody></table><p><strong><br>SPECIFICATIONS</strong><br></p><table width="100%"><tbody><tr><td style="width: 48.2638%;"><span>Model</span></td><td style="width: 47.7362%;">GPM-H2R20120-21</td></tr><tr><td style="width: 48.2638%;"><span>Series</span></td><td style="width: 47.7362%;"><span>-</span></td></tr><tr><td style="width: 48.2638%;"><span>Manufacturer</span></td><td style="width: 47.7362%;">Savant</td></tr></tbody></table><p><strong><br>GENERAL SPECIFICATIONS</strong><br></p><table width="100%"><tbody><tr><td style="width: 49.0244%;" data-mce-style="width: 49.0244%;"><span>Input Power (powers the module)</span></td><td style="width: 47.9756%;" data-mce-style="width: 47.9756%;"><span>120V AC (+/- 10%) @ 60 Hz, 0.1A max</span></td></tr><tr><td style="width: 49.0244%;" data-mce-style="width: 49.0244%;"><span>Load Power</span></td><td style="width: 47.9756%;" data-mce-style="width: 47.9756%;"><span>2400VA</span></td></tr><tr><td style="width: 49.0244%;" data-mce-style="width: 49.0244%;"><span>Tighten Torque</span></td><td style="width: 47.9756%;" data-mce-style="width: 47.9756%;"><span>3.0 Nm</span></td></tr><tr><td style="width: 49.0244%;" data-mce-style="width: 49.0244%;"><span>Pollution Degree</span></td><td style="width: 47.9756%;" data-mce-style="width: 47.9756%;">2<br></td></tr></tbody></table><p><strong><br>Warranty</strong><br data-mce-fragment="1"></p><ul><li>Manufacturer 12 Years Warranty</li></ul><p>* Refer to warranty document for terms and conditions<br><br data-mce-fragment="1"><strong>Documentation</strong></p><table width="100%"><tbody><tr><td style="width: 24%;" data-mce-style="width: 24%;"><span style="color: #2b00ff;" data-mce-style="color: #2b00ff;">Data Sheet</span></td></tr></tbody></table><p><br><strong>Detailed Information</strong></p><p><span>Savant's Dual 20A Power Module (120V AC with Current Transformer - CHâ„¢ compatible with pigtail neutral) controls and monitors up to two 20 amp circuits; ideal for outlets, kitchen appliances, lighting, and more.</span></p><p><span></span><strong>High Reliability</strong></p><p>Supported for use with Savant Power Systems or as part of a larger Savant Pro system.</p><p>Dynamic remote management of loads</p>
USSPO001-0007 | 654.13 | 865-1080-01 | Schneider Conext XW 865-1080-01 Battery Monitor | <table width="100%" data-mce-fragment="1"><tbody data-mce-fragment="1"><tr data-mce-fragment="1"><td style="width: 955.59px;" data-mce-fragment="1" data-mce-style="width: 955.59px;">Schneider Conext XW 865-1080-01 Battery Monitor</td></tr><tr data-mce-fragment="1"><td style="width: 955.59px;" data-mce-fragment="1" data-mce-style="width: 955.59px;"><p><b>Schneider Electric 865-1080-01 Conext Battery Monitor RNW865108001</b></p><p>Conextâ„¢ Battery Monitor indicates hours of battery based runtime and determines battery bank state of charge. Conext Battery Monitor shares key battery bank parameters with Conext XW Pro or XW+ hybrid inverters improving overall system performance of 24V and 48V battery banks. Detecting battery string imbalance is determined using innovative mid-point sensing technology providing time to address the issue before performance is significantly impacted.<br></p></td></tr></tbody></table><p><strong><br>SPECIFICATIONS</strong><br></p><table width="100%"><tbody><tr><td style="width: 48.2638%;"><span>Model</span></td><td style="width: 47.7362%;">XW 865-1080-01</td></tr><tr><td style="width: 48.2638%;"><span>Series</span></td><td style="width: 47.7362%;"><span>-</span></td></tr><tr><td style="width: 48.2638%;"><span>Manufacturer</span></td><td style="width: 47.7362%;">Schneider</td></tr></tbody></table><p><strong><br>GENERAL SPECIFICATIONS</strong><br></p><table width="100%"><tbody><tr><td style="width: 49.0244%;" data-mce-style="width: 49.0244%;"><span>Item Weight</span></td><td style="width: 47.9756%;" data-mce-style="width: 47.9756%;">.4lbs</td></tr><tr><td style="width: 49.0244%;" data-mce-style="width: 49.0244%;"><span>Dimensions (LxWxH)</span></td><td style="width: 47.9756%;" data-mce-style="width: 47.9756%;"><span>22 x 13 x 22 inches</span></td></tr></tbody></table><p><strong><br>Warranty</strong><br data-mce-fragment="1"></p><ul><li>Manufacturer 12 Years Lifetime LimitedÂ Warranty</li></ul><p>* Refer to warranty document for terms and conditions<br><br data-mce-fragment="1"><strong>Documentation</strong></p><table width="100%"><tbody><tr><td style="width: 24%;" data-mce-style="width: 24%;"><a href="https://www.solarflexion.com/v/vspfiles/files/pdfs/schneider-electric/865-1080-01_Data_Sheet.pdf" data-mce-href="https://www.solarflexion.com/v/vspfiles/files/pdfs/schneider-electric/865-1080-01_Data_Sheet.pdf"><span style="color: #2b00ff;" data-mce-style="color: #2b00ff;">Data Sheet</span></a></td></tr></tbody></table><p><br><strong>Detailed Information</strong></p><p><span>Conextâ„¢ Battery Monitor indicates hours of battery based runtime and determines battery bank state of charge. Conext Battery Monitor shares key battery bank parameters with Conext XW Pro or XW+ hybrid inverters improving overall system performance of 24V and 48V battery banks. Detecting battery string imbalance is determined using innovative mid-point sensing technology providing time to address the issue before performance is significantly impacted.</span></p><p><strong>High reliability</strong></p><p>Get the most out of battery based Conext inverter/charger systems</p><p>Highly Accelerated Life Testing (HALT)</p><p>Detect imbalance between battery-strings before it becomes an issue</p><p>Stand-alone application or integration with Conext XW Pro or Conext XW+ inverter/charger systems</p>
USSB100-0042 | 1441.11 | IBR-2-48-175 | Outback 2-shelf comprehensive battery enclosure (SKU Part Number IBR-2-48-175) | <p data-mce-fragment="1"><strong data-mce-fragment="1">Outback, Integrated Battery Rack, 2 Shelf Unit for 48V Systems, with String OCPD,IBR-2-48-175</strong></p><p data-mce-fragment="1"><br data-mce-fragment="1"></p><p data-mce-fragment="1">The OutBack Integrated Battery Rack is a full battery enclosure system that includes cell interconnects, cabling, series string overcurrent protection, and disconnects, all of which are easy to order and install. All electrical connections are made at the factory and shipped fully assembled, with the exception of the batteries, which can be easily added and connected on the job site.</p><p data-mce-fragment="1"><br data-mce-fragment="1"></p><p data-mce-fragment="1">The OutBack build, unlike standard steel racks, is made of powder-coated aluminum, resulting in a rack that looks clean and durable even in the most extreme conditions. Clear covers protect the batteries and electrical connections, allowing for visual inspection. The rack can hold up to eight (8) EnergyCell GH batteries and supports 48 volt systems.</p>
USWC001-0051 | 150.16 | ME-BMK-NS | Magnum ME-BMK-NS Battery Monitor Kit | <p data-mce-fragment="1"><strong data-mce-fragment="1">Magnum, Battery Monitoring Kit, State of Charge Meter, Does Not Include DC Shunt, ME-BMK-NS</strong></p><p data-mce-fragment="1">Magnum Energy's ME-BMK-NS (Battery Monitor Kit - No Shunt)* provides a "fuel gauge" form of meter for your battery bank. It keeps track of the battery bank's charge percentage, real-time amps, voltage, amp-hours in/out, and minimum/maximum DC volts. The sense module, sense, and communication cables are all included in the Battery Monitor Kit. The 500A/mV shunt is not included in this ME-BMK-NS, which is similar to the ME-BMK. However, in order for the Battery Monitor to operate, this shunt must be mounted in the battery system.</p><p data-mce-fragment="1">* A Magnum inverter with a "Network" port and a ME-RC (revision 2.0 or higher) or ME-ARC remote control is required for the ME-BMK-NS.</p><p data-mce-fragment="1"><strong data-mce-fragment="1">Features</strong></p><ul data-mce-fragment="1"><li data-mce-fragment="1"><strong data-mce-fragment="1">SafetyÂ </strong>-Â Real-time reporting of the state of charge of the battery.</li><li data-mce-fragment="1"><strong data-mce-fragment="1">Efficiency</strong>Â -Â The sense module and cables are included.</li><li data-mce-fragment="1"><strong data-mce-fragment="1">User Friendly</strong>Â -Â Installation and operation are easy.Â </li></ul><p><a href="https://cdn.shopify.com/s/files/1/0566/3408/1340/files/3665_570-0959_Data_Sheet.pdf?v=1676814509"><strong>SPEC SHEET</strong></a></p>
USSB100-0054 | 399.38 | MNLBC-W250 | Midnite Solar MNLBC-W250 Battery Combiner | <div id="main-container" class="theme-has-static-header" data-mce-fragment="1"><div id="content" class="shopping-layout-content" data-mce-fragment="1"><div id="ProductDetails.Full.View" class="view product-detail" data-root-component-id="ProductDetails.Full.View" data-mce-fragment="1"><div class="product-details-full" data-mce-fragment="1"><article class="product-details-full-content" data-mce-fragment="1"><section data-view="Product.Information" data-mce-fragment="1"><div class="product-details-information-content" data-mce-fragment="1"><div class="product-details-information-content-container" data-mce-fragment="1"><div role="tabpanel" data-mce-fragment="1"><div class="product-details-information-tab-content" data-type="information-content" data-action="tab-content" data-mce-fragment="1"><div role="tabpanel" class="product-details-information-tab-content-panel active" id="product-details-information-tab-0" data-action="pushable" data-id="product-details-information-0" data-pusher="sc-pushable-xs" data-mce-fragment="1" itemprop="description"><div id="product-details-information-tab-content-container-0" class="product-details-information-tab-content-container" data-type="information-content-text" data-mce-fragment="1"><p data-mce-fragment="1"><strong data-mce-fragment="1">Midnite Solar, Battery Combiner, 10 String Lithium Battery Combiner with 250A Disconnect, 80V/250A, NEMA 3R Enclosure, MNLBC-W250</strong></p></div></div></div></div><div id="banner-content-bottom" class="content-banner banner-content-bottom" data-mce-fragment="1"><br></div></div></div></section></article></div></div></div></div><footer id="site-footer" class="shopping-layout-footer" data-view="Footer" data-mce-fragment="1"><div class="footer-content" data-mce-fragment="1"><section class="footer-content-upper-section" data-mce-fragment="1"><div class="footer-content-upper" data-mce-fragment="1"><div class="footer-content-upper-icon-text" data-mce-fragment="1"><div class="footer-content-upper-primarytext" data-mce-fragment="1"><br></div></div><div class="row footer-content-upper-icon-text" data-mce-fragment="1"><div class="footer-content-upper-secondarytext" data-mce-fragment="1"><div data-view="SecondaryText" data-mce-fragment="1"><br data-mce-fragment="1"></div></div></div></div><div class="footer-content-newsletter" data-mce-fragment="1"><div class="newsletter-cct-area" data-cms-area="newsletter-cct-area" data-cms-area-filters="global" data-mce-fragment="1"><br data-mce-fragment="1"></div><div class="footer-content-social" data-mce-fragment="1"><br></div></div></section></div></footer>
USSS100-0069 | 809.23 | EXTCAB31 | Sonnen EXTCAB31 Battery Enclosure | <strong data-mce-fragment="1">sonnen, ECO Battery Extension Cabinet, holds 4 additional Batteries, EXTCAB31</strong>
USEC001-0067 | 36.49 | RTS | Morningstar RTS Remote Temperature Sensor | <p data-mce-fragment="1"><strong data-mce-fragment="1">Morningstar, Remote Temperature Sensor, RTS</strong></p><p data-mce-fragment="1">The Remote Temperature Sensor (RTS) from Morningstar increases battery charging in solar systems that undergo seasonal temperature changes. The RTS controls the temperature of the battery, and the controller uses this knowledge to make very precise temperature changes. If the temperature at the battery varies by more than 5Â°C (9Â°F) from the temperature at the controller, the RTS should be used.</p><p data-mce-fragment="1">Since the TriStar lacks on-board temperature compensation, temperature compensated charging requires the use of the RTS. If an RTS is not paired, other Morningstar controllers can use the on-board temperature sensor.</p>
USWC001-0052 | 8.78 | 4/0-X-FLEX-B | Cobra 4/0-X-FLEX-B 4/0 Battery Cable | <table width="100%" data-mce-fragment="1"><tbody data-mce-fragment="1"><tr data-mce-fragment="1"><td style="width: 955.59px;" data-mce-fragment="1" data-mce-style="width: 955.59px;"><strong>Cobra 4/0-X-FLEX-B 4/0 Battery Cable</strong></td></tr><tr data-mce-fragment="1"><td style="width: 955.59px;" data-mce-fragment="1" data-mce-style="width: 955.59px;"><p data-mce-fragment="1"><span>This product is designed to meet or exceed test requirements called for by Underwriters Laboratories and the National Electric Code. It is recommended for use in accordance with UL and CSA for internal wiring of uninterruptible power supply equipment, UL Standard 1778. Cobra's X-FLEX is also suitable for use in transformers, switchboard panels, controls, electronic circuits and meters. It can be used as battery cable, battery charger cable, motor lead, and power hookup cable. Approved for both the internal and external wiring of appliances.</span></p></td></tr></tbody></table><p><strong><br>SPECIFICATIONS</strong><br></p><table width="100%"><tbody><tr><td style="width: 48.2638%;"><span>Model</span></td><td style="width: 47.7362%;">4/0-X-FLEX-B</td></tr><tr><td style="width: 48.2638%;"><span>Series</span></td><td style="width: 47.7362%;"><span>-</span></td></tr><tr><td style="width: 48.2638%;"><span>Manufacturer</span></td><td style="width: 47.7362%;">Cobra</td></tr></tbody></table><p><strong><br>GENERAL SPECIFICATIONS</strong><br></p><table width="100%"><tbody><tr><td style="width: 49.0244%;" data-mce-style="width: 49.0244%;"><span>DEPTH</span></td><td style="width: 47.9756%;" data-mce-style="width: 47.9756%;"><span>12</span></td></tr><tr><td style="width: 49.0244%;" data-mce-style="width: 49.0244%;"><span>WIDTH</span></td><td style="width: 47.9756%;" data-mce-style="width: 47.9756%;"><span mce-data-marked="1">1</span></td></tr><tr><td style="width: 49.0244%;" data-mce-style="width: 49.0244%;"><span>HEIGHT</span></td><td style="width: 47.9756%;" data-mce-style="width: 47.9756%;"><span mce-data-marked="1">1</span></td></tr></tbody></table><p><strong><br>Warranty</strong><br data-mce-fragment="1"></p><ul><li>Manufacturer 25 Years Lifetime LimitedÂ Warranty</li></ul><p>* Refer to warranty document for terms and conditions<br><br data-mce-fragment="1"><strong>Documentation</strong></p><table width="100%"><tbody><tr><td style="width: 24%;" data-mce-style="width: 24%;"><a href="https://cdn.shopify.com/s/files/1/0079/6003/5417/files/X-FLEXSpecs.pdf"><span style="color: #2b00ff;" data-mce-style="color: #2b00ff;">Data Sheet</span></a></td></tr></tbody></table><p><br><strong>Detailed Information</strong></p><p><strong>Single Conductor Multi Listed Flexible Wire</strong><span>Â is a Class K flexing service wire made with 30 AWG fine conductor stranding for superior flexibility. Constructed of soft annealed bare copper (NO ALUMINUM!) to ASTM Specification B172. Insulated with an extra-flexible extruded, high dielectric PVC jacket that resists abrasion, oils, acids, heat, flame, and moisture, and performs reliably in severe cold temperatures and high heat conditions.</span></p><p>Excellent oil, heat, acid, and moisture resistance</p><p>Class K Flexing Service Wire constructed with 30 AWG stranding for superior flexibility</p><p><strong>High reliability</strong></p><p>Internal appliance wiring, electronic circuits, switchboards, fluorescent ballasts, instrument panels, recreational vehicles</p><p>Motor and transformer leads, hookup wire, and boat cable</p><p><strong>Certification</strong></p><p>Meets UL VW-1 and CSA FT1 flame test requirements</p><p>UL Listed and Approved for 600V</p><p>Meets or exceeds UL, ABYC and SAE standards</p><p>NEC types Machine Tool Wire and THHW</p><p>1/0 to 750 MCM are CT (Cable Tray) approved</p><p>UL AWM styles 1232, 1284, 1338</p><p>6 AWG also UL1337, 1 to 4/0 also UL1338</p><p>CSA Certified. TEW FT-1 for 6 to 4/0 AWG, AWM I A/B FT-1 for 250 to 750 MCM</p>
USWC001-0053 | 6.03 | 2/0-X-FLEX-B | 2/0-X-FLEX-B 2/0 Black Battery Cable | <h4 class="product-details-full-content-header-title" itemprop="name"><strong>Battery Cable, Code Approved THW, Black, 2/0 x 5', with 3/8" lugs</strong></h4>
USSS100-0016 | 2008.84 | BI-EUSGN-02 | Solaredge BI-EUSGN-02 Energy Hub Backup Interface | <p data-sourcepos="5:1-5:277" data-mce-fragment="1">The SolarEdge BI-EUSGN-02 Energy Hub Backup Interface is a device that allows you to connect your SolarEdge solar inverter to a battery storage system. It has a number of features that make it ideal for use with battery storage, such as support for islanding and load shedding.</p><p data-sourcepos="7:1-7:18" data-mce-fragment="1"><strong data-mce-fragment="1">Specifications</strong></p><ul data-sourcepos="9:1-19:0" data-mce-fragment="1"><li data-sourcepos="9:1-9:20" data-mce-fragment="1">Model: BI-EUSGN-02</li><li data-sourcepos="10:1-10:25" data-mce-fragment="1">Manufacturer: SolarEdge</li><li data-sourcepos="11:1-11:24" data-mce-fragment="1">Type: Backup interface</li><li data-sourcepos="12:1-12:34" data-mce-fragment="1">Input Voltage Range: 200-900 VDC</li><li data-sourcepos="13:1-13:21" data-mce-fragment="1">Output Power: 10 kW</li><li data-sourcepos="14:1-14:25" data-mce-fragment="1">Efficiency: Up to 98.8%</li><li data-sourcepos="15:1-15:43" data-mce-fragment="1">Operating Temperature Range: -40 to +60Â°C</li><li data-sourcepos="16:1-16:18" data-mce-fragment="1">Weight: 73 lbs</li><li data-sourcepos="17:1-17:37" data-mce-fragment="1">Dimensions: (LxWxH): 8.62 x 13.88 x 20.59 inches</li><li data-sourcepos="18:1-19:0" data-mce-fragment="1">Warranty: 10 years</li></ul><p data-sourcepos="20:1-20:24" data-mce-fragment="1"><strong data-mce-fragment="1">Detailed Information</strong></p><ul data-sourcepos="22:1-27:0" data-mce-fragment="1"><li data-sourcepos="22:1-22:105" data-mce-fragment="1"><strong data-mce-fragment="1">Supports islanding</strong>, which allows the inverter to continue to power loads even when the grid is down</li><li data-sourcepos="23:1-23:142" data-mce-fragment="1"><strong data-mce-fragment="1">Load shedding</strong>, which allows the inverter to automatically disconnect non-essential loads during a power outage to preserve battery power</li><li data-sourcepos="24:1-24:46" data-mce-fragment="1"><strong data-mce-fragment="1">Built-in DC disconnect switch</strong><span data-mce-fragment="1">Â </span>for safety</li><li data-sourcepos="25:1-25:88" data-mce-fragment="1"><strong data-mce-fragment="1">Compatible with SolarEdge solar inverters</strong><span data-mce-fragment="1">Â </span>and a variety of battery storage systems</li><li data-sourcepos="26:1-27:0" data-mce-fragment="1"><strong data-mce-fragment="1">10-year warranty</strong><span data-mce-fragment="1">Â </span>for peace of mind</li></ul>
USSG001-0002 | 14488.66 | RG04845ANAX | Generac Protector RG04845ANAX 48.0KW Standby Generator | <p data-mce-fragment="1">The Generac RG04845ANAX is a pure sine wave inverter with automatic transfer switch that is designed for commercial and industrial applications. The inverter has a capacity of 45kW and can be used to power a wide variety of equipment. The automatic transfer switch provides seamless transition between grid power and battery power in the event of a power outage.</p><p data-mce-fragment="1">The Generac RG04845ANAX is a high-quality inverter that is made with durable components. The inverter is also backed by a 5-year warranty.</p><strong>Features</strong><br><ul><li>ProtectorÂ® QS Premium-Grade Emergency Standby Generator</li><li>Designed for luxury homes &amp; small commercial buildings</li><li>*Automatic Operation Only*</li><li>Requires automatic transfer switch (Not Included)</li><li>Fully automatic operation when paired with Generac Smart Switch</li><li>Operates On Clean Burning, Efficient Natural Gas or LP (Vapor)</li><li>Connects to your existing LP or natural gas fuel supply</li><li>4.5L Generac Inline 4-Cylinder Liquid-Cooled Engine</li><li>Hydraulic lifters for improved performance &amp; less maintenance</li><li>Operates at half the speed of other engines (1800 vs. 3600 RPM)</li></ul><p><strong>Specifications</strong></p><ul><li><span data-mce-fragment="1">Type: Synchronous</span></li><li><span data-mce-fragment="1">Rotoe Insulation Class: F</span></li><li><span data-mce-fragment="1">Stator Insulation Class: H</span></li><li><span data-mce-fragment="1">Telephone Interence Factor (TIF): &lt;50</span></li><li><span data-mce-fragment="1">Aiternator Output Leads 1-Phase: 4 Wire</span></li><li><span data-mce-fragment="1">Aiternator Output Leads 3-Phase: 6 Wire</span></li><li><span data-mce-fragment="1">Bearings: Sealed Ball</span></li><li><span data-mce-fragment="1">Coupling: Flexible Disc</span></li><li><span data-mce-fragment="1">Excition System: Brushless</span></li></ul><p><a href="https://cdn.shopify.com/s/files/1/0566/3408/1340/files/rg048-rg060-rg080-spec-sheet-a0000373704-rev-e_5.pdf?v=1691061815"><span data-mce-fragment="1">DATASHEET</span></a></p>
USSS100-0107 | 4097.34 | 7038 | Generac 7038 20.0KW Standby Generator | <p data-mce-fragment="1">Generac, a name synonymous with reliability, brings you the Guardian Series 7038 - a 20kW standby generator designed to provide you with peace of mind during unexpected power outages. Whether you're running on liquid propane or natural gas, this robust unit kicks in within seconds of detecting power loss and continues to operate until utility power is restored.</p><h3 data-mce-fragment="1">Key Features &amp; Benefits</h3><p data-mce-fragment="1"><strong data-mce-fragment="1">Automatic Start and Stop</strong></p><ul data-mce-fragment="1"><li data-mce-fragment="1">Equipped with an Automatic Starting System, this generator ensures you never have to be without power.</li></ul><p data-mce-fragment="1"><strong data-mce-fragment="1">Built to Last</strong></p><ul data-mce-fragment="1"><li data-mce-fragment="1">Powered by the Generac G-Force Engine, known for its reliability, pressure lubrication, and low maintenance requirements.</li></ul><p data-mce-fragment="1"><strong data-mce-fragment="1">Clean, Stable Power</strong></p><ul data-mce-fragment="1"><li data-mce-fragment="1">True Power Technology minimizes harmonic distortion to less than 5%, ensuring safe and efficient operation of sensitive electronics and appliances.</li></ul><p data-mce-fragment="1"><strong data-mce-fragment="1">Versatile and User-Friendly</strong></p><ul data-mce-fragment="1"><li data-mce-fragment="1">Comes with Generacâ€™s Evolution Controller, featuring a multi-lingual LCD display that monitors battery and maintenance schedules.</li></ul><p data-mce-fragment="1"><strong data-mce-fragment="1">Made in the USA</strong></p><ul data-mce-fragment="1"><li data-mce-fragment="1">Generac generators are designed and constructed in the USA, backed by a robust customer service network offering 24/7 support.</li></ul><p data-mce-fragment="1"><strong data-mce-fragment="1">Low Oil Alert and Hour Meter</strong></p><ul data-mce-fragment="1"><li data-mce-fragment="1">Added features such as low oil alert and an hour meter ensure you're always in the know about your generator's status.</li></ul><p data-mce-fragment="1"><strong data-mce-fragment="1">No Transfer Switch Included</strong></p><ul data-mce-fragment="1"><li data-mce-fragment="1">The model does not include a transfer switch, allowing you to choose one that best suits your needs.</li></ul><p data-mce-fragment="1"><strong data-mce-fragment="1">Warranty</strong></p><ul data-mce-fragment="1"><li data-mce-fragment="1">5-Year Manufacturer Lifetime Warranty for added peace of mind.</li></ul><h4 data-mce-fragment="1">Specifications</h4><ul data-mce-fragment="1"><li data-mce-fragment="1"><strong data-mce-fragment="1">Model</strong>: 7038</li><li data-mce-fragment="1"><strong data-mce-fragment="1">Series</strong>: Guardian</li><li data-mce-fragment="1"><strong data-mce-fragment="1">Starting System</strong>: Automatic</li><li data-mce-fragment="1"><strong data-mce-fragment="1">Fuel Type</strong>: LP or Natural Gas</li><li data-mce-fragment="1"><strong data-mce-fragment="1">Cooling System</strong>: Air-Cooled</li><li data-mce-fragment="1"><strong data-mce-fragment="1">Weight</strong>: 448 lbs</li><li data-mce-fragment="1"><strong data-mce-fragment="1">Dimensions</strong>: 48L x 25W x 29H</li><li data-mce-fragment="1"><strong data-mce-fragment="1">Battery Requirement</strong>: Group 26R, 12V, 540 CCA Min (Not Included)</li></ul><p data-mce-fragment="1">Generacâ€™s Guardian Series 7038 generator provides unmatched performance with maximum flexibility. Its 20,000 LP Watts and 18,000 NG Watts ensure that you have enough power to meet your needs. Invest in the reliability and performance of Generac and ensure that youâ€™re never left in the dark.</p><br>
USSS100-0108 | 356.06 | 5685 | Generac 5685 Air Cooled Generator Transport Cart | <table width="100%" data-mce-fragment="1"><tbody data-mce-fragment="1"><tr data-mce-fragment="1"><td style="width: 955.59px;" data-mce-fragment="1" data-mce-style="width: 955.59px;"><strong>Generac 5685 Air Cooled Generator Transport Cart</strong></td></tr><tr data-mce-fragment="1"><td style="width: 955.59px;" data-mce-fragment="1" data-mce-style="width: 955.59px;"><p data-mce-fragment="1"><span>The generator transport cart is designed to allow a single individual to move and position any of the air-cooled generators without the need for additional people or equipment. Large wheels and a wide handle take the strain off transportation. By attaching the cart to the generator through the lifting holes, the generator is lifted from the pallet by leverage and is easily wheeled to the appropriate location for final setting. The cart is compatible with any air-cooled Generac model.</span></p></td></tr></tbody></table><p><strong><br>SPECIFICATIONS</strong><br></p><table width="100%"><tbody><tr><td style="width: 48.2638%;"><span>Model</span></td><td style="width: 47.7362%;">5685</td></tr><tr><td style="width: 48.2638%;"><span>Series</span></td><td style="width: 47.7362%;"><span>-</span></td></tr><tr><td style="width: 48.2638%;"><span>Manufacturer</span></td><td style="width: 47.7362%;">Generac</td></tr></tbody></table><p><br><strong>GENERAL SPECIFICATIONS</strong><br></p><table width="100%"><tbody><tr><td style="width: 49.0244%;" data-mce-style="width: 49.0244%;"><div class="ux-labels-values__labels col-6"><div class="ux-labels-values__labels-content"><div><span class="ux-textspans">Equipment Type</span></div></div></div></td><td style="width: 47.9756%;" data-mce-style="width: 47.9756%;"><span>Transport Cart</span></td></tr><tr><td style="width: 49.0244%;" data-mce-style="width: 49.0244%;"><span>Color</span></td><td style="width: 47.9756%;" data-mce-style="width: 47.9756%;">Clear<br></td></tr><tr><td style="width: 49.0244%;" data-mce-style="width: 49.0244%;"><span>Weight</span></td><td style="width: 47.9756%;" data-mce-style="width: 47.9756%;"><div class="ux-layout-section__row"><div data-testid="ux-labels-values" class="ux-labels-values col-12 ux-labels-values--weight"><div class="ux-labels-values__values col-6"><div class="ux-labels-values__values-content"><div><span class="ux-textspans">62 lbs</span></div></div></div></div></div></td></tr><tr><td style="width: 49.0244%;" data-mce-style="width: 49.0244%;"><div class="prodSpecTitle">Frequency</div></td><td style="width: 47.9756%;" data-mce-style="width: 47.9756%;">60Hz<br></td></tr></tbody></table><p><strong><br>Warranty</strong><br data-mce-fragment="1"></p><ul><li>Manufacturer 10 Years Warranty</li></ul><p>* Refer to warranty document for terms and conditions<br><br data-mce-fragment="1"><strong>Documentation</strong></p><table width="100%"><tbody><tr><td style="width: 24%;" data-mce-style="width: 24%;"><a href="https://connect.soligent.net/site/Item%20Documents/2293_140-0014%20Spec%20Sheet.pdf"><span style="color: #2b00ff;" data-mce-style="color: #2b00ff;">Data Sheet</span></a></td></tr></tbody></table><p><br><strong>Detailed Information</strong></p><p><span>The Generator Transport Cart is designed to allow a single individual to move and position any of the air-cooled generators without the need for additional people or equipment.<span>Â </span></span><span>Large wheels and a wide handle take the stress out of transport.<span>Â </span></span><span>By attaching the cart to the generator through the lifting holes, the generator is lifted off the pallet by lever and easily rolled to the proper location for final adjustment.<span>Â </span></span><span>The cart is compatible with any air-cooled Generac model.</span></p><p>The generator transport cart will help move the air-cooled standby generator from the truck to the installation site</p><p>Allows a single person to easily maneuver any Centurion air-cooled standby generator to the desired location</p><p><strong>High Reliability</strong></p><p><span>Large wheels and a wide handle take the hassle out of transporting</span></p><p>Works with all Guardian air-cooled models</p>
USSG001-0001 | 16560.1 | RG04845C | Generac Protector RG04845C 48.0KW Standby Generator | <p>The Generac RG04845C is a pure sine wave inverter that is designed for commercial and industrial applications. The inverter has a capacity of 45kW and can be used to power a wide variety of equipment. The inverter is also backed by a 5-year warranty.</p><p><span data-mce-fragment="1"><strong>Features</strong><br data-mce-fragment="1"><br data-mce-fragment="1"></span></p><ul><li><span data-mce-fragment="1">The Generac 4.5L is a purpose-built engine designed from the ground up by Generac and made in Wisconsin. Generac is one of the only manufacturers to design &amp; produce a complete generator which includes our own engine, alternator, fuel system, controller and enclosure in the U.S.</span></li><li><span data-mce-fragment="1">Generacâ€™s 22kW to 150kW product packs more power into a smaller footprint - ideal when space is a premium. The neutral styling, color and small footprint fits unobtrusively into landscaping.</span></li><li><span data-mce-fragment="1">The Generac 4.5L engine intensifies best-in-industry performance and reliability. The purpose-built engine is at the heart of a new generator designed from the ground up by Generac and made in Wisconsin, USA. Generac is one of the few manufacturers producing a complete generator â€“ engine, alternator and controller.</span></li></ul><p><strong>Specification</strong></p><ul><li>Type: Synchronous</li><li>Rotoe Insulation Class: F</li><li>Stator Insulation Class: H</li><li>Telephone Interence Factor (TIF): &lt;50</li><li>Aiternator Output Leads 1-Phase: 4 Wire</li><li>Aiternator Output Leads 3-Phase: 6 Wire</li><li>Bearings: Sealed Ball</li><li>Coupling: Flexible Disc</li><li>Excition System: Brushless</li></ul><p><a href="https://cdn.shopify.com/s/files/1/0566/3408/1340/files/rg048-rg060-rg080-spec-sheet-a0000373704-rev-e_5.pdf?v=1691061815">DATASHEET</a></p><p><strong><br></strong></p>
USSS100-0109 | 558.47 | RXSW100A3 | Generac RXSW100A3 100A Automatic Transfer Switch | <table data-mce-fragment="1" width="100%"><tbody data-mce-fragment="1"><tr data-mce-fragment="1"><td data-mce-fragment="1" style="width: 955.59px;" data-mce-style="width: 955.59px;"><strong>Generac RXSW100A3 100A Automatic Transfer Switchï»¿</strong></td></tr><tr data-mce-fragment="1"><td data-mce-fragment="1" style="width: 955.59px;" data-mce-style="width: 955.59px;"><p><span>This 100 amp automatic transfer switch is used for transferring electrical load from a utility (normal) power source to a generator (standby) power source. Transfer of electrical loads occurs automatically when the utility power source has failed or is substantially reduced and the generator source voltage and frequency have reached an acceptable level. The transfer switch prevents electrical feedback between two different power sources (such as the utility and generator sources) and, for that reason, codes require it in all standby electric system installations. The transfer switch consists of a transfer mechanism, utility service disconnect circuit breaker and a Smart A/C module incorporating fuses and two terminal blocks for transfer switch connections.</span></p></td></tr></tbody></table><p><strong><br>SPECIFICATIONS</strong></p><table width="100%"><tbody><tr><td style="width: 48.2638%;"><span>Model</span></td><td style="width: 47.7362%;">RXSW100A3</td></tr><tr><td style="width: 48%;"><span>Series</span></td><td style="width: 48%;">-</td></tr><tr><td style="width: 48.2638%;"><span>Manufacturer</span></td><td style="width: 47.7362%;">Generac</td></tr></tbody></table><p><strong><br>GENERAL SPECIFICATION</strong><br></p><table width="100%"><tbody><tr data-mce-fragment="1"><td style="width: 48%;">AMPS</td><td style="width: 48%;">200</td></tr><tr data-mce-fragment="1"><td style="width: 48%;">VOLTAGE</td><td style="width: 48%;">120/240 1Ã˜</td></tr><tr data-mce-fragment="1"><td style="width: 48%;">LOAD TRANSITION TYPE (AUTOMATIC)</td><td style="width: 48%;">OPEN TRANSITION SERVICE RATED</td></tr><tr data-mce-fragment="1"><td style="width: 48%;">ENCLOSURE TYPE</td><td style="width: 48%;">NEMA 3R</td></tr><tr data-mce-fragment="1"><td style="width: 48%;">COMPLIANCE</td><td style="width: 48%;">UL 1008</td></tr><tr data-mce-fragment="1"><td style="width: 48%;">WITHSTAND RATING (AMPS)</td><td style="width: 48%;">20000</td></tr><tr data-mce-fragment="1"><td style="width: 48%;">LUG RANGE</td><td style="width: 48%;">250 MCM - #6</td></tr></tbody></table><p><strong><br>Warranty</strong><br data-mce-fragment="1"></p><ul><li>5 Years</li></ul><p>* Refer to warranty document for terms and conditions</p>
USSS100-0111 | 5912.47 | 7043-3 | Generac Guardian 7043-3 22.0KW Standby Generator | <p data-mce-fragment="1">The Generac 19.5 / 22 Kilowatt Guardian Series Standby Generator is equipped with a 200-Amp, Service Entrance Rated, NEMA 3R Automatic Transfer Switch, ensuring continuous power supply for your entire home during any power outage. The 7043 model is a permanently connected standby generator with an automatic transfer switch, making it effortlessly compatible with your homeâ€™s existing natural gas (19.5kW) or LP Gas (22kW) supply. It works diligently, monitoring your home's electrical supply around the clock, activating automatically upon detecting any power outages, and only ceases operation once utility power is restored.</p><p data-mce-fragment="1"><strong data-mce-fragment="1">SPECIFICATIONS</strong>:</p><ul data-mce-fragment="1"><li data-mce-fragment="1"><strong data-mce-fragment="1">Model</strong>: 7043-3</li><li data-mce-fragment="1"><strong data-mce-fragment="1">Series</strong>: Guardian</li><li data-mce-fragment="1"><strong data-mce-fragment="1">Manufacturer</strong>: Generac</li></ul><p data-mce-fragment="1"><strong data-mce-fragment="1">GENERAL SPECIFICATIONS</strong>:</p><ul data-mce-fragment="1"><li data-mce-fragment="1"><strong data-mce-fragment="1">Starting System</strong>: Automatic Start</li><li data-mce-fragment="1"><strong data-mce-fragment="1">Low Oil Alert</strong>: Yes</li><li data-mce-fragment="1"><strong data-mce-fragment="1">Hour Meter</strong>: Yes</li><li data-mce-fragment="1"><strong data-mce-fragment="1">Battery Requirement</strong>: Group 26R, 12V, 540 CCA Min (Not Included)</li><li data-mce-fragment="1"><strong data-mce-fragment="1">Mounting Pad</strong>: Composite Base Attached</li><li data-mce-fragment="1"><strong data-mce-fragment="1">Dimensions</strong>: 48L x 25W x 29H</li><li data-mce-fragment="1"><strong data-mce-fragment="1">Cooling System</strong>: Air Cooled</li></ul><p data-mce-fragment="1"><strong data-mce-fragment="1">Warranty</strong>:</p><ul data-mce-fragment="1"><li data-mce-fragment="1">Manufacturer offers a 5 Year Lifetime Warranty. (<em data-mce-fragment="1">Please refer to the warranty document for detailed terms and conditions.</em>)</li></ul><p data-mce-fragment="1"><strong data-mce-fragment="1"></strong><strong data-mce-fragment="1">Detailed Information</strong>:</p><ul data-mce-fragment="1"><li data-mce-fragment="1"><p data-mce-fragment="1"><strong data-mce-fragment="1">Engine</strong>: The Generac 7043-3 is powered by the robust Generac G-Force Engine. This engine stands out for its strength and stability, can endure intense usage, is pressure-lubricated, and demands less routine maintenance than its counterparts.</p></li><li data-mce-fragment="1"><p data-mce-fragment="1"><strong data-mce-fragment="1">Power</strong>: It offers a maximum of 22,000 LP Watts and 19,500 NG Watts.</p></li><li data-mce-fragment="1"><p data-mce-fragment="1"><strong data-mce-fragment="1">True Power Technology</strong>: This technology reduces harmonic distortion to less than 5%, ensuring a cleaner power quality for delicate devices and appliances.</p></li><li data-mce-fragment="1"><p data-mce-fragment="1"><strong data-mce-fragment="1">Controller</strong>: It's equipped with Generacâ€™s Evolution Controller. This LCD display keeps an eye on the battery, monitors maintenance schedules, and can be operated in multiple languages.</p></li><li data-mce-fragment="1"><p data-mce-fragment="1"><strong data-mce-fragment="1">Reliability</strong>: Generac is committed to excellent customer service, offering 24/7 support throughout the year.</p></li><li data-mce-fragment="1"><p data-mce-fragment="1"><strong data-mce-fragment="1">Made in the USA</strong>: Both Generac generators and their engines are proudly manufactured in the USA.</p></li><li data-mce-fragment="1"><p data-mce-fragment="1"><strong data-mce-fragment="1">Note</strong>: This model does not come with a Transfer Switch.</p></li><li data-mce-fragment="1"><a href="https://cdn.shopify.com/s/files/1/0566/3408/1340/files/7043-3.pdf?v=1691572545">Datasheet</a></li></ul>
USSG001-0006 | 3409.73 | 7172-0 | Generac Guardian 7172-0 10.0KW Standby Generator | <p data-mce-fragment="1">The Generac Guardian 7172-0 10.0KW Standby Generator is a reliable and powerful backup power solution for your home. With a 100-Amp 16-Circuit Load Center Automatic Transfer Switch and standard Wi-Fi Mobile Link remote monitoring, it provides automatic backup power during outages. As the number 1 selling brand in America, Generac Guardian is the preferred choice for seven out of ten homeowners seeking a home standby generator. The unit is designed to replace the Model 7030 Generac 9kW and comes equipped with a 16-Space 24-circuit Load-Center ATS, allowing it to power up to 24 pre-selected circuits.</p><p data-mce-fragment="1"><strong data-mce-fragment="1">Specifications:</strong></p><ul data-mce-fragment="1"><li data-mce-fragment="1"><strong data-mce-fragment="1">Model:</strong> 7172-0</li><li data-mce-fragment="1"><strong data-mce-fragment="1">Series:</strong> Guardian</li><li data-mce-fragment="1"><strong data-mce-fragment="1">Manufacturer:</strong> Generac</li></ul><p data-mce-fragment="1"><strong data-mce-fragment="1">General Specifications:</strong></p><ul data-mce-fragment="1"><li data-mce-fragment="1"><strong data-mce-fragment="1">Starting System:</strong> Automatic Start</li><li data-mce-fragment="1"><strong data-mce-fragment="1">Low Oil Alert:</strong> Yes</li><li data-mce-fragment="1"><strong data-mce-fragment="1">Hour Meter:</strong> Yes</li><li data-mce-fragment="1"><strong data-mce-fragment="1">Battery Requirement:</strong> Group 26R 12-Volt 540 CCA</li><li data-mce-fragment="1"><strong data-mce-fragment="1">Mounting Pad:</strong> Attached</li><li data-mce-fragment="1"><strong data-mce-fragment="1">Weight:</strong> 338 lbs</li><li data-mce-fragment="1"><strong data-mce-fragment="1">Dimensions:</strong> 48L x 25W x 28H</li><li data-mce-fragment="1"><strong data-mce-fragment="1">Cooling System:</strong> Air Cooled</li></ul><p data-mce-fragment="1"><strong data-mce-fragment="1">Warranty:</strong> Manufacturer 5 Year Lifetime Warranty</p><p data-mce-fragment="1"><strong data-mce-fragment="1">Documentation:</strong></p><ul data-mce-fragment="1"><li data-mce-fragment="1">Data Sheet</li></ul><p data-mce-fragment="1"><strong data-mce-fragment="1">Detailed Information:</strong> The Generac Guardian 7172-0 features the G-Force 400 Series 460cc single-cylinder engine, a pressure-lubricated engine designed for reliability and durability. The G-Flex variable speed technology enables the generator to run at various speeds for efficient performance. The generator produces 9000 watts on natural gas and 10kW on LP, making it suitable for different fuel sources.</p><p data-mce-fragment="1">The unit includes a 16-circuit transfer switch with a 100-amp, indoor and outdoor rated NEMA 3R transfer switch with an aluminum enclosure. Generacâ€™s Evolutionâ„¢ Controller with an LCD display allows users to monitor battery status and maintenance intervals for optimal performance. True Power Technology ensures clean and reliable power delivery for sensitive electronics and appliances.</p><p data-mce-fragment="1">Remote Wireless Monitoring allows you to stay connected and monitor the unit's status 24/7 from various devices, including cell phones, tablets, laptops, and PCs.</p>
USSG001-0008 | 4686.24 | 7163 | Generac Ecogen 7163 15.0KW Off-grid Standby Generator | <p data-mce-fragment="1">Generac 7163 15kW Ecogen is the first of its kind to supplement alternative energy sources. Software programs the unit to tie itself to other sources and fill the energy gap whenever required. The unit runs quietly and smoothly. The 15kW 7163 produces clean energy and has low emissions.</p><p data-mce-fragment="1">It has an oil circulation system that keeps it running efficiently without any need for maintenance. Usually, all generators need maintenance every 100 hours but with the 7163 you can wait till 500 hours to perform maintenance tasks. This extended run capability makes this model a very preferable choice with homeowners and those that live off the grid. RhinoCoatâ„¢ powder-coated finish makes corrosion-free aluminum ideal for all weather conditions. It can be installed only 18â€ from the building.</p><p data-mce-fragment="1"><strong data-mce-fragment="1">SPECIFICATIONS</strong></p><ul data-mce-fragment="1"><li data-mce-fragment="1"><strong data-mce-fragment="1">Model</strong>: 7163</li><li data-mce-fragment="1"><strong data-mce-fragment="1">Series</strong>: -</li><li data-mce-fragment="1"><strong data-mce-fragment="1">Manufacturer</strong>: Generac</li></ul><p data-mce-fragment="1"><strong data-mce-fragment="1">GENERAL SPECIFICATIONS</strong></p><ul data-mce-fragment="1"><li data-mce-fragment="1"><strong data-mce-fragment="1">Product Length (in.)</strong>: 48</li><li data-mce-fragment="1"><strong data-mce-fragment="1">Product Width (in.)</strong>: 25</li><li data-mce-fragment="1"><strong data-mce-fragment="1">Weight</strong>: 526</li><li data-mce-fragment="1"><strong data-mce-fragment="1">Maximum Watts (LP)</strong>: 15000</li></ul><p data-mce-fragment="1"><strong data-mce-fragment="1">Warranty</strong></p><p data-mce-fragment="1">Manufacturer 3 Years Warranty</p><ul data-mce-fragment="1"><li data-mce-fragment="1">Refer to warranty document for terms and conditions</li></ul><p data-mce-fragment="1"><strong data-mce-fragment="1">Documentation</strong></p><p data-mce-fragment="1"><a href="https://cdn.shopify.com/s/files/1/0566/3408/1340/files/ecogen_brochure.pdf?v=1691491668" data-mce-href="https://cdn.shopify.com/s/files/1/0566/3408/1340/files/ecogen_brochure.pdf?v=1691491668">Data Sheet</a></p><p data-mce-fragment="1"><strong data-mce-fragment="1">Detailed Information</strong></p><p data-mce-fragment="1">It has an oil circulation system that keeps it running efficiently without any need for maintenance. Usually, all generators need maintenance every 100 hours but with the 7163 you can wait till 500 hours to perform maintenance tasks. This extended run capability makes this model a very preferable choice with homeowners and those that live off the grid. RhinoCoatâ„¢ powder-coated finish makes corrosion-free aluminum ideal for all weather conditions. It can be installed only 18â€ from the building.</p><p data-mce-fragment="1">This model produces the same quality as the utility power. With less than 2% Total Harmonic Distortion, you can use it for almost all sensitive daily used electronics with microchips. This includes modern HVACs, laptops, cell phones, and tablets.</p><p data-mce-fragment="1"><strong data-mce-fragment="1">High Reliability</strong></p><p data-mce-fragment="1">The cleanest running, low emissions solution to recharging your homeâ€™s batteries. Extended Run Capability: This innovative oil circulation system extends the maintenance period by an unprecedented 5 times the industry standard by offering 500-hour maintenance intervals.</p>
USSE100-0089 | 119.61 | APKE00032 | Generac Pwrcell APKE00032 Current Transformer Kit | <table width="100%" data-mce-fragment="1"><tbody data-mce-fragment="1"><tr data-mce-fragment="1"><td style="width: 955.59px;" data-mce-fragment="1" data-mce-style="width: 955.59px;"><strong>Generac Pwrcell APKE00032 Current Transformer Kit</strong></td></tr><tr data-mce-fragment="1"><td style="width: 955.59px;" data-mce-fragment="1" data-mce-style="width: 955.59px;"><p data-mce-fragment="1"><span>Solar-plus-storage is simple with the Generac PWRcell Inverter. This bi-directional, REbus-powered inverter offers a simple, efficient design for integrating smart batteries with solar. Ideal for self-supply, backup power, zero-export and energy cost management, the PWRcell inverter is the industryâ€™s most feature-rich line of inverters, available in single-phase and three-phase models.</span></p><p><strong>SPECIFICATIONS</strong><br></p><table width="100%"><tbody><tr><td style="width: 48.2638%;" data-mce-style="width: 48.2638%;"><span>Model</span></td><td style="width: 47.7362%;" data-mce-style="width: 47.7362%;">APKE00032</td></tr><tr><td style="width: 48.2638%;" data-mce-style="width: 48.2638%;"><span>Series</span></td><td style="width: 47.7362%;" data-mce-style="width: 47.7362%;"><span>-</span></td></tr><tr><td style="width: 48.2638%;" data-mce-style="width: 48.2638%;"><span>Manufacturer</span></td><td style="width: 47.7362%;" data-mce-style="width: 47.7362%;">Generac<br></td></tr></tbody></table></td></tr></tbody></table><p><br><strong>GENERAL SPECIFICATIONS</strong><br></p><p><strong>Warranty</strong><br data-mce-fragment="1"></p><ul><li>Manufacturer 12 Years Warranty</li></ul><p>* Refer to warranty document for terms and conditions<br data-mce-fragment="1"><strong>Documentation</strong></p><table width="100%"><tbody><tr><td style="width: 24%;" data-mce-style="width: 24%;"><span style="color: #2b00ff;" data-mce-style="color: #2b00ff;">Data Sheet</span></td></tr></tbody></table><p><br><strong>Detailed Information</strong></p><p><span>The CT accessory kit includes two PWRcell Current Transformers (CTs) and an internet adapter. This kit can be used to replace lost or damaged CTs or to provide an additional set of CTs for split electrical services.</span></p>
USSS100-0114 | 247.49 | 7006 | Generac 7006 100A Smart Management Module for Automatic Load Shedding | <p data-mce-fragment="1"><strong data-mce-fragment="1">Generac, Smart Management Module (SMM) 100A for Automatic Load Shedding, use with Load Management ATS or Gen-Set, 7006</strong></p><p data-mce-fragment="1">Control loads independent of the automatic transfer switch. The Generac Smart Management Module 7006 manages 240-Volt 100-Amp Loads. Load Priority Setting determines which loads start and run first. Up to 8 Smart Management Modules per Generac Standby System control different loads with priorities set from 1-8.</p><p data-mce-fragment="1">A 240-Volt circuit from the circuit breaker panel supplies each Smart Management Module. During utility operation, the appliance or load operates normally. Under generator power, each load connected through a smart management module runs according to priority to optimize generator power. If the generator frequency falls below a specific threshold, the Generac SMM sheds the load.Â </p><p data-mce-fragment="1"><a href="https://cdn.shopify.com/s/files/1/0566/3408/1340/files/2706_577-0228_Spec_Sheet.pdf?v=1676739574"><strong>SPEC SHEET</strong></a><br></p>
USSS100-0115 | 3012.32 | 7173 | Generac Guardian 7173 13.0KW Standby Generator | <p><strong>Experience Unmatched Power and Reliability with Generacâ€™s Guardian Series 13kW Stand-By Generator</strong></p><p>Generac, the #1 selling home standby generator brand, presents the Guardian Series 13kW stand-by generator, designed to provide seamless power backup for your home or business. With a 5-year warranty and cutting-edge technology, this generator is a reliable and cost-effective choice for power contingency planning. Now featuring FREE Mobile Link, you can monitor your generatorâ€™s status remotely from anywhere in the world via your smartphone, tablet, or computer.</p><h3>Key Features &amp; Benefits</h3><p><strong>Engineered for Longevity</strong></p><ul><li>Featuring Generacâ€™s purpose-built G-force engine, the 13kW generator is designed for the long haul, requiring less routine maintenance than competitive models.</li></ul><p><strong>True Power Technology</strong></p><ul><li>Delivers best-in-class power quality with less than 5% total harmonic distortion, ensuring smooth operation of sensitive electronics and appliances.</li></ul><p><strong>Wi-Fi Enabled</strong></p><ul><li>Free Mobile Link Remote Wireless Monitoring allows you to track your generatorâ€™s performance and set maintenance reminders.</li></ul><p><strong>Quick &amp; Quiet Self-Testing</strong></p><ul><li>Quiet-Test mode runs at a lower RPM, making the generator quieter during self-tests and consuming less fuel.</li></ul><p><strong>Robust Construction</strong></p><ul><li>Housed in a tough, all-aluminum enclosure with a Rhinocoat powder-coated finish, this generator is designed to withstand harsh weather conditions.</li></ul><p><strong>5-Year Limited Warranty</strong></p><ul><li>Enjoy peace of mind with a 5-year limited warranty, backed by 24/7/365 customer support from our Wisconsin headquarters.</li></ul><p><strong>Ease of Installation</strong></p><ul><li>Features like removable door panels and a base pad requiring minimal ground preparation make installation quick and easy.</li></ul><p><strong>Multi-Lingual LCD Display</strong></p><ul><li>The Evolution Controller features a multi-lingual LCD display for easy monitoring of battery status and maintenance intervals.</li></ul><p>Whether youâ€™re looking to cover essential circuits or provide whole-house coverage, Generacâ€™s 13kW stand-by generator offers flexibility and peace of mind. With an expansive dealer network of more than 6,000 strong, customer support is just a call away. Invest in the reliability and performance of Generac and stay powered, no matter what.</p><ul data-mce-fragment="1"></ul>
USSG001-0005 | 2575.86 | 7171 | Generac Guardian 7171 10.0KW Standby Generator | <p data-mce-fragment="1">The Generac Guardian 7171 10.0KW Standby Generator is a reliable and powerful backup power solution for your home. It features TruePower Technology, delivering clean and smooth power with less than 5 percent Total Harmonic Distortion. This ensures worry-free power for electronics, lights, televisions, appliances, and more. The generator is powered by Generac's purpose-built G-Force 400 Series Engine, offering reliability and long-lasting performance. The engine is fully pressurized for lubrication, contributing to a longer lifespan and less maintenance compared to competing engines. With a 2-year 200-hour oil change interval, the G-Force engine is designed for trouble-free operation.</p><p data-mce-fragment="1"><strong data-mce-fragment="1">Specifications:</strong></p><ul data-mce-fragment="1"><li data-mce-fragment="1"><strong data-mce-fragment="1">Model:</strong> 7171</li><li data-mce-fragment="1"><strong data-mce-fragment="1">Series:</strong> Guardian</li><li data-mce-fragment="1"><strong data-mce-fragment="1">Manufacturer:</strong> Generac</li></ul><p data-mce-fragment="1"><strong data-mce-fragment="1">General Specifications:</strong></p><ul data-mce-fragment="1"><li data-mce-fragment="1"><strong data-mce-fragment="1">Starting System:</strong> Automatic Start</li><li data-mce-fragment="1"><strong data-mce-fragment="1">Low Oil Alert:</strong> Yes</li><li data-mce-fragment="1"><strong data-mce-fragment="1">Hour Meter:</strong> Yes</li><li data-mce-fragment="1"><strong data-mce-fragment="1">Battery Requirement:</strong> Group 26R, 12 Volt, 540 CCA Minimum</li><li data-mce-fragment="1"><strong data-mce-fragment="1">Mounting Pad:</strong> Composite Base Attached</li><li data-mce-fragment="1"><strong data-mce-fragment="1">Weight:</strong> 338 lbs</li><li data-mce-fragment="1"><strong data-mce-fragment="1">Dimensions:</strong> 48L x 25W x 29H</li><li data-mce-fragment="1"><strong data-mce-fragment="1">Cooling System:</strong> Air Cooled</li></ul><p data-mce-fragment="1"><strong data-mce-fragment="1">Warranty:</strong> Manufacturer 5 Year Lifetime Warranty</p><p data-mce-fragment="1"><strong data-mce-fragment="1">Documentation:</strong></p><ul data-mce-fragment="1"><li data-mce-fragment="1">Data Sheet</li></ul><p data-mce-fragment="1"><strong data-mce-fragment="1">Detailed Information:</strong> The Generac Guardian 7171 is powered by the G-Force 400 Series 460cc single-cylinder engine. This engine is designed for rough use and features pressure-lubrication for reliable performance. The engine's power output is dependable and requires less routine maintenance compared to competitors.</p><p data-mce-fragment="1">The generator utilizes an air-cooled gas engine that runs at various speeds using the G-Flex variable speed technology. It produces 9000 watts on natural gas and 10kW on LP. The fuel tank has a capacity of 1.1 quarts (1.03 liters) of oil.</p><p data-mce-fragment="1">The Generac Evolutionâ„¢ Controller includes a multilingual LCD display, enabling users to monitor battery status and track maintenance intervals for optimal operation. Users can also check the generator's status using WiFi connectivity.</p><p data-mce-fragment="1">The True Power Technology ensures best-in-class power quality with less than 5 percent total harmonic distortion, providing clean and smooth power for sensitive electronics and appliances.</p><p data-mce-fragment="1">The generator comes with 24/7x365 Customer Support Team based in Wisconsin, ready to assist with any questions or inquiries.</p>
USEC001-0028 | 236.81 | ME-AGS-N | Magnum ME-AGS-N Automatic Generator Start Module | <p data-mce-fragment="1"><strong data-mce-fragment="1">Magnum, Automatic Generator Start Module 3-Relay with Voltage &amp; Temp Start/Network Version ME-AGS-N</strong></p><p data-mce-fragment="1"><br data-mce-fragment="1"></p><p data-mce-fragment="1">Magnum Energy's Automatic Generator Start (AGS) controllers come in a standalone version called the ME-AGS-N.</p><p data-mce-fragment="1"><br data-mce-fragment="1"></p><p data-mce-fragment="1">Based on battery voltage or a high temperature, this auto generator start controller will start your generator automatically. Run time, start volts DC, start temp, quiet time, and a 24-hour clock are among the settings that can be changed.</p>
USSS100-0119 | 2347.76 | K10179-002 | Generac K10179-002 200A 3-phase Automatic Transfer Switch | <p>In an ever-connected world, a reliable source of power is not just a luxury, but a necessity. Generac's 200A, 3-Phase 120/208V Automatic Transfer Switch (ATSW200G3) offers an unbeatable solution for managing power to your facility, whether youâ€™re running a small business or maintaining critical systems. Housed in a durable NEMA 3R enclosure, this service-rated ATS is engineered to withstand the harshest of environmental conditions.</p><h3>Key Features &amp; Benefits</h3><p><strong>High Capacity and Multi-Phase</strong></p><ul><li>Engineered for 3-Phase 120/208V systems with a 200A rating, suitable for a wide range of applications.</li></ul><p><strong>Service-Rated Reliability</strong></p><ul><li>This service-rated unit ensures a seamless transition from the utility to the generator, offering non-stop power for your critical operations.</li></ul><p><strong>NEMA 3R Enclosure</strong></p><ul><li>Housed in a corrosion-resistant, weatherproof NEMA 3R enclosure, designed to endure harsh environmental conditions.</li></ul><p><strong>Quick and Easy Installation</strong></p><ul><li>Designed for user-friendly, straightforward installation, eliminating the hassle of complex wiring or setup.</li></ul><p><strong>Comprehensive Warranty</strong></p><ul><li>Enjoy peace of mind with Generac's reputable customer service and comprehensive warranty.</li></ul><p><strong>Operational Versatility</strong></p><p>The Generac 200A ATS is perfect for a wide variety of applications, offering reliability and scalability. Whether you are managing a small data center, a healthcare facility, or an industrial plant, this unit ensures you're never without power.</p><p><strong>Safety First</strong></p><p>Safety is a priority with Generac. The 200A 3-Phase ATS meets all necessary certifications and safety standards, ensuring a reliable and safe operation.</p><p>When it comes to an Automatic Transfer Switch that offers reliability, versatility, and peace of mind, the Generac 200A, 3-Phase 120/208V ATS with a NEMA 3R enclosure is your go-to choice. Trust in the power of Generac to keep your operations running smoothly.</p>
USEC001-0081 | 888.31 | 8009 | Generac 8009 Pwrmanager Load Management Device | <p>The Generac PWRmanager Load Management Device adds remarkable flexibility and value to your PWRcell System by enabling data-driven whole-home backup control through the user-friendly PWRview app. Easy to install, the PWRmanager offers an efficient way to manage your home loads, significantly enhancing the performance and efficiency of your PWRcell system.</p><h2>Features</h2><ul><li><strong>Whole Home Backup</strong>: Seamlessly integrates with PWRcell to provide whole-home backup.</li><li><strong>User-Friendly Control</strong>: Manage home loads efficiently via the intuitive PWRview app.</li><li><strong>High Reliability</strong>: Offers dependable performance to enhance your PWRcell system.</li><li><strong>On-The-Fly Management</strong>: Enables users to turn home loads on and off instantly through the PWRview app.</li></ul><h2>General Specifications</h2><ul><li><strong>Model</strong>: Generac 8009</li><li><strong>Series</strong>: Not specified</li><li><strong>Manufacturer</strong>: Generac</li><li><strong>Type</strong>: Load Carriage</li><li><strong>Color</strong>: Clear</li><li><strong>Category</strong>: Smart Meter</li></ul><h2>Warranty</h2><ul><li>Manufacturer provides a 12-year warranty. Refer to the warranty document for terms and conditions.</li></ul><h2>Documentation</h2><ul><li><a href="https://cdn.shopify.com/s/files/1/0566/3408/1340/files/8009_Data_Sheet.pdf?v=1693907553" target="_new">Data Sheet</a></li></ul><h2>Additional Information</h2><ul><li>The PWRmanager enhances the performance and reliability of the PWRcell system, offering on-the-fly control of home loads through the PWRview app, and is particularly useful for extending battery backup.</li></ul><p><strong>Note</strong>: Specific weight and dimensions were not provided in the original HTML description.</p><ul></ul>
USSS100-0120 | 4331.65 | 7042-3 | Generac Guardian 7042-3 22.0KW Standby Generator | <p data-mce-fragment="1">Generac 19.5 / 22 Kilowatt Guardian Series Standby Generator is the ideal model to replace an existing generator without the cost of a new automatic transfer switch. The Generac 7042-3 is a permanently connected standby generator with an automatic transfer switch (sold separately) that operates on your homeâ€™s existing natural gas (19.5kW) or LP Gas (22kW) supply. It monitors utility power 24/7, starts and runs automatically upon detecting a power outage, and continues to run until the utility restores power.</p><p data-mce-fragment="1"><strong data-mce-fragment="1">SPECIFICATIONS</strong></p><ul data-mce-fragment="1"><li data-mce-fragment="1">Model: 7042-3</li><li data-mce-fragment="1">Series: Guardian</li><li data-mce-fragment="1">Manufacturer: Generac</li></ul><p data-mce-fragment="1"><strong data-mce-fragment="1">GENERAL SPECIFICATIONS</strong></p><ul data-mce-fragment="1"><li data-mce-fragment="1">Starting System: Automatic Start</li><li data-mce-fragment="1">Low Oil Alert: Yes</li><li data-mce-fragment="1">Hour Meter: Yes</li><li data-mce-fragment="1">Battery Requirement: Group 26R, 12V, 540 CCA Min, Not Included</li><li data-mce-fragment="1">Mounting Pad: Composite Base Attached</li><li data-mce-fragment="1">Weight: 476 lbs</li><li data-mce-fragment="1">Dimensions: 48L x 25W x 29H</li><li data-mce-fragment="1">Cooling System: Air Cooled</li></ul><p data-mce-fragment="1"><strong data-mce-fragment="1">Warranty</strong></p><ul data-mce-fragment="1"><li data-mce-fragment="1">Manufacturer 5 Year Lifetime Warranty (Note: Refer to warranty document for terms and conditions)</li></ul><p data-mce-fragment="1"><strong data-mce-fragment="1">Detailed Information</strong> The Generac 7042-3 is run by the Generac G-Force Engine. This engine is robust and steady, capable of handling strenuous use, is pressure-lubricated, and requires less routine maintenance than most engines.</p><ul data-mce-fragment="1"><li data-mce-fragment="1">Maximum Power: 22000 LP Watts and 19500 NG Watts.</li><li data-mce-fragment="1">The True Power Technology in this model reduces harmonic distortion to less than 5%, ensuring cleaner power quality for sensitive devices and appliances.</li><li data-mce-fragment="1">Features Generacâ€™s Evolution Controller with an LCD display that monitors the battery and maintenance schedules, and operates with multiple language options.</li></ul><p data-mce-fragment="1"><strong data-mce-fragment="1">High reliability</strong> Generac offers 24/7, year-round customer support and takes pride in their customer service. Generac generators and their engines are built in the USA. This model does not include a Transfer Switch.</p><p data-mce-fragment="1"><strong>Â Â Â <a href="https://cdn.shopify.com/s/files/1/0566/3408/1340/files/7042-3.pdf?v=1691572912">Datasheet</a></strong></p>
USSS100-0121 | 129.48 | 7000 | GENERAC 7000 50A Smart Management Module | <p data-mce-fragment="1"><strong data-mce-fragment="1">Generac, Smart Management Module (SMM) 50A for Automatic Load Shedding, use with Load Management ATS or Gen-Set, 7000</strong></p><p data-mce-fragment="1"><br data-mce-fragment="1"></p><ul data-mce-fragment="1"><li data-mce-fragment="1">Wire-free technology: smart management modules are self-aware and operate autonomously; automatically shedding the managed loads to allow the generator to recover if sensing a drop in frequency</li><li data-mce-fragment="1">Prioritize loads: power items that are most important during an outage through customizable load priority selection and up to 8 modules per system can be used</li><li data-mce-fragment="1">Lock-out feature: Smart Management Modules feature a lock-out system, which permits blocking of specific loads only when using generator power, allowing for the important loads to be powered more often</li><li data-mce-fragment="1">Externally visible L.E.D. status: view load status without opening the electrical box for convenient management of power during an outage</li></ul>
USIN100-0180 | 665.17 | CXSW100A3 | Generac CXSW100A3 PWRcell 100A 1ph-120/240V Service Rated Nema 3R Automatic Transfer Switch | <p>The Generac CXSW100A3 PWRcell 100A Service Rated Automatic Transfer Switch is a crucial component for ensuring uninterrupted power supply in your home during grid power failures. Designed to handle a 100 amp service entrance, this transfer switch can effectively power your entire home and manage up to 4 HVAC systems during an outage. It is compatible with the smart management module, which enables you to control an additional 8 circuits, enhancing your control over your power distribution.</p><p>Generac's PWRcell inverters are renowned for their ability to save you money on utility bills, making them an excellent choice for energy-conscious consumers. If you haven't already made the switch, now is the perfect time to consider purchasing and installing a PWRcell inverter package complete with batteries and a cabinet.</p><p><strong>Specifications:</strong></p><ul><li><strong>Model:</strong> CXSW100A3</li><li><strong>Manufacturer:</strong> Generac</li><li><strong>AMPS:</strong> 100</li><li><strong>VOLTAGE:</strong> 120/240 1Ã˜ (Single Phase)</li><li><strong>LOAD TRANSITION TYPE (AUTOMATIC):</strong> OPEN TRANSITION SERVICE RATED</li><li><strong>ENCLOSURE TYPE:</strong> NEMA 3R</li><li><strong>COMPLIANCE:</strong> UL 1008</li><li><strong>WITHSTAND RATING (AMPS):</strong> 10000</li><li><strong>LUG RANGE:</strong> 1/0 - #14</li></ul><p><strong>Warranty:</strong> 5 Years (Refer to warranty document for terms and conditions)</p><p><strong>Documentation:</strong> <a href="https://cdn.shopify.com/s/files/1/0566/3408/1340/files/CXSW100A3_Data_Sheet.pdf?v=1679461197" target="_new">Data Sheet</a></p><p>The Generac CXSW100A3 PWRcell 100A Service Rated Automatic Transfer Switch is a reliable and essential component for maintaining uninterrupted power supply in your home, ensuring that your critical loads, including HVAC systems, remain powered during grid power interruptions.</p>
USSS100-0122 | 125.47 | 5819 | Generac 5819 Wet Cell Battery | <p data-mce-fragment="1"><strong data-mce-fragment="1">Generac, 26R Battery for 16-22kW A/C HSB and 32-36kW L/C HSB - Must ship with Home Standby Generator, 5819</strong></p><p data-mce-fragment="1">Keep power going in any situation with the help of the Generac 5819 26R Wet Cell Battery. Every standby generator requires a battery to start the system, and this handy product is the ideal power source for the job. This hand tool offers the recommended 26R that can be used with all air-cooled standby products and liquid-cooled standby products 60kW and below, excluding the QT4842. It offers tons of versatility with many types of units. This 26R generator battery is just what's needed to ensure that the system will power up every time. Each one weighs a little over 70 pounds and is a heavy-duty item that can be added to a current generator. The Generac generator battery is a very useful item to keep the home up and running during a power outage or other emergency. Those in any part of the country can benefit from this item when a bad storm pops up. And for those with a motorized home, it can be invaluable as a secondary option. Power up anytime with theÂ Generac 5819 26R Wet Cell Battery.Â </p>
USMS100-0331 | 64.52 | 206072D-B | Unirac Solarmount 206072D-B 168 In Black Trim Rail 14 FT | <table data-mce-fragment="1" width="100%"><tbody data-mce-fragment="1"><tr data-mce-fragment="1"><td data-mce-fragment="1" style="width: 955.59px;" data-mce-style="width: 955.59px;"><strong>UNIRAC SOLARMOUNT 206072D-B 168 IN BLACK TRIM RAIL 14 FT</strong></td></tr><tr data-mce-fragment="1"><td data-mce-fragment="1" style="width: 955.59px;" data-mce-style="width: 955.59px;"><p><span>UniRac SolarMount is the professionalsâ€™ choice for residential PV mounting applications. Every aspect of the system is designed for an easier, faster installation experience. SOLARMOUNT is a complete solution with revolutionary universal clamps, FLASHKIT PRO, full system UL 2703 certification and a 25-year warranty. Not only is SOLARMOUNT easy to install, but best-in-class aesthetics make it the most attractive on any block.</span></p><p><strong>SPECIFICATIONS</strong></p><table width="100%"><tbody><tr><td style="width: 48.2638%;" data-mce-style="width: 48.2638%;"><span>Model</span></td><td style="width: 47.7362%;" data-mce-style="width: 47.7362%;">206072D-B</td></tr><tr><td style="width: 48.2638%;" data-mce-style="width: 48.2638%;"><span>Series</span></td><td style="width: 47.7362%;" data-mce-style="width: 47.7362%;"><span>SolarMountÂ </span></td></tr><tr><td style="width: 48.2638%;" data-mce-style="width: 48.2638%;"><span>Manufacturer</span></td><td style="width: 47.7362%;" data-mce-style="width: 47.7362%;">UNIRAC</td></tr></tbody></table></td></tr></tbody></table><p><br><strong>GENERAL SPECIFICATIONS</strong><br></p><table width="100%"><tbody><tr><td style="width: 49.0244%;" data-mce-style="width: 49.0244%;"><span>Item Weight</span></td><td style="width: 47.9756%;" data-mce-style="width: 47.9756%;"><span>10Â lb</span></td></tr><tr><td style="width: 49.0244%;" data-mce-style="width: 49.0244%;"><span>Dimensions (LxWxH)</span></td><td style="width: 47.9756%;" data-mce-style="width: 47.9756%;"><span>168 x 9 x 3 inches</span></td></tr></tbody></table><p><strong>Warranty</strong><br data-mce-fragment="1"></p><ul><li>Manufacturer Warranty 25 Years</li></ul><p>* Refer to warranty document for terms and conditions<br data-mce-fragment="1"><strong>Documentation</strong></p><table width="100%"><tbody><tr><td style="width: 24%;" data-mce-style="width: 24%;"><span style="color: #2b00ff;" data-mce-style="color: #2b00ff;">Data Sheet</span></td></tr></tbody></table><p><br><strong>Detailed Information</strong><br></p><p><span>SOLARMOUNT is the professionalsâ€™ choice for residential PV mounting applications.Â </span></p><p><span data-mce-fragment="1">SolarMount trim piece attaches directly to modules using Integrated Bonding end-clamps &amp; mid-clamps, which bond the trim piece to the modules &amp; other rails.</span><br></p><p><strong>High reliability</strong></p><p><span>Every aspect of the system is designed for an easier, faster installation experience.</span></p><p>SolarMountÂ easy to install, but best-in-class aesthetics make it the most attractive on any block!</p><p>Â </p>
USSS100-0123 | 655.84 | RXSC200A3 | GENERAC RXSC200A3 AUTOMATIC TRANSFER SWITCH | <p data-mce-fragment="1"><strong data-mce-fragment="1">Generac, Generator Smart Transfer Switch, 120/240V, 200A, NEMA 3R, Not Service-Rated, RXSC200A3</strong></p><p data-mce-fragment="1"><br data-mce-fragment="1"></p><p data-mce-fragment="1"><span class="ql-cursor" data-mce-fragment="1"></span><span data-mce-fragment="1">Generac Automatic Transfer Switches are designed for use with single phase generators that utilize an Evolution or Nexus Controller. The 200 Amp open transition switch is available in single phase with a service equipment rated configurations. Through the use of digital power technology (DPM), these switches have the capability to manage up to 4 individual HVAC (24 VAC controlled) loads with no additional hardware.</span></p>
USMS100-0317 | 2.76 | 302045D | Unirac Solarmount 302045D Dark Mid Clamp, 30-46mm (Universal-af) | <table width="100%" data-mce-fragment="1"><tbody data-mce-fragment="1"><tr data-mce-fragment="1"><td style="width: 955.59px;" data-mce-style="width: 955.59px;" data-mce-fragment="1"><strong>UNIRAC SOLARMOUNT 302045D DARK MID CLAMP, 30-46MM (UNIVERSAL-AF)</strong></td></tr><tr data-mce-fragment="1"><td style="width: 955.59px;" data-mce-style="width: 955.59px;" data-mce-fragment="1"><p><span>The universal aesthetic fastener (Universal AF) accommodates every module between 30 and 46 mm without extra spacers, while providing the fast-intuitive install experience that installers require, and a refined aesthetic home owners will love.</span></p><p><strong>SPECIFICATIONS</strong></p><table width="100%"><tbody><tr><td style="width: 48.2638%;" data-mce-style="width: 48.2638%;"><span>Model</span></td><td style="width: 47.7362%;" data-mce-style="width: 47.7362%;">302045DÂ </td></tr><tr><td style="width: 48.2638%;" data-mce-style="width: 48.2638%;"><span>Series</span></td><td style="width: 47.7362%;" data-mce-style="width: 47.7362%;"><span>SolarMount</span></td></tr><tr><td style="width: 48.2638%;" data-mce-style="width: 48.2638%;"><span>Manufacturer</span></td><td style="width: 47.7362%;" data-mce-style="width: 47.7362%;">UNIRAC</td></tr></tbody></table></td></tr></tbody></table><p><br><strong>GENERAL SPECIFICATIONS</strong><br></p><table width="100%"><tbody><tr><td style="width: 49.0244%;" data-mce-style="width: 49.0244%;"><span>Item Weight</span></td><td style="width: 47.9756%;" data-mce-style="width: 47.9756%;"><span>0.11 lb</span></td></tr><tr><td style="width: 49.0244%;" data-mce-style="width: 49.0244%;"><span>Dimensions (LxWxH)</span></td><td style="width: 47.9756%;" data-mce-style="width: 47.9756%;"><span>9.44 x 5.6 x 1.73 inches</span></td></tr></tbody></table><p><strong>Warranty</strong><br data-mce-fragment="1"></p><ul><li>Manufacturer Warranty 25 Years</li></ul><p>* Refer to warranty document for terms and conditions<br data-mce-fragment="1"><strong>Documentation</strong></p><table width="100%"><tbody><tr><td style="width: 24%;" data-mce-style="width: 24%;"><a href="https://tandem-solar-systems.com/wp-content/uploads/2021/01/Unirac_302045D.pdf"><span style="color: #2b00ff;" data-mce-style="color: #2b00ff;">Data Sheet</span></a></td></tr></tbody></table><p><br><strong>Detailed Information</strong><br></p><p><span>The UniRac Universal-AF Mid Clamp is a preassembled, integrated bonding solution for solar panels with a width of 30-46mm. With a dark finish, it's a sleek and attractive addition to any solar panel installation.</span></p><p><span>Its twist-and-lock installation is self-standing and requires only one tool, making it quick and easy to install.</span></p><p><span>And with t-bolt engagement assured, you can trust in its secure hold.</span></p><p><strong>High reliability</strong></p><p>Twist-and-lock installation that is self-standing</p><p>T-bolt engagement is assured, and installation requires only one tool.</p><p>Mid and end-clamps for integrated bonding</p>
USMS100-0085 | 10.03 | XR-1000-CAP | Ironridge XR-1000-cap End Cap | <table width="100%" data-mce-fragment="1"><tbody data-mce-fragment="1"><tr data-mce-fragment="1"><td style="width: 955.59px;" data-mce-fragment="1" data-mce-style="width: 955.59px;"><strong>IRONRIDGE XR-1000-CAP END CAP</strong></td></tr><tr data-mce-fragment="1"><td style="width: 955.59px;" data-mce-fragment="1" data-mce-style="width: 955.59px;"><p data-mce-fragment="1"><span>XR-100 End Caps are made of black polycarbonate with UV protection and slide on the end of IronRidge XR-10 Rails. End caps prevent the collection of water and debris inside the rail while also providing a finished look.</span></p><p><strong>SPECIFICATIONS</strong><br></p><table width="100%"><tbody><tr><td style="width: 48.2638%;" data-mce-style="width: 48.2638%;"><span>Model</span></td><td style="width: 47.7362%;" data-mce-style="width: 47.7362%;">XR-1000-CAP END CAP</td></tr><tr><td style="width: 48.2638%;" data-mce-style="width: 48.2638%;"><span>Series</span></td><td style="width: 47.7362%;" data-mce-style="width: 47.7362%;"><span>-</span></td></tr><tr><td style="width: 48.2638%;" data-mce-style="width: 48.2638%;"><span>Manufacturer</span></td><td style="width: 47.7362%;" data-mce-style="width: 47.7362%;">IRONRIDGE<br></td></tr></tbody></table></td></tr></tbody></table><p><br><strong>GENERAL SPECIFICATIONS</strong><br></p><table width="100%"><tbody><tr><td style="width: 49.0244%;" data-mce-style="width: 49.0244%;"><span>Type</span></td><td style="width: 47.9756%;" data-mce-style="width: 47.9756%;"><span>End Cap</span></td></tr><tr><td style="width: 49.0244%;" data-mce-style="width: 49.0244%;"><span>Color</span></td><td style="width: 47.9756%;" data-mce-style="width: 47.9756%;"><span mce-data-marked="1">Black</span></td></tr><tr><td style="width: 49.0244%;" data-mce-style="width: 49.0244%;"><span>Material</span></td><td style="width: 47.9756%;" data-mce-style="width: 47.9756%;"><span>PC / PVC / Plastic</span></td></tr><tr><td style="width: 49.0244%;" data-mce-style="width: 49.0244%;"><span>Application</span></td><td style="width: 47.9756%;" data-mce-style="width: 47.9756%;"><span>Pitched Roof - Rail-Based</span></td></tr></tbody></table><p><strong>Warranty</strong><br data-mce-fragment="1"></p><ul><li><span>25 years Standard warranty</span></li></ul><p>* Refer to warranty document for terms and conditions<br data-mce-fragment="1"><strong>Documentation</strong></p><table width="100%"><tbody><tr><td style="width: 24%;" data-mce-style="width: 24%;"><a href="https://cdn.shopify.com/s/files/1/0566/3408/1340/files/ZZ084700068_DS.pdf?v=1678424109"><span style="color: #2b00ff;" data-mce-style="color: #2b00ff;">Data Sheet</span></a></td></tr></tbody></table><p><br><strong>Detailed Information</strong></p><p><span>The Ironridge End Cap provides a finished look while protecting against the collection of water andÂ </span></p><p><span></span><strong>High Reliability</strong></p><p>High reliability due to lower heat dissipation</p><p><span>End Caps provide a finished look to rails, while protecting the collection of water and debris inside the rail. End Caps are molded from black poly-carbonate with UV protection.</span></p>
USMS100-0084 | 9.57 | XR-100-CAP | IronRidge XR-100-CAP End Cap | <table width="100%" data-mce-fragment="1"><tbody data-mce-fragment="1"><tr data-mce-fragment="1"><td style="width: 955.59px;" data-mce-fragment="1" data-mce-style="width: 955.59px;"><strong>IRONRIDGE XR-100-CAP END CAP</strong></td></tr><tr data-mce-fragment="1"><td style="width: 955.59px;" data-mce-fragment="1" data-mce-style="width: 955.59px;"><p data-mce-fragment="1"><span>XR-100 End Caps are made of black polycarbonate with UV protection and slide on the end of IronRidge XR-10 Rails. End caps prevent the collection of water and debris inside the rail while also providing a finished look.</span></p><p><strong>SPECIFICATIONS</strong><br></p><table width="100%"><tbody><tr><td style="width: 48.2638%;" data-mce-style="width: 48.2638%;"><span>Model</span></td><td style="width: 47.7362%;" data-mce-style="width: 47.7362%;">XR-100-CAP END CAP</td></tr><tr><td style="width: 48.2638%;" data-mce-style="width: 48.2638%;"><span>Series</span></td><td style="width: 47.7362%;" data-mce-style="width: 47.7362%;"><span>-</span></td></tr><tr><td style="width: 48.2638%;" data-mce-style="width: 48.2638%;"><span>Manufacturer</span></td><td style="width: 47.7362%;" data-mce-style="width: 47.7362%;">IRONRIDGE<br></td></tr></tbody></table></td></tr></tbody></table><p><br><strong>GENERAL SPECIFICATIONS</strong><br></p><table width="100%"><tbody><tr><td style="width: 49.0244%;" data-mce-style="width: 49.0244%;"><span>Type</span></td><td style="width: 47.9756%;" data-mce-style="width: 47.9756%;"><span>End Cap</span></td></tr><tr><td style="width: 49.0244%;" data-mce-style="width: 49.0244%;"><span>Color</span></td><td style="width: 47.9756%;" data-mce-style="width: 47.9756%;"><span mce-data-marked="1">Black</span></td></tr><tr><td style="width: 49.0244%;" data-mce-style="width: 49.0244%;"><span>Material</span></td><td style="width: 47.9756%;" data-mce-style="width: 47.9756%;"><span>PC / PVC / Plastic</span></td></tr><tr><td style="width: 49.0244%;" data-mce-style="width: 49.0244%;"><span>Application</span></td><td style="width: 47.9756%;" data-mce-style="width: 47.9756%;"><span>Pitched Roof - Rail-Based</span></td></tr></tbody></table><p><strong><br>Warranty</strong><br data-mce-fragment="1"></p><ul><li><span>25 years Standard warranty</span></li></ul><p>* Refer to warranty document for terms and conditions<br><br data-mce-fragment="1"><strong>Documentation</strong></p><table width="100%"><tbody><tr><td style="width: 24%;" data-mce-style="width: 24%;"><a href="https://cdn.shopify.com/s/files/1/0566/3408/1340/files/ZZ084700068_DS.pdf?v=1678424109"><span style="color: #2b00ff;" data-mce-style="color: #2b00ff;">Data Sheet</span></a></td></tr></tbody></table><p><br><strong>Detailed Information</strong></p><p><span>The Ironridge End Cap provides a finished look while protecting against the collection of water andÂ </span></p><p><span></span><strong>High Reliability</strong></p><p>High reliability due to lower heat dissipation</p><p><span>End Caps provide a finished look to rails, while protecting the collection of water and debris inside the rail. End Caps are molded from black poly-carbonate with UV protection.</span></p>
USSG001-0003 | 12416.3 | RG03624A | Generac Protector RG03624A 36.0KW Standby Generator | <p>The Generac RG03624A is a pure sine wave inverter that is designed for commercial and industrial applications. The inverter has a capacity of 36kW and can be used to power a wide variety of equipment. The inverter is also backed by a 5-year warranty.</p><p><strong>Features</strong></p><ul><li>Generac's Protector Series offers benefits that competitorsâ€™ canâ€™t match. Installation flexibility and cost reduction. Sophisticated, yet intuitive controls. Quiet operation. Supported by a 24/7/365 customer support team at our corporate headquarters, and a nationwide dealer network of more than 6,000 strong.</li><li>The best liquid cooled engine packs more power into a smaller footprint - ideal when space is a premium. The neutral styling, color and small footprint fits unobtrusively into landscaping. Clean burning, continuous fuel choice of natural gas to LP.</li><li>Delivers best-in class power quality with less than 5% total harmonic distortion (THD) for clean, smooth operation of sensitive electronics and appliances.</li><li>A cutting-edge, intuitive control. The Evolution controller features a multilingual, two-line LCD text display with color-coded, backlit buttons. It has received upgrades, including USB flash capability, smart battery charging, voltage adjustment, and backlit membrane pad style buttons.</li></ul><p><strong>Specification</strong></p><ul><li>Type: Synchronous</li><li>Rotor Insulation Class: H</li><li>Stator Insulation Class: H</li><li>Telephone Interference Factor (TIF): &lt;50</li><li>Alternator Output Leads 1-Phase: 4 wire</li><li>Alternator Output Leads 3-Phase: 6 wire</li><li>Bearings: Sealed Ball</li><li>Coupling: Flexible Disc</li><li>Excitation System: Direct</li></ul><p><a href="https://cdn.shopify.com/s/files/1/0566/3408/1340/files/Generac_RG025_RG030_RG036_RG045_RG060_3600RPM_Spec_Sheet_02.21.pdf?v=1691063129">DATASHEET</a></p><p data-mce-fragment="1">Â </p>
USMS100-0398 | 36.96 | E-BOSS SOLOBOX-D | Unirac E-BOSS SOLOBOX-D Junction Box Mounting Bracket | <table width="100%" data-mce-fragment="1"><tbody data-mce-fragment="1"><tr data-mce-fragment="1"><td style="width: 955.59px;" data-mce-fragment="1" data-mce-style="width: 955.59px;"><strong>Unirac E-BOSS SOLOBOX-D Junction Box Mounting Bracket</strong></td></tr><tr data-mce-fragment="1"><td style="width: 955.59px;" data-mce-fragment="1" data-mce-style="width: 955.59px;"><p><span>Featuring FLASHLOC Technology,Â SOLOBOX saves you time and labor on the roof by limiting shingle cutting and prying nails on attic runs. For rail-mounted applications,Â SOLOBOX mounts quickly to Uniracâ€™s J-Box Mounting Bracket and has a low-profile design to sit under the panels (where permitted). The box itself can support 2 attic pass-throughs and features a hinging lid, a single captive screw, pre-drilled weep holes, and an option for a pre-assembled din rail.</span></p><p><strong>SPECIFICATIONS</strong></p><table width="100%"><tbody><tr><td style="width: 48.2638%;" data-mce-style="width: 48.2638%;"><span>Model</span></td><td style="width: 47.7362%;" data-mce-style="width: 47.7362%;">Unirac E-BOSS SOLOBOX-D</td></tr><tr><td style="width: 48.2638%;" data-mce-style="width: 48.2638%;"><span>Series</span></td><td style="width: 47.7362%;" data-mce-style="width: 47.7362%;">-<br></td></tr><tr><td style="width: 48.2638%;" data-mce-style="width: 48.2638%;"><span>Manufacturer</span></td><td style="width: 47.7362%;" data-mce-style="width: 47.7362%;">Unirac</td></tr></tbody></table></td></tr></tbody></table><p><br><strong>GENERAL SPECIFICATION</strong><br></p><table width="100%"><tbody><tr></tr><tr><td style="width: 49.0244%;" data-mce-style="width: 49.0244%;"><span>Type</span></td><td style="width: 47.9756%;" data-mce-style="width: 47.9756%;"><span>Other Attachment</span></td></tr><tr><td style="width: 49.0244%;" data-mce-style="width: 49.0244%;">Color</td><td style="width: 47.9756%;" data-mce-style="width: 47.9756%;">Black<br></td></tr><tr><td style="width: 49.0244%;" data-mce-style="width: 49.0244%;">Finish</td><td style="width: 47.9756%;" data-mce-style="width: 47.9756%;"><span mce-data-marked="1">Black Anodized</span></td></tr><tr><td style="width: 49.0244%;" data-mce-style="width: 49.0244%;">Material</td><td style="width: 47.9756%;" data-mce-style="width: 47.9756%;"><span mce-data-marked="1">Steel</span></td></tr></tbody></table><p><strong>Warranty</strong><br data-mce-fragment="1"></p><ul><li>25 Year Standard Warranty.</li></ul><p>* Refer to warranty document for terms and conditions<br data-mce-fragment="1"></p><table width="100%"><tbody></tbody></table><p><br><strong>Detailed Information</strong><br></p><div class="mTab"><div class="divsWrap"><div class="showBlock" id="descriptionSection"><p itemprop="description"><span>The box itself can support 2 attic pass-throughs and features a hinging lid, a single captive screw, pre-drilled weep holes, and an option for a pre-assembled din rail.</span></p></div></div></div><p><strong>High reliability</strong><br></p><p>Cell interconnections and diode placement use well-established industry practice and are field-proven to provide excellent reliability.</p><p><span>This leads to safer and more reliable installations</span></p>
USSG001-0007 | 5482.65 | 7209 | Generac Guardian 7209 24.0KW Standby Generator | <p>Introducing the Generac 24kW Stand-By Generator - the epitome of power, innovation, and convenience. With its air-cooled design, this generator brings you uninterrupted performance while ensuring your peace of mind.</p><p><strong>Key Features</strong>:</p><ul><li><strong>Model</strong>: 7209</li><li><strong>Power Output</strong>: 24kW</li><li><strong>Voltage</strong>: 120/240Vac</li><li><strong>Fuel Options</strong>: Natural Gas or LPG</li><li><strong>Enclosure</strong>: Aluminum, RhinoCoatâ„¢ powder-coated for all-weather durability</li><li><strong>Wi-Fi Connectivity</strong>: Included for seamless monitoring and control</li><li><strong>Certifications</strong>: UL, CUL, EPA Compliant</li><li><strong>Warranty</strong>: 5 Year Limited Warranty</li></ul><p><strong>Unmatched Power, Unbeatable Savings</strong>: The Generac 24kW Stand-By Generator is the largest air-cooled generator available. It's designed to provide more power, more efficiently. Compared to competitive output products, you can save up to $8,000 in product and installation costs. This powerhouse is perfect for your home or small business, ensuring that your essential devices and appliances are always powered, no matter the circumstances.</p><p><strong>Space-Saving Design</strong>: Generac's innovative engineering allows this generator to occupy up to 70% less space compared to similar output products. You don't have to sacrifice valuable space for power anymore.</p><p><strong>Advanced Technology for Ultimate Reliability</strong>:</p><ul><li>True Powerâ„¢ Technology ensures clean, smooth operation of sensitive electronics and appliances with less than 5 percent total harmonic distortion.</li><li>The purpose-built G-Force Engine is pressure-lubricated, reliable, and requires minimal maintenance, making it stand out from the competition.</li><li>The Smart Evolutionâ„¢ Controller boasts a multilingual LCD display that lets you monitor battery status and track maintenance intervals effortlessly.</li></ul><p><strong>Built to Last</strong>: Generac generators and engines are proudly engineered and built in the USA, ensuring the highest quality standards. The tough, corrosion-resistant all-aluminum enclosure is designed to withstand all weather conditions, making it a reliable choice year-round.</p>
USMS100-0098 | 0.45 | UFO-STP-35MM-M1 | Ironridge Ufo UFO-STP-35MM-M1 Clear Stopper Sleeve | <table width="100%" data-mce-fragment="1"><tbody data-mce-fragment="1"><tr data-mce-fragment="1"><td style="width: 955.59px;" data-mce-style="width: 955.59px;" data-mce-fragment="1"><strong>IRONRIDGE UFO UFO-STP-35MM-M1 CLEAR STOPPER SLEEVE</strong></td></tr><tr data-mce-fragment="1"><td style="width: 955.59px;" data-mce-style="width: 955.59px;" data-mce-fragment="1"><p><span>The Universal Fastening Object (UFO) family of components eliminates the need for separate grounding hardware by bonding solar modules directly to IronRidge XR Rails. All IronRidge system Installation types (Flush Mount, Tilt Mount and Ground Mount) that feature the UFO family of products are fully listed to the UL 2703 standard. UFO hardware forms secure electrical bonds with both the module and the rail, resulting in many parallel grounding paths throughout the system leading to safer and more reliable installation</span></p><p><strong>SPECIFICATIONS</strong></p><table width="100%"><tbody><tr><td style="width: 48.2638%;" data-mce-style="width: 48.2638%;"><span>Model</span></td><td style="width: 47.7362%;" data-mce-style="width: 47.7362%;">UFO-STP-35MM-M1</td></tr><tr><td style="width: 48.2638%;" data-mce-style="width: 48.2638%;"><span>Series</span></td><td style="width: 47.7362%;" data-mce-style="width: 47.7362%;">-<br></td></tr><tr><td style="width: 48.2638%;" data-mce-style="width: 48.2638%;"><span>Manufacturer</span></td><td style="width: 47.7362%;" data-mce-style="width: 47.7362%;">IRONRIDGE<br></td></tr></tbody></table></td></tr></tbody></table><p><br><strong>GENERAL SPECIFICATION</strong><br></p><table width="100%"><tbody><tr></tr><tr><td style="width: 49.0244%;" data-mce-style="width: 49.0244%;"><span>Type</span></td><td style="width: 47.9756%;" data-mce-style="width: 47.9756%;"><span>Other Attachment</span></td></tr><tr><td style="width: 49.0244%;" data-mce-style="width: 49.0244%;">Color</td><td style="width: 47.9756%;" data-mce-style="width: 47.9756%;">Silver</td></tr><tr><td style="width: 49.0244%;" data-mce-style="width: 49.0244%;">Finish</td><td style="width: 47.9756%;" data-mce-style="width: 47.9756%;"><span mce-data-marked="1">Silver Anodized</span></td></tr><tr><td style="width: 49.0244%;" data-mce-style="width: 49.0244%;">Material</td><td style="width: 47.9756%;" data-mce-style="width: 47.9756%;"><span mce-data-marked="1">Aluminum</span></td></tr></tbody></table><p><strong>Warranty</strong><br data-mce-fragment="1"></p><ul><li>25 Year Standard Warranty.</li></ul><p>* Refer to warranty document for terms and conditions<br data-mce-fragment="1"><strong>Documentation</strong></p><table width="100%"><tbody><tr><td style="width: 24%;" data-mce-style="width: 24%;"><a href="https://cdn.shopify.com/s/files/1/0566/3408/1340/files/Stopper_Sleeve_-DS.pdf?v=1678362303"><span style="color: #2b00ff;" data-mce-style="color: #2b00ff;">Data Sheet</span></a></td></tr></tbody></table><p><br><strong>Detailed Information</strong><br></p><div class="mTab"><div class="divsWrap"><div class="showBlock" id="descriptionSection"><p itemprop="description"><span>The UFO is the only universal, single-piece fastener that quickly and securely bonds solar modules to XR Rails. It comes lubricated and assembled, with a sleek, low-profile design. Simply snapping on a Stopper Sleeve transforms the UFO into an end clamp.</span><br><br><span>The UFO is a part of the IronRidge Integrated Grounding System, which is listed to UL 2703 and eliminates the need for separate grounding hardware. Comes in black and mill finish.</span></p></div></div></div><p><strong>High reliability</strong><br></p><p>Cell interconnections and diode placement use well-established industry practice and are field-proven to provide excellent reliability.</p><p><span>This leads to safer and more reliable installations</span></p>
USSS100-0126 | 775.46 | RXSW200A3 | Generac RXSW200A3 200A Automatic Transfer Switch | <table data-mce-fragment="1" width="100%"><tbody data-mce-fragment="1"><tr data-mce-fragment="1"><td data-mce-fragment="1" style="width: 955.59px;" data-mce-style="width: 955.59px;"><strong>Generac RXSW200A3 200A Automatic Transfer Switchï»¿</strong></td></tr><tr data-mce-fragment="1"><td data-mce-fragment="1" style="width: 955.59px;" data-mce-style="width: 955.59px;"><p><span>Generac Automatic Transfer Switches are designed for use with single phase generators that utilize an Evolution or Nexus Controller. The 200-Amp open transition switch is available in single phase with a service equipment rated configurations. Through the use of digital power technology (DPM), these switches have the capability to manage up to 4 individual HVAC (24 VAC controlled) loads with no additional hardware.</span></p></td></tr></tbody></table><p><strong><br>SPECIFICATIONS</strong></p><table width="100%"><tbody><tr><td style="width: 48.2638%;"><span>Model</span></td><td style="width: 47.7362%;">RXSW200A3</td></tr><tr><td style="width: 48%;"><span>Series</span></td><td style="width: 48%;">-</td></tr><tr><td style="width: 48.2638%;"><span>Manufacturer</span></td><td style="width: 47.7362%;">Generac</td></tr></tbody></table><p><strong><br></strong><strong>Warranty</strong><strong><br></strong></p><ul><li>5 Years</li></ul><p>* Refer to warranty document for terms and conditions</p>
USEC001-0030 | 206.07 | 865-1060-01 | Schneider 865-1060-01 Automatic Generator Start Module | <table width="100%" data-mce-fragment="1"><tbody data-mce-fragment="1"><tr data-mce-fragment="1"><td style="width: 955.59px;" data-mce-fragment="1" data-mce-style="width: 955.59px;"><strong>Schneider 865-1060-01 Automatic Generator Start Module</strong></td></tr><tr data-mce-fragment="1"><td style="width: 955.59px;" data-mce-fragment="1" data-mce-style="width: 955.59px;"><p data-mce-fragment="1"><span>The Conext Automatic Generator Start (AGS) can automatically activate or stop a generator in response to changing power requirements. An excellent addition to an off-grid or backup power system, the AGS seamlessly connects to the Xanbus network and shares status information with all other devices on the network. It can monitor a set of system user-programmable parameters such as battery voltage, state of charge or grid power and can activate the generator in response to any changes. The AGS can also be configured remotely using the Conext System Control Panel (SCP) or Conext ComBox to engage a generator, and can assist an inverter/charger when output power demands are high.</span></p><p><strong>SPECIFICATIONS</strong><br></p><table width="100%"><tbody><tr style="height: 0.400566px;"><td style="width: 48.2638%; height: 0.400566px;" data-mce-style="width: 48.2638%;"><span>Model</span></td><td style="width: 47.7362%; height: 0.400566px;" data-mce-style="width: 47.7362%;">865-1060-01</td></tr><tr style="height: 18px;"><td style="width: 48.2638%; height: 18px;" data-mce-style="width: 48.2638%;"><span>Series</span></td><td style="width: 47.7362%; height: 18px;" data-mce-style="width: 47.7362%;"><span>-</span></td></tr><tr style="height: 18px;"><td style="width: 48.2638%; height: 18px;" data-mce-style="width: 48.2638%;"><span>Manufacturer</span></td><td style="width: 47.7362%; height: 18px;" data-mce-style="width: 47.7362%;">Schneider<br></td></tr></tbody></table></td></tr></tbody></table><p><br><strong>GENERAL SPECIFICATIONS</strong><br></p><table width="100%"><tbody><tr><td style="width: 49.0244%;" data-mce-style="width: 49.0244%;"><span>Type</span></td><td style="width: 47.9756%;" data-mce-style="width: 47.9756%;"><span>Starter Module</span></td></tr><tr><td style="width: 49.0244%;" data-mce-style="width: 49.0244%;"><span>Weight</span></td><td style="width: 47.9756%;" data-mce-style="width: 47.9756%;"><span>2 lb</span></td></tr><tr><td style="width: 49.0244%;" data-mce-style="width: 49.0244%;"><span>Dimensions</span></td><td style="width: 47.9756%;" data-mce-style="width: 47.9756%;"><span>11 x 9 x 3 inches</span></td></tr><tr><td style="width: 49.0244%;" data-mce-style="width: 49.0244%;"><span>Nominal Input Network Voltage</span></td><td style="width: 47.9756%;" data-mce-style="width: 47.9756%;"><span>15 VDC</span></td></tr></tbody></table><p><strong>Warranty</strong><br data-mce-fragment="1"></p><ul><li>Manufacturer 12 Years Warranty</li></ul><p>* Refer to warranty document for terms and conditions<br data-mce-fragment="1"><strong>Documentation</strong></p><table width="100%"><tbody><tr><td style="width: 24%;" data-mce-style="width: 24%;"><a href="https://ressupply.com/documents/schneider_electric/Conext_AGS_Data_Sheet.pdf"><span style="color: #2b00ff;" data-mce-style="color: #2b00ff;">Data Sheet</span></a></td></tr></tbody></table><p><br><strong>Detailed Information</strong></p><p><span>The ConextTM Automatic Generator Start (AGS) Module can automatically activate or stop a generator in response to changing power requirements. An excellent addition to an off-grid or backup power system, the AGS seamlessly connects to the XanbusTM network and shares status information with all other devices on the network. It can monitor a set of system user-programmable parameters such as battery voltage, state of charge or grid power and can activate the generator in response to any changes. The AGS can also be configured remotely using the Conext System Control Panel (SCP) or Conext ComBox to engage a generator, and can assist an inverter/charger when output power demands are high.</span></p><p><span></span><strong>High Reliability</strong></p><p>Access and troubleshoot AGS device events using the Conext ComBox or SCP</p><p>Easily upgrade new firmware to the AGS using the ComBox</p>
USSB100-0055 | 290.68 | 8AGC2-DEKA | MK BATTERY DEKA 8AGC2-DEKA 190AH 6V AGM BATTERY | <p><strong data-mce-fragment="1">MK Battery, Sealed AGM, 6V, 190Ah, Golf Cart type, 8AGC2-DEKA</strong></p><p>Â </p><p><a href="https://cdn.shopify.com/s/files/1/0566/3408/1340/files/2146_410-0138_Spec_Sheet.pdf?v=1676729662"><strong>SPEC SHEET</strong></a></p>
USSB100-0056 | 249.44 | 8G24UT-DEKA | Mk Battery 8G24UT-DEKA 74AH 12V Gel Battery | <table width="100%" data-mce-fragment="1"><tbody data-mce-fragment="1"><tr data-mce-fragment="1"><td style="width: 955.59px;" data-mce-fragment="1" data-mce-style="width: 955.59px;"><strong>Mk Battery 8G24UT-DEKA 74AH 12V Gel Battery</strong></td></tr><tr data-mce-fragment="1"><td style="width: 955.59px;" data-mce-fragment="1" data-mce-style="width: 955.59px;"><p data-mce-fragment="1"><span>The MK Solar Valve-Regulated GEL Monobloc series offers reliable, versatile, maintenance-free power. The thixotropic gel enables these batteries to be completely spillproof providing many available options for installation. The gelled electrolyte gives more protection to the battery plates, and is better suited for deep cycle discharge. With longer discharge and less charging time, the MK 8G24UT-DEKA is ideal for many renewable energy applications.<br></span></p></td></tr></tbody></table><p><strong><br>SPECIFICATIONS</strong><br></p><table width="100%"><tbody><tr><td style="width: 48.2638%;"><span>Model</span></td><td style="width: 47.7362%;">8G24UT-DEKA 74AH</td></tr><tr><td style="width: 48.2638%;"><span>Series</span></td><td style="width: 47.7362%;"><span>-</span></td></tr><tr><td style="width: 48.2638%;"><span>Manufacturer</span></td><td style="width: 47.7362%;">MK</td></tr></tbody></table><p><br><strong>GENERAL SPECIFICATIONS</strong><br></p><table width="100%"><tbody><tr><td style="width: 49.0244%;" data-mce-style="width: 49.0244%;">Voltage</td><td style="width: 47.9756%;" data-mce-style="width: 47.9756%;"><span data-mce-fragment="1">12</span></td></tr><tr><td style="width: 49.0244%;" data-mce-style="width: 49.0244%;">Length</td><td style="width: 47.9756%;" data-mce-style="width: 47.9756%;"><span>10.20 IN</span></td></tr><tr><td style="width: 49.0244%;" data-mce-style="width: 49.0244%;">Width</td><td style="width: 47.9756%;" data-mce-style="width: 47.9756%;"><span>6.80 IN</span></td></tr><tr><td style="width: 49.0244%;" data-mce-style="width: 49.0244%;">Thickness</td><td style="width: 47.9756%;" data-mce-style="width: 47.9756%;"><span data-mce-fragment="1">9.24 IN</span></td></tr></tbody></table><p><strong>Warranty</strong><br data-mce-fragment="1"></p><ul><li>Manufacturer 10 Years Warranty</li></ul><p>* Refer to warranty document for terms and conditions<br data-mce-fragment="1"><strong>Documentation</strong></p><table width="100%"><tbody><tr><td style="width: 24%;" data-mce-style="width: 24%;"><a href="https://ressupply.com/documents/deka/8G24UT-DEKA_Data_Sheet.pdf"><span style="color: #2b00ff;" data-mce-style="color: #2b00ff;">Data Sheet</span></a></td></tr></tbody></table><p><br><strong>Detailed Information</strong></p><p><span>Advanced American technology and the use of the most modern computer-aided design and manufacturing techniques combine to make MK Battery's Sealed Batteries the standard by which all other batteries are measured. Their Sealed Batteries are the best the PV/Solar market has to offer.</span></p><p>Rated non-spillable by ICAO, IATA, and DOT</p><p>Made in the USA by East Penn Manufacturing Co, Inc.</p><p>250 quality control checks through ISO 9001.</p><p><strong>High Reliability</strong></p><p>Forged terminals and bushings assure no leakage.</p><p>Tank formation ensures voltage matching between cells.</p>
USSB100-0057 | 475.61 | PVX-9150T | Concorde Sunxtender PVX-9150T 915AH 2V Agm Battery | <table width="100%" data-mce-fragment="1"><tbody data-mce-fragment="1"><tr data-mce-fragment="1"><td style="width: 955.59px;" data-mce-fragment="1" data-mce-style="width: 955.59px;"><strong>Concorde Sunxtender PVX-9150T 915AH 2V Agm Battery</strong></td></tr><tr data-mce-fragment="1"><td style="width: 955.59px;" data-mce-fragment="1" data-mce-style="width: 955.59px;"><p>Sun Xtender batteries provide safe, reliable, and long-lasting power. Environmentally friendly, there is no exposed lead on Sun Xtender batteries and they are 100 percent recyclable. Sustainable, Clean, Renewable Energy Storage.</p><div class="table-outer"><div class="table-outer"><div class="table-outer"><div class="table-outer"><div class="table-outer"><div class="table-outer"><div class="table-outer"><span>PVX-9150TÂ and the complete Sun Xtender Battery product line features proprietary PolyGuard Microporous Polyethylene Separators, shielding the positive plates against shorting, shock, or vibration. No other manufacturers offer this dual-layer insulation protection feature.Â All Sun Xtender Batteries ship Hazmat Exempt for lower-cost hassle-free shipping.Â <br><br></span></div></div></div></div></div></div></div></td></tr></tbody></table><p><strong><br>SPECIFICATIONS</strong><br></p><table width="100%"><tbody><tr><td style="width: 48.2638%;"><span>Model</span></td><td style="width: 47.7362%;">PVX-9150T</td></tr><tr><td style="width: 48.2638%;"><span>Series</span></td><td style="width: 47.7362%;"><span>-</span></td></tr><tr><td style="width: 48.2638%;"><span>Manufacturer</span></td><td style="width: 47.7362%;">Concorde</td></tr></tbody></table><p><br><strong>GENERAL SPECIFICATIONS</strong><br></p><table width="100%"><tbody><tr><td style="width: 49.0244%;" data-mce-style="width: 49.0244%;"><span>Type</span></td><td style="width: 47.9756%;" data-mce-style="width: 47.9756%;"><span>AGM</span></td></tr><tr><td style="width: 49.0244%;" data-mce-style="width: 49.0244%;"><span>Weight</span></td><td style="width: 47.9756%;" data-mce-style="width: 47.9756%;"><span>94 lbs</span></td></tr><tr><td style="width: 49.0244%;" data-mce-style="width: 49.0244%;"><span>Dimensions</span></td><td style="width: 47.9756%;" data-mce-style="width: 47.9756%;"><span>10.28" L x 7.06" W x 12.65" H</span></td></tr><tr><td style="width: 49.0244%;" data-mce-style="width: 49.0244%;"><span>Nominal Voltage</span></td><td style="width: 47.9756%;" data-mce-style="width: 47.9756%;"><span>2 V</span></td></tr></tbody></table><p><strong>Warranty</strong><br data-mce-fragment="1"></p><ul><li>Manufacturer 12 Years Warranty</li></ul><p>* Refer to warranty document for terms and conditions<br data-mce-fragment="1"><strong>Documentation</strong></p><table width="100%"><tbody><tr><td style="width: 24%;" data-mce-style="width: 24%;"><a href="https://s3.amazonaws.com/ecodirect_docs/CONCORDE/PVX-9150T.pdf"><span style="color: #2b00ff;" data-mce-style="color: #2b00ff;">Data Sheet</span></a></td></tr></tbody></table><p><br><strong>Detailed Information</strong></p><p><span>The Group GC2 Tall size, PVX-6720T battery applications include Traffic Arrow / Message Boards, Grid Tied and Off Grid Homes, Power for Remote Areas / Developing Nations, Microwave Earth / Satellite Stations, Parking Lot Lighting.</span></p><p>The SunXtender PVX-9150T boasts industry leading life cycles providing safe, reliable and long lasting power.</p><p>Recombinant gas SunXtender Deep Cycle AGM Series solar batteries are low resistance, valve regulated lead acid (VRLA) batteries.</p><p>Non-Spillable maintenance free construction allows battery to be used upright, on it's end or side.</p><p><span></span><strong>High Reliability</strong></p><p><span data-mce-fragment="1">No exposed lead terminals.Â </span></p><p><span data-mce-fragment="1">New cover is flat top design.</span></p><p><span data-mce-fragment="1">High Impact Strength Copolymer Polypropylene Case and Cover.</span>Â </p>
USSB100-0059 | 328.25 | 8GGC2-DEKA | MK BATTERY DEKA 8GGC2-DEKA 180AH 6V GEL BATTERY | <p data-mce-fragment="1"><strong data-mce-fragment="1">MK Battery, Sealed Gel, 6V, 180Ah, Golf Cart type, 8GGC2-DEKA</strong></p><p data-mce-fragment="1"><strong data-mce-fragment="1">Benefits</strong></p><ul data-mce-fragment="1"><li data-mce-fragment="1">Completely maintenance free.</li><li data-mce-fragment="1">Sealed construction eliminates periodic watering, corrosive acid fumes and spills.</li><li data-mce-fragment="1">Electrolyte will not stratify, no equalization charging required.</li><li data-mce-fragment="1">Allows faster recharge.</li><li data-mce-fragment="1">Increases durability and deep cycle ability for heavy demand applications.</li><li data-mce-fragment="1">Less than 2% per month stand loss means little deterioration during transport and storage.</li><li data-mce-fragment="1">Tank formation ensures voltage matching between cells.</li><li data-mce-fragment="1">Batteries under 150lbs can be easily shipped by UPS, and don't require special freight truck shipping like with flooded lead acid batteries.</li></ul><p data-mce-fragment="1"><strong data-mce-fragment="1">Applications</strong></p><ul data-mce-fragment="1"><li data-mce-fragment="1">Solar and Wind energy system</li><li data-mce-fragment="1">Water Pumping</li><li data-mce-fragment="1">Residential</li><li data-mce-fragment="1">Communications</li><li data-mce-fragment="1">Cathodic Protection</li><li data-mce-fragment="1">Remote Monitoring</li><li data-mce-fragment="1">Refrigeration</li><li data-mce-fragment="1">Lighting Aids to Navigation</li><li data-mce-fragment="1">Wheelchairs</li><li data-mce-fragment="1">RVs</li><li data-mce-fragment="1">Golf Carts</li></ul><p data-mce-fragment="1"><br data-mce-fragment="1"></p><p data-mce-fragment="1"><strong data-mce-fragment="1">Specifications</strong></p><ul data-mce-fragment="1"><li data-mce-fragment="1">Nominal Voltage: 6 volts</li><li data-mce-fragment="1">Capacity at C/100: 198 AH</li><li data-mce-fragment="1">Plate Alloy: Lead Calcium</li><li data-mce-fragment="1">Posts: Forged terminals &amp; bushings</li><li data-mce-fragment="1">Container/Cover: Polypropylene</li><li data-mce-fragment="1">Operating Temperature Range: -76Â°F to 140Â°F (-60Â°C to 60Â°C)</li><li data-mce-fragment="1">Charge Voltage at 68Â°F (20Â°C)</li><li data-mce-fragment="1">Cycle: 2.30 to 2.35 VPC</li><li data-mce-fragment="1">Float: 2.25 to 2.30 VPC</li><li data-mce-fragment="1">Vent: Self Sealing (2 PSI Operation)</li><li data-mce-fragment="1">Electrolyte: Sulfuric acid thixotropic gel</li><li data-mce-fragment="1">Resistance: 4.0 Milliohms (full charge)</li><li data-mce-fragment="1">Terminal: T881</li></ul><p><a href="https://cdn.shopify.com/s/files/1/0566/3408/1340/files/2265_410-0033_Spec_Sheet.pdf?v=1676726441"><strong>SPEC DATA SHEET</strong></a></p>
USSB100-0060 | 387.23 | J185H-AC | TROJAN J185H-AC 225AH 12V FLOODED BATTERY | <p><strong data-mce-fragment="1">Trojan, Flooded Battery, 12V, 225Ah @ 20Hr, Group 921, Auto Post and Stud Terminal, J185H-AC</strong></p><p>Â </p><p><a href="https://cdn.shopify.com/s/files/1/0566/3408/1340/files/4053_420-0035_Data_Sheet.pdf?v=1676725290"><strong>SPEC SHEET</strong></a></p>
USSS100-0128 | 168.59 | 27TMX 105AH | Trojan, Flooded Battery, 12V, 105Ah @ 20Hr, Group 27, Wingnut Terminal, 27TMX | <div class="flex-1 overflow-hidden"><div class="react-scroll-to-bottom--css-odcfa-79elbk h-full dark:bg-gray-800"><div class="react-scroll-to-bottom--css-odcfa-1n7m0yu"><div class="flex flex-col text-sm dark:bg-gray-800"><div class="group w-full text-token-text-primary border-b border-black/10 dark:border-gray-900/50 bg-gray-50 dark:bg-[#444654]"><div class="flex p-4 gap-4 text-base md:gap-6 md:max-w-2xl lg:max-w-[38rem] xl:max-w-3xl md:py-6 lg:px-0 m-auto"><div class="relative flex w-[calc(100%-50px)] flex-col gap-1 md:gap-3 lg:w-[calc(100%-115px)]"><div class="flex flex-grow flex-col gap-3"><div class="min-h-[20px] flex flex-col items-start gap-3 overflow-x-auto whitespace-pre-wrap break-words"><div class="markdown prose w-full break-words dark:prose-invert light"><p>Introducing the Trojan 27TMX Flooded Battery â€“ a reliable power source tailored for a range of applications. Built on Trojan's legacy of durability and performance, this battery is designed to provide consistent power output and extended lifespan.</p><p><strong>Specifications:</strong></p><ul><li><strong>Brand:</strong> Trojan</li><li><strong>Model:</strong> 27TMX</li><li><strong>Battery Type:</strong> Flooded/Lead Acid</li><li><strong>Voltage:</strong> 12V</li><li><strong>Capacity:</strong> 105Ah @ 20Hr</li><li><strong>Battery Group Size:</strong> Group 27</li><li><strong>Terminal Type:</strong> Wingnut Terminal</li></ul><p><strong>Dimensions:</strong></p><p><em>(Note: The following dimensions are approximations. For precise measurements, please refer to the product's manual or the manufacturer's website.)</em></p><ul><li><strong>Length:</strong> 12.72 inches</li><li><strong>Width:</strong>Â Â 6.60 inches</li><li><strong>Height:</strong>Â 9.24 inches</li></ul><p><strong>Weight:</strong></p><ul><li>55 lbs</li></ul><p><strong>Features:</strong></p><ul><li><strong>Durable Design:</strong> Constructed with high-quality materials that ensure longevity even under rigorous usage.</li><li><strong>Consistent Power Output:</strong> Delivers stable power over time, making it ideal for a variety of applications.</li><li><strong>Easy Installation:</strong> The wingnut terminal ensures hassle-free connection and maintenance.</li><li><strong>Extended Lifespan:</strong> Designed for deep discharge and frequent use, guaranteeing a longer operational life compared to traditional batteries.</li><li><strong>Eco-friendly:</strong> Built keeping the environment in mind, it features materials that are recyclable and compliant with regulatory standards.</li></ul><p><strong>Applications:</strong></p><p>Suitable for solar installations, backup power systems, marine applications, recreational vehicles (RVs), and other deep cycle applications where continuous power is essential.</p><p><em>Ensure proper safety measures are followed during installation and maintenance. Regularly inspect and keep terminals clean for optimal performance.<br><br><a data-mce-fragment="1" href="https://cdn.shopify.com/s/files/1/0566/3408/1340/files/2384_420-0031_Spec_Sheet.pdf?v=1676724465" target="_new" data-mce-href="https://cdn.shopify.com/s/files/1/0566/3408/1340/files/2384_420-0031_Spec_Sheet.pdf?v=1676724465">SPEC SHEET</a><br></em></p></div></div></div></div></div></div></div></div></div></div>
USSP100-0048 | 299.6 | TSM-DEG19C.20-BF | Trina 535W TSM-DEG19C.20-BF Mono XL Bifacial Solar Panel | <table data-mce-fragment="1" width="100%"><tbody data-mce-fragment="1"><tr data-mce-fragment="1"><td data-mce-fragment="1"><strong>Trina 535W TSM-DEG19C.20-BF Mono XL Bifacial Solar Panel</strong><br></td></tr><tr data-mce-fragment="1"><td data-mce-fragment="1"><p><span data-mce-fragment="1">The Trina Vertex 535-watt module features 110 monocrystalline solar cells with bifacial dual glass. Delivering higher power, the bifacial design delivers greater output and performance withÂ a 21.5% efficiency that can generate up to 25% additional power gain from the back side to maximize the light absorption area.Â This Trina XL solar panel is ideal for large-scale installations and is able to maximize limited space with top-end efficiency.Â The Trina Vertex solar panel is certified to withstand challenging environmental conditions for high reliability.Â </span></p><table width="100%"><tbody><tr style="height: 29.375px;" data-mce-style="height: 29.375px;"><td style="height: 29.375px;" data-mce-style="height: 29.375px;">Â </td></tr></tbody></table><table width="100%"><tbody><tr><td><table width="100%"><tbody><tr><td style="width: 51.4725%;" data-mce-style="width: 51.4725%;"><br></td><td style="width: 45.8759%;" data-mce-style="width: 45.8759%;"><br></td></tr><tr><td style="width: 51.4725%;" data-mce-style="width: 51.4725%;"><div style="text-align: left;"><img src="https://cdn.shopify.com/s/files/1/0566/3408/1340/files/TSM-535DEG19C.20-BF1_480x480.png?v=1675836232" alt="Image 1" style="margin-bottom: 16px; float: none;"></div></td><td style="width: 45.8759%;" data-mce-style="width: 45.8759%;"><div style="text-align: left;"><img src="https://cdn.shopify.com/s/files/1/0566/3408/1340/files/TSM-535DEG19C.20-BF_480x480.png?v=1675836262" alt="Image 2" style="margin-bottom: 16px; float: none;"></div></td></tr><tr><td style="width: 51.4725%;" data-mce-style="width: 51.4725%;"></td><td style="width: 45.8759%;" data-mce-style="width: 45.8759%;"></td></tr></tbody></table><table width="100%"><tbody><tr><td style="width: 48.2638%;" data-mce-style="width: 48.2638%;"><br></td><td style="width: 47.7362%;" data-mce-style="width: 47.7362%;"><br></td></tr></tbody></table></td></tr></tbody></table><p><br><strong>TrinaÂ Solar's Specification</strong></p><table width="100%"><tbody><tr><td style="width: 48.2638%;"><span>Model</span></td><td style="width: 47.7362%;">TSM-DEG19C.20</td></tr><tr><td style="width: 48.2638%;"><span>Series</span></td><td style="width: 47.7362%;">VERTEX BIFACIAL DUAL GLASS M</td></tr><tr><td style="width: 48.2638%;"><span>Manufacturer</span></td><td style="width: 47.7362%;">TRINA</td></tr></tbody></table><p><br><strong>MECHANICAL </strong><br></p><table width="100%"><tbody><tr><td style="width: 49.0244%;" data-mce-style="width: 49.0244%;">Specification</td><td style="width: 47.9756%;" data-mce-style="width: 47.9756%;">Data</td></tr><tr><td style="width: 49.0244%;" data-mce-style="width: 49.0244%;">Cell Type</td><td style="width: 47.9756%;" data-mce-style="width: 47.9756%;">Mono-crystalline</td></tr><tr><td style="width: 49.0244%;" data-mce-style="width: 49.0244%;">Cell Arrangement</td><td style="width: 47.9756%;" data-mce-style="width: 47.9756%;">110 cellsÂ </td></tr><tr><td style="width: 49.0244%;" data-mce-style="width: 49.0244%;">Dimensions</td><td style="width: 47.9756%;" data-mce-style="width: 47.9756%;">2384Ã—1096Ã—30 mm (93.86Ã—43.15Ã—1.18 inches)</td></tr><tr><td style="width: 49.0244%;" data-mce-style="width: 49.0244%;">Weight</td><td style="width: 47.9756%;" data-mce-style="width: 47.9756%;">32.3 kg (71.2 lb)</td></tr><tr><td style="width: 49.0244%;" data-mce-style="width: 49.0244%;">Front / Back Glass</td><td style="width: 47.9756%;" data-mce-style="width: 47.9756%;">2.0 mm heat strengthened glass</td></tr><tr><td style="width: 49.0244%;" data-mce-style="width: 49.0244%;">Frame</td><td style="width: 47.9756%;" data-mce-style="width: 47.9756%;">30mm(1.18 inches) Anodized Aluminium Alloy</td></tr><tr><td style="width: 49.0244%;" data-mce-style="width: 49.0244%;">J-Box</td><td style="width: 47.9756%;" data-mce-style="width: 47.9756%;">IP 68 rated</td></tr><tr><td style="width: 49.0244%;" data-mce-style="width: 49.0244%;">Cable</td><td style="width: 47.9756%;" data-mce-style="width: 47.9756%;">Photovoltaic Technology Cable 4.0mm2 (0.006 inches2),</td></tr><tr><td style="width: 49.0244%;" data-mce-style="width: 49.0244%;">Cable Length (Including Connector)</td><td style="width: 47.9756%;" data-mce-style="width: 47.9756%;">Portrait: 280/280 mm(11.02/11.02 inches) Length can be customized</td></tr><tr><td style="width: 49.0244%;" data-mce-style="width: 49.0244%;"></td><td style="width: 47.9756%;" data-mce-style="width: 47.9756%;"></td></tr></tbody></table><p><strong><br>ELECTRICAL</strong></p><table width="100%"><tbody><tr><td style="width: 47.723%;" data-mce-style="width: 47.723%;">Nominal Max. Power (Pmax)</td><td style="width: 46.277%;" data-mce-style="width: 46.277%;">535 W</td></tr><tr><td style="width: 47.723%;" data-mce-style="width: 47.723%;">Opt. Operating Voltage (Vmp)</td><td style="width: 46.277%;" data-mce-style="width: 46.277%;">31.2 V</td></tr><tr><td style="width: 47.723%;" data-mce-style="width: 47.723%;">Opt. Operating Current (Imp)</td><td style="width: 46.277%;" data-mce-style="width: 46.277%;">17.16 A</td></tr><tr><td style="width: 47.723%;" data-mce-style="width: 47.723%;">Open Circuit Voltage (Voc)</td><td style="width: 46.277%;" data-mce-style="width: 46.277%;">37.5V</td></tr><tr><td style="width: 47.723%;" data-mce-style="width: 47.723%;">Short Circuit Current (Isc)</td><td style="width: 46.277%;" data-mce-style="width: 46.277%;">18.24 A</td></tr></tbody></table><p><strong><br>Warranty</strong><br data-mce-fragment="1"></p><ul><li>12 year Product Workmanship Warranty</li><li>30 year Power Warranty</li><li>0.45% Annual Power Attenuation</li><li>2% rst year degradation</li><li>* Refer to warranty document for terms and conditions<br></li></ul><p><strong>Documentation</strong></p><table width="100%"><tbody><tr><td style="width: 24%;" data-mce-style="width: 24%;"><a href="https://cdn.shopify.com/s/files/1/0566/3408/1340/files/TSM_Vertex_DEG19C.20_2022A.pdf"><span style="color: #2b00ff;" data-mce-style="color: #2b00ff;">Data Sheet</span></a></td></tr></tbody></table><p><br><strong>Detailed Information</strong></p><p>Designed for compatibility with existing mainstream system components Higher return on InvestmentUp to 21.2% module efficiencyÂ with high density interconnect technology</p><p>Multi-busbar technology for better light trapping effect, lower series resistance and improved current collection</p><p><strong>High reliability</strong></p><p>Minimized micro-cracks with innovative non-destructive cutting technology</p><p>Ensured PID resistance through cell process and module material control</p><p>Resistant to harsh environments such as salt, ammonia, sand, high temperature and high humidity areas â€¢ Mechanical performance up to 5400 Pa positive load and 2400 Pa negative load<br></p><p><strong>Quality and certifications</strong></p><p>IEC61215/IEC61730/IEC61701/IEC62716/UL61730</p><p>ISO 9001: Quality Management System</p><p>ISO 14001: Environmental Management System</p><p>ISO14064: Greenhouse Gases Emissions Verification</p><p>ISO45001: Occupational Health and Safety Management System<span style="font-size: 1.4em;">Â </span><br></p></td></tr></tbody></table>
USSB100-0093 | 496.45 | 5SHP-GEL | TROJAN 5SHP-GEL 125AH 12V GEL BATTERY | <p data-mce-fragment="1"><strong data-mce-fragment="1">Trojan, Sealed GEL Battery, 12V, 125Ah @ 20Hr, Group DIN, Auto Post Terminal, 5SHP-GEL</strong></p><p data-mce-fragment="1">Deep-cycle gel batteries from Trojan are maintenance-free, sealed batteries that provide superior power in challenging renewable energy applications. Trojan's deep-cycle gel batteries are engineered for robust durability, excellent efficiency, and long battery life, and they have a range of main design features that set them apart from competing for gel batteries.</p><p data-mce-fragment="1">Sulfuric acid, fumed silica, pure demineralized, deionized water, and a phosphoric acid additive make up the gelled electrolyte, which is a proprietary formulation. This particular formulation provides a homogeneous gel with reliable consistency and substantially longer cycle life. The heavy-duty grids secure active material to the grid network, allowing for more concentrated energy to be delivered to the terminals. For optimum performance, premium-grade, double-insulated separators allow maximum charge flow between the plates.Â </p>
USSP100-0051 | 231 | TSM-DE09C.07 385W | Trina Solar Vertex S Series TSM-DE09C.07-PALLET 385Watt 120 1/2 Cells Bifacial Clear Monocrystalline | <table width="100%" data-mce-fragment="1"><tbody data-mce-fragment="1"><tr data-mce-fragment="1"><td data-mce-fragment="1"><strong>Trina Solar Vertex S Series TSM-DE09C.07-PALLET 385Watt 120 1/2 Cells Bifacial Clear Monocrystalline-Â (Pallet Of 36 Modules)</strong><br></td></tr><tr data-mce-fragment="1"><td data-mce-fragment="1"><p>This line of modules is the direct result of over three decades of design, manufacturing and use. Attending to every detail in the design and manufacture of our products, our process controls and testing methods have optimized module life and electrical energy production.</p><table width="100%"><tbody><tr><td><table width="100%"><tbody><tr><td style="width: 51.4725%;" data-mce-style="width: 51.4725%;"><br></td><td style="width: 45.8759%;" data-mce-style="width: 45.8759%;"><br></td></tr><tr><td style="width: 51.4725%;" data-mce-style="width: 51.4725%;"><div style="text-align: left;"><img style="margin-bottom: 16px; float: none;" alt="Image 1" src="https://cdn.shopify.com/s/files/1/0566/3408/1340/files/TMS.png?v=1675828160"></div></td><td style="width: 45.8759%;" data-mce-style="width: 45.8759%;"><div style="text-align: left;"><img style="margin-bottom: 16px; float: none;" alt="Image 2" src="https://cdn.shopify.com/s/files/1/0566/3408/1340/files/TMS.png-1.png?v=1675828161"></div></td></tr><tr><td style="width: 51.4725%;" data-mce-style="width: 51.4725%;"></td><td style="width: 45.8759%;" data-mce-style="width: 45.8759%;"></td></tr></tbody></table><br><table width="100%"><tbody><tr><td style="width: 48.2638%;" data-mce-style="width: 48.2638%;"><br></td><td style="width: 47.7362%;" data-mce-style="width: 47.7362%;"><br></td></tr></tbody></table></td></tr></tbody></table><p>Â <br></p><p><b>Trina Solar's Specification</b><br></p><table width="100%"><tbody><tr><td style="width: 48.2638%;"><span>Model</span></td><td style="width: 47.7362%;">TSM-DE09C.07Â 385Watt</td></tr><tr><td style="width: 48.2638%;"><span>Series</span></td><td style="width: 47.7362%;">Vertex S BACKSHEET MONOCRYSTALLINE MODULE</td></tr><tr><td style="width: 48.2638%;"><span>Manufacturer</span></td><td style="width: 47.7362%;">Trina</td></tr></tbody></table><p><br><strong>MECHANICAL </strong><br></p><table width="100%"><tbody><tr><td style="width: 49.0244%;" data-mce-style="width: 49.0244%;">Specification</td><td style="width: 47.9756%;" data-mce-style="width: 47.9756%;">Data</td></tr><tr><td style="width: 49.0244%;" data-mce-style="width: 49.0244%;">Cell Type</td><td style="width: 47.9756%;" data-mce-style="width: 47.9756%;">Mono-crystalline</td></tr><tr><td style="width: 49.0244%;" data-mce-style="width: 49.0244%;">Cell Arrangement</td><td style="width: 47.9756%;" data-mce-style="width: 47.9756%;">-</td></tr><tr><td style="width: 49.0244%;" data-mce-style="width: 49.0244%;">Dimensions</td><td style="width: 47.9756%;" data-mce-style="width: 47.9756%;"><span dir="ltr" role="presentation">1754</span><span dir="ltr" role="presentation"> </span><span dir="ltr" role="presentation">Ã—1096Ã—30 mm (69.06Ã—43.15Ã—1.18 inches)</span></td></tr><tr><td style="width: 49.0244%;" data-mce-style="width: 49.0244%;">Weight</td><td style="width: 47.9756%;" data-mce-style="width: 47.9756%;"><span dir="ltr" role="presentation">21.0 kg (46.3 lb)</span></td></tr><tr><td style="width: 49.0244%;" data-mce-style="width: 49.0244%;">Front / Back Glass</td><td style="width: 47.9756%;" data-mce-style="width: 47.9756%;"><span dir="ltr" role="presentation">3.2 mm (0.13 inches),</span><span dir="ltr" role="presentation"> </span><span dir="ltr" role="presentation">High Transmission, AR Coated Heat Strengthened Glass</span></td></tr><tr><td style="width: 49.0244%;" data-mce-style="width: 49.0244%;">Frame</td><td style="width: 47.9756%;" data-mce-style="width: 47.9756%;"><span dir="ltr" role="presentation">30mm(1.18 inches) Anodized Aluminium Alloy</span></td></tr><tr><td style="width: 49.0244%;" data-mce-style="width: 49.0244%;">J-Box</td><td style="width: 47.9756%;" data-mce-style="width: 47.9756%;"><span dir="ltr" role="presentation">IP 68 rated</span></td></tr><tr><td style="width: 49.0244%;" data-mce-style="width: 49.0244%;">Cable</td><td style="width: 47.9756%;" data-mce-style="width: 47.9756%;">Photovoltaic Technology Cable 4.0mm2 (0.006 inches2),Portrait: 350/280 mm(13.78/11.02 inches),Landscape: N 1100 mm /P 1100 mm (43.31/43.31 inches)<br></td></tr><tr><td style="width: 49.0244%;" data-mce-style="width: 49.0244%;">Cable Length (Including Connector)</td><td style="width: 47.9756%;" data-mce-style="width: 47.9756%;"><span dir="ltr" role="presentation">MC4 EVO2 / TS4*</span></td></tr></tbody></table><p><strong><br>ELECTRICAL</strong></p><table width="100%"><tbody><tr><td style="width: 47.723%;" data-mce-style="width: 47.723%;">Nominal Max. Power (Pmax)</td><td style="width: 46.277%;" data-mce-style="width: 46.277%;">385 W</td></tr><tr><td style="width: 47.723%;" data-mce-style="width: 47.723%;">Opt. Operating Voltage (Vmp)</td><td style="width: 46.277%;" data-mce-style="width: 46.277%;"><span role="presentation" dir="ltr" data-mce-fragment="1">33.6</span> V</td></tr><tr><td style="width: 47.723%;" data-mce-style="width: 47.723%;">Opt. Operating Current (Imp)</td><td style="width: 46.277%;" data-mce-style="width: 46.277%;"><span role="presentation" dir="ltr" data-mce-fragment="1">11.46</span> A</td></tr><tr><td style="width: 47.723%;" data-mce-style="width: 47.723%;">Open Circuit Voltage (Voc)</td><td style="width: 46.277%;" data-mce-style="width: 46.277%;"><span dir="ltr" role="presentation" data-mce-fragment="1">40.6</span> V</td></tr><tr><td style="width: 47.723%;" data-mce-style="width: 47.723%;">Short Circuit Current (Isc)</td><td style="width: 46.277%;" data-mce-style="width: 46.277%;"><span dir="ltr" role="presentation" data-mce-fragment="1">12.07</span> A</td></tr></tbody></table><p><strong><br>Warranty</strong><br data-mce-fragment="1"></p><ul><li>Free from defects in materials and workmanship for 2 years</li><li>90% min. power output over 12 years</li><li>Optional 25 years available</li></ul><p>* Refer to warranty document for terms and conditions<br data-mce-fragment="1"><strong><br>Documentation</strong></p><table width="100%"><tbody><tr><td style="width: 24%;" data-mce-style="width: 24%;"><a href="https://cdn.shopify.com/s/files/1/0566/3408/1340/files/VertexS_DE09C.07_Black_Transparent__380-405w_1.pdf?v=1675831792"><span style="color: #2b00ff;" data-mce-style="color: #2b00ff;">Data Sheet</span></a></td></tr></tbody></table><p><br><strong>Detailed Information</strong></p><p>Designed for compatibility with existing mainstream optimizers, inverters and mounting systems</p><p>Perfect size and low weight makes handling and transportation easier and more cost-ective<br><strong></strong></p><p><strong>High reliability</strong><br></p><p>Cell interconnections and diode placement use well-established industry practice and are field-proven to provide excellent reliability.</p><p>Minimized micro-cracks with innovative non-destructive cutting technology.</p><p>Ensured PID resistance through cell process and module material control.</p><p>Mechanical performance up to +6000 Pa and-4000 Pa negative load</p><p><strong>Quality and certifications</strong><br></p><p>IEC61215/IEC61730/IEC61701/IEC62716/UL61730</p><p>IEC61215/IEC61730/IEC61701/IEC62716/UL61730</p><p>ISO 14001: Environmental Management System</p><p>ISO14064: Greenhouse Gases Emissions Verifcation</p><p>ISO14064: Greenhouse Gases Emissions Verifcation</p></td></tr></tbody></table>
USSB100-0092 | 713.95 | PVX-12150HT | Concorde Sunxtender PVX-12150HT 1,215AH 2V Agm Battery | <p data-mce-fragment="1"><strong data-mce-fragment="1">Concorde, Sealed AGM Battery, 2V, 1215Ah @ 24hr, PVX-12150HT</strong></p><p data-mce-fragment="1"><br data-mce-fragment="1"></p><p data-mce-fragment="1">The Sun Xtender Sealed AGM Battery (PVX-4050HT) from Concorde Battery is a valve-operated lead-acid battery with AGM construction (VRLA-AGM). The battery can be used upright, on its end, or on its side due to its non-spillable construction, and the maintenance-free AGM nature eliminates the need for water replenishment.</p><p data-mce-fragment="1"><br data-mce-fragment="1"></p><p data-mce-fragment="1">The plates are thicker than the industry norm, using pure lead calcium grids, for longer cycle life, improved durability, and strength. The low impedance AGM architecture allows for excellent charge acceptance, and regulated voltage charging does not require a current cap.</p><p data-mce-fragment="1"><br data-mce-fragment="1"></p><p data-mce-fragment="1">The PolyGuard Microporous Polyethylene Separators in the Sun Xtender product line protect the positive plates from shorting, shock, and vibration. This dual-layer insulation with its effective safety feature is not available from any other manufacturer.</p><p data-mce-fragment="1"><br data-mce-fragment="1"></p><p data-mce-fragment="1">The Sun Xtender battery covers and containers are made of high-impact, reinforced copolymer polypropylene and have thick end walls to prevent bulging. The corrosion-resistant copper alloy T Terminals come with silicon bronze bolts and washers. All SunXtender Batteries are Hazmat Exempt when shipped.</p>
USSP100-0052 | 224 | TSM-DE09C.07 390W | Trina Solar Vertex S Series 390W TSM-DE09C.07 120 1/2 Cells Bifacial Clear Monocrystalline Solar Panel | <table width="100%" data-mce-fragment="1"><tbody data-mce-fragment="1"><tr data-mce-fragment="1"><td data-mce-fragment="1"><strong>Trina Solar Vertex S Series 390W TSM-DE09C.07 120 1/2 Cells Bifacial Clear Monocrystalline Solar Panel (Pallet Of 36 Modules)</strong><br></td></tr><tr data-mce-fragment="1"><td data-mce-fragment="1"><p>This line of modules is the direct result of over three decades of design, manufacturing and use. Attending to every detail in the design and manufacture of our products, our process controls and testing methods have optimized module life and electrical energy production.</p><table width="100%"><tbody><tr><td><table width="100%"><tbody><tr><td style="width: 51.4725%;" data-mce-style="width: 51.4725%;"><br></td><td style="width: 45.8759%;" data-mce-style="width: 45.8759%;"><br></td></tr><tr><td style="width: 51.4725%;" data-mce-style="width: 51.4725%;"><img src="https://cdn.shopify.com/s/files/1/0566/3408/1340/files/TMS_e87b9d65-c2d7-4b90-afaf-546402a19f36.png?v=1675830397" alt=""></td><td style="width: 45.8759%;" data-mce-style="width: 45.8759%;"><img src="https://cdn.shopify.com/s/files/1/0566/3408/1340/files/TMS.png-1.png?v=1675828161" alt=""></td></tr><tr><td style="width: 51.4725%;" data-mce-style="width: 51.4725%;"></td><td style="width: 45.8759%;" data-mce-style="width: 45.8759%;"></td></tr></tbody></table><br><table width="100%"><tbody><tr><td style="width: 48.2638%;" data-mce-style="width: 48.2638%;"><br></td><td style="width: 47.7362%;" data-mce-style="width: 47.7362%;"><br></td></tr></tbody></table></td></tr></tbody></table><p><br><strong>Trina Solar's Specification</strong></p><table width="100%"><tbody><tr><td style="width: 48.2638%;"><span>Model</span></td><td style="width: 47.7362%;">390W TSM-DE09C.07</td></tr><tr><td style="width: 48.2638%;"><span>Series</span></td><td style="width: 47.7362%;">Vertex S BACKSHEET MONOCRYSTALLINE MODULE</td></tr><tr><td style="width: 48.2638%;"><span>Manufacturer</span></td><td style="width: 47.7362%;">Trina</td></tr></tbody></table><p><br><strong>MECHANICAL </strong><br></p><table width="100%"><tbody><tr><td style="width: 49.0244%;" data-mce-style="width: 49.0244%;">Specification</td><td style="width: 47.9756%;" data-mce-style="width: 47.9756%;">Data</td></tr><tr><td style="width: 49.0244%;" data-mce-style="width: 49.0244%;">Cell Type</td><td style="width: 47.9756%;" data-mce-style="width: 47.9756%;">Monocrystalline</td></tr><tr><td style="width: 49.0244%;" data-mce-style="width: 49.0244%;">Cell Arrangement</td><td style="width: 47.9756%;" data-mce-style="width: 47.9756%;">-</td></tr><tr><td style="width: 49.0244%;" data-mce-style="width: 49.0244%;">Dimensions</td><td style="width: 47.9756%;" data-mce-style="width: 47.9756%;">1754Ã—1096Ã—30 mm (69.06Ã—43.15Ã—1.18 inches)</td></tr><tr><td style="width: 49.0244%;" data-mce-style="width: 49.0244%;">Weight</td><td style="width: 47.9756%;" data-mce-style="width: 47.9756%;">21.0 kg (46.3 lb)</td></tr><tr><td style="width: 49.0244%;" data-mce-style="width: 49.0244%;">Front / Back Glass</td><td style="width: 47.9756%;" data-mce-style="width: 47.9756%;">3.2 mm (0.13 inches), High Transmission, AR Coated Heat Strengthened Glass</td></tr><tr><td style="width: 49.0244%;" data-mce-style="width: 49.0244%;">Frame</td><td style="width: 47.9756%;" data-mce-style="width: 47.9756%;">30mm(1.18 inches) Anodized Aluminium Alloy</td></tr><tr><td style="width: 49.0244%;" data-mce-style="width: 49.0244%;">J-Box</td><td style="width: 47.9756%;" data-mce-style="width: 47.9756%;">IP 68 rated</td></tr><tr><td style="width: 49.0244%;" data-mce-style="width: 49.0244%;">Cable</td><td style="width: 47.9756%;" data-mce-style="width: 47.9756%;">Photovoltaic Technology Cable 4.0mm2 (0.006 inches2),Portrait: 350/280 mm(13.78/11.02 inches),Landscape: N 1100 mm /P 1100 mm (43.31/43.31 inches)<br></td></tr><tr><td style="width: 49.0244%;" data-mce-style="width: 49.0244%;">Cable Length (Including Connector)</td><td style="width: 47.9756%;" data-mce-style="width: 47.9756%;">MC4 EVO2 / TS4*</td></tr></tbody></table><p><strong><br>ELECTRICAL</strong></p><table width="100%"><tbody><tr><td style="width: 47.723%;" data-mce-style="width: 47.723%;">Nominal Max. Power (Pmax)</td><td style="width: 46.277%;" data-mce-style="width: 46.277%;">390 W</td></tr><tr><td style="width: 47.723%;" data-mce-style="width: 47.723%;">Opt. Operating Voltage (Vmp)</td><td style="width: 46.277%;" data-mce-style="width: 46.277%;">33.8 V</td></tr><tr><td style="width: 47.723%;" data-mce-style="width: 47.723%;">Opt. Operating Current (Imp)</td><td style="width: 46.277%;" data-mce-style="width: 46.277%;">11.54 A</td></tr><tr><td style="width: 47.723%;" data-mce-style="width: 47.723%;">Open Circuit Voltage (Voc)</td><td style="width: 46.277%;" data-mce-style="width: 46.277%;">40.8 V</td></tr><tr><td style="width: 47.723%;" data-mce-style="width: 47.723%;">Short Circuit Current (Isc)</td><td style="width: 46.277%;" data-mce-style="width: 46.277%;">12.14 A</td></tr></tbody></table><p><strong><br>Warranty</strong><br data-mce-fragment="1"></p><ul><li>25 year product warranty</li><li>25 year performance warranty with lowest degradation</li></ul><p>* Refer to warranty document for terms and conditions<br data-mce-fragment="1"><strong><br>Documentation</strong></p><table width="100%"><tbody><tr><td style="width: 24%;" data-mce-style="width: 24%;"><a href="https://cdn.shopify.com/s/files/1/0566/3408/1340/files/DE09C.07_d17e769a-b441-4d31-a4a4-95a605c886bf.pdf?v=1675830874"><span style="color: #2b00ff;" data-mce-style="color: #2b00ff;">Data Sheet</span></a></td></tr></tbody></table><p><br><strong>Detailed Information</strong></p><p>Designed for compatibility with existing mainstream optimizers, inverters and mounting systems</p><p>Perfect size and low weight makes handling and transportation easier and more cost-ective</p><p><strong>High reliability</strong><br>Cell interconnections and diode placement use well-established industry practice and are field-proven to provide excellent reliability.</p><p>Minimized micro-cracks with innovative non-destructive cutting technology.</p><p>Ensured PID resistance through cell process and module material control.</p><p>Mechanical performance up to +6000 Pa and-4000 Pa negative load</p><p><strong>Quality and certifications</strong><br></p><p>IEC61215/IEC61730/IEC61701/IEC62716/UL61730</p><p>IEC61215/IEC61730/IEC61701/IEC62716/UL61730</p><p>ISO 14001: Environmental Management System</p><p>ISO14064: Greenhouse Gases Emissions Verifcation</p><p>ISO14064: Greenhouse Gases Emissions Verifcation</p></td></tr></tbody></table>
USSP100-0077 | 246 | SE-182*91-410M-108N | Solarever USA HC 108M Series SE-182*91-410M-108N 410Watt 108 1/2 Cells BoB Monocrystalline | <table width="100%" data-mce-fragment="1"><tbody data-mce-fragment="1"><tr data-mce-fragment="1"><td data-mce-fragment="1"><strong>Solarever USA HC 108M Series SE-182-91-410M-108N 410Watt 108 1/2 Cells BoB MonocrystallineÂ </strong><br></td></tr><tr data-mce-fragment="1"><td data-mce-fragment="1"><p>Manufacturer Part#: SE-182*91-410M-108N PALLET Solarever USA is an American-based company, which designs solar panels in California and manufactures them in Colima, Mexico. Multi Busbar Solar Cell - Multi busbar solar cell adopts new technology to improve the efficiency of modules, and offers a better aesthetic appearance, making it perfect for rooftop installation High Efficiency - Higher module conversion efficiency (up to 20.38%) benefits from half-cell structure (low resistance characteristic) PID Resistance - Excellent Anti-PID performance guarantees limited power degradation for mass production</p><table width="100%"><tbody><tr><td><table width="100%"><tbody><tr><td style="width: 51.4725%;" data-mce-style="width: 51.4725%;"><br></td><td style="width: 45.8759%;" data-mce-style="width: 45.8759%;"><br></td></tr><tr><td style="width: 51.4725%;" data-mce-style="width: 51.4725%;"><div style="text-align: left;"><img style="margin-bottom: 16px; float: none;" alt="Image 1" src="https://cdn.shopify.com/s/files/1/0566/3408/1340/files/Solarever_USA_HC_108M_410w_480x480.png?v=1676016732"></div></td><td style="width: 45.8759%;" data-mce-style="width: 45.8759%;"><div style="text-align: left;"><img style="margin-bottom: 16px; float: none;" alt="Image 2" src="https://cdn.shopify.com/s/files/1/0566/3408/1340/files/Solarever_USA_HC_108M_410w1_480x480.png?v=1676016752"></div></td></tr><tr><td style="width: 51.4725%;" data-mce-style="width: 51.4725%;"></td><td style="width: 45.8759%;" data-mce-style="width: 45.8759%;"></td></tr></tbody></table><strong>Solarever USA Solar's Specification</strong><table width="100%"><tbody><tr><td style="width: 48.2638%;" data-mce-style="width: 48.2638%;"><span>Model</span></td><td style="width: 47.7362%;" data-mce-style="width: 47.7362%;">Module HC 108H</td></tr><tr><td style="width: 48.2638%;" data-mce-style="width: 48.2638%;"><span>Series</span></td><td style="width: 47.7362%;" data-mce-style="width: 47.7362%;">HC 108M Series</td></tr><tr><td style="width: 48.2638%;" data-mce-style="width: 48.2638%;"><span>Manufacturer</span></td><td style="width: 47.7362%;" data-mce-style="width: 47.7362%;">Solarever USA</td></tr><tr><td style="width: 48.2638%;" data-mce-style="width: 48.2638%;"></td><td style="width: 47.7362%;" data-mce-style="width: 47.7362%;"><br></td></tr></tbody></table></td></tr></tbody></table><p><br><strong>MECHANICAL </strong><br></p><table width="100%"><tbody><tr><td style="width: 49.0244%;" data-mce-style="width: 49.0244%;">Specification</td><td style="width: 47.9756%;" data-mce-style="width: 47.9756%;">Data</td></tr><tr><td style="width: 49.0244%;" data-mce-style="width: 49.0244%;">Cell Type</td><td style="width: 47.9756%;" data-mce-style="width: 47.9756%;">Mono PERC 182Ã—91mm</td></tr><tr><td style="width: 49.0244%;" data-mce-style="width: 49.0244%;">Cell Arrangement</td><td style="width: 47.9756%;" data-mce-style="width: 47.9756%;">108mm (6Ã—18)</td></tr><tr><td style="width: 49.0244%;" data-mce-style="width: 49.0244%;">Dimensions</td><td style="width: 47.9756%;" data-mce-style="width: 47.9756%;">1724Ã—1134Ã—35mm (67.87Ã—44.64Ã—1.37inch)</td></tr><tr><td style="width: 49.0244%;" data-mce-style="width: 49.0244%;">Weight</td><td style="width: 47.9756%;" data-mce-style="width: 47.9756%;">21.5 kg (47.4 lbs)</td></tr><tr><td style="width: 49.0244%;" data-mce-style="width: 49.0244%;">Front / Back Glass</td><td style="width: 47.9756%;" data-mce-style="width: 47.9756%;">3.2mm, Anti-Reflection Coating, High Transmission, Low Iron, Tempered Glass</td></tr><tr><td style="width: 49.0244%;" data-mce-style="width: 49.0244%;">Frame</td><td style="width: 47.9756%;" data-mce-style="width: 47.9756%;">Anodized aluminium alloy</td></tr><tr><td style="width: 49.0244%;" data-mce-style="width: 49.0244%;">J-Box</td><td style="width: 47.9756%;" data-mce-style="width: 47.9756%;">IP67, Rated</td></tr><tr><td style="width: 49.0244%;" data-mce-style="width: 49.0244%;">Cable</td><td style="width: 47.9756%;" data-mce-style="width: 47.9756%;">TÃœV 1x4.0mm (+)450mm,(-)1200mm or Customized Length</td></tr><tr><td style="width: 49.0244%;" data-mce-style="width: 49.0244%;"></td></tr><tr><td style="width: 49.0244%;" data-mce-style="width: 49.0244%;"></td><td style="width: 47.9756%;" data-mce-style="width: 47.9756%;"></td></tr></tbody></table><p><strong>ELECTRICAL</strong></p><table width="100%"><tbody><tr><td style="width: 47.723%;" data-mce-style="width: 47.723%;">Nominal Max. Power (Pmax)</td><td style="width: 46.277%;" data-mce-style="width: 46.277%;">410Â W</td></tr><tr><td style="width: 47.723%;" data-mce-style="width: 47.723%;">Opt. Operating Voltage (Vmp)</td><td style="width: 46.277%;" data-mce-style="width: 46.277%;">31.35Â V</td></tr><tr><td style="width: 47.723%;" data-mce-style="width: 47.723%;">Opt. Operating Current (Imp)</td><td style="width: 46.277%;" data-mce-style="width: 46.277%;">13.08 A</td></tr><tr><td style="width: 47.723%;" data-mce-style="width: 47.723%;">Open Circuit Voltage (Voc)</td><td style="width: 46.277%;" data-mce-style="width: 46.277%;">37.12Â V</td></tr><tr><td style="width: 47.723%;" data-mce-style="width: 47.723%;">Short Circuit Current (Isc)</td><td style="width: 46.277%;" data-mce-style="width: 46.277%;">13.96Â A</td></tr></tbody></table><p><strong>Warranty</strong><br data-mce-fragment="1"></p><ul><li>linear power output 25 years warranty</li><li>enhanced product 12 years warranty on materials and workmanship</li></ul><p>* Refer to warranty document for terms and conditions<br data-mce-fragment="1"><strong>Documentation</strong></p><table width="100%"><tbody><tr><td style="width: 24%;" data-mce-style="width: 24%;"><a href="https://cdn.shopify.com/s/files/1/0566/3408/1340/files/Solarever_USA_HC_108M_400-410w_c1631a73-f5dd-4390-9c1a-b270b92f3713.pdf?v=1676015893" data-mce-href="https://cdn.shopify.com/s/files/1/0566/3408/1340/files/Solarever_USA_HC_108M_400-410w_c1631a73-f5dd-4390-9c1a-b270b92f3713.pdf?v=1676015893">Data Sheet</a></td></tr></tbody></table><p><br><strong>Detailed Information</strong></p><p><strong></strong>Solarever USA is an American-based company, which designs solar panels in California and manufactures them in Colima, Mexico.</p><p>Multi Busbar Solar Cell - Multi busbar solar cell adopts new technology to improve the efficiency of modules, and offers a better aesthetic appearance, making it perfect for rooftop installation</p><p>High Efficiency - Higher module conversion efficiency (up to 20.38%) benefits from half-cell structure (low resistance characteristic)</p><p>PID Resistance - Excellent Anti-PID performance guarantees limited power degradation for mass production</p><p><strong>High reliability</strong></p><p>9 busbar solar cell adopts new technology to improve the efficiency of modules , offers a better aesthetic appearance, making it perfect for rooftop installation.</p><p>Higher module conversion efficiency (up to 20.38%) benefit from half cell structure (low resistance characteristic).</p><p>Advanced glass and cell surface textured design ensure excellent performance in low-light environment</p><p>High salt mist and ammonia resistance .</p><p><strong>Quality and certifications</strong></p><p>ISO9001:2015 certified factory UL61703 certified product<br></p></td></tr></tbody></table>
USSP100-0069 | 303.8 | SIL-490-HN | SILFAB Solar SIL-490-HN 490Watt 156 1/2 Cells BoW Monocrystalline | <table width="100%" data-mce-fragment="1"><tbody data-mce-fragment="1"><tr data-mce-fragment="1"><td data-mce-fragment="1"><strong>SILFAB Solar SIL-490-HN 490Watt 156 1/2 Cells BoW MonocrystallineÂ </strong><br></td></tr><tr data-mce-fragment="1"><td data-mce-fragment="1"><p>Silfab SIL-490 HN is a PV module created for large and small commercial applications. Silfab engineers made these panels durable and efficient, while minimizing the amount of useful space required for their operation. One of the keys to making these panels ideal for commercial use is the half-cut cell technology. The SIL-490 HN has solar cells half the size of those installed in conventional panels. The main benefits are decreased power loss, improved longevity and better low-light performance.</p><table width="100%"><tbody><tr><td><table width="100%"><tbody><tr><td style="width: 51.4725%;" data-mce-style="width: 51.4725%;"><div style="text-align: left;"><img style="margin-bottom: 16px; float: none;" alt="Image 1" src="https://cdn.shopify.com/s/files/1/0566/3408/1340/files/silfab490-W_480x480.png?v=1676014050"></div></td><td style="width: 45.8759%;" data-mce-style="width: 45.8759%;"><br></td></tr><tr><td style="width: 51.4725%;" data-mce-style="width: 51.4725%;"><br></td><td style="width: 45.8759%;" data-mce-style="width: 45.8759%;"><br></td></tr><tr><td style="width: 51.4725%;" data-mce-style="width: 51.4725%;"></td><td style="width: 45.8759%;" data-mce-style="width: 45.8759%;"></td></tr></tbody></table><br><table width="100%"><tbody><tr><td style="width: 48.2638%;" data-mce-style="width: 48.2638%;"><br></td><td style="width: 47.7362%;" data-mce-style="width: 47.7362%;"><br></td></tr></tbody></table></td></tr></tbody></table><p><br><strong>SILFAB Solar's Specification</strong></p><table width="100%"><tbody><tr><td style="width: 48.2638%;" data-mce-style="width: 48.2638%;"><span>Model</span></td><td style="width: 47.7362%;" data-mce-style="width: 47.7362%;">SIL-490 HN premium quality PV modules</td></tr><tr><td style="width: 48.2638%;" data-mce-style="width: 48.2638%;"><span>Series</span></td><td style="width: 47.7362%;" data-mce-style="width: 47.7362%;">SIL-490 HN</td></tr><tr><td style="width: 48.2638%;" data-mce-style="width: 48.2638%;"><span>Manufacturer</span></td><td style="width: 47.7362%;" data-mce-style="width: 47.7362%;">SILFAB</td></tr></tbody></table><p><br><strong>MECHANICAL </strong><br></p><table width="100%"><tbody><tr><td style="width: 49.0244%;" data-mce-style="width: 49.0244%;">Specification</td><td style="width: 47.9756%;" data-mce-style="width: 47.9756%;">Data</td></tr><tr><td style="width: 49.0244%;" data-mce-style="width: 49.0244%;">Cell Type</td><td style="width: 47.9756%;" data-mce-style="width: 47.9756%;">156 Half cells - Si mono PERC</td></tr><tr><td style="width: 49.0244%;" data-mce-style="width: 49.0244%;">Cell Arrangement</td><td style="width: 47.9756%;" data-mce-style="width: 47.9756%;">9 busbar 83 x 166 mm (3.26 x 6.53 in)</td></tr><tr><td style="width: 49.0244%;" data-mce-style="width: 49.0244%;">Dimensions</td><td style="width: 47.9756%;" data-mce-style="width: 47.9756%;">2263 mm x 1037 mm x 35 mm (89 in x 40.8 in x 1.37 in)</td></tr><tr><td style="width: 49.0244%;" data-mce-style="width: 49.0244%;">Weight</td><td style="width: 47.9756%;" data-mce-style="width: 47.9756%;">25kg Â±0.2kg (55.1lbs Â±0.4lbs)</td></tr><tr><td style="width: 49.0244%;" data-mce-style="width: 49.0244%;">Front / Back Glass</td><td style="width: 47.9756%;" data-mce-style="width: 47.9756%;">3.2 mm high transmittance, tempered,DSM antireflective coating</td></tr><tr><td style="width: 49.0244%;" data-mce-style="width: 49.0244%;">Frame</td><td style="width: 47.9756%;" data-mce-style="width: 47.9756%;">Anodized aluminium Black</td></tr><tr><td style="width: 49.0244%;" data-mce-style="width: 49.0244%;">J-Box</td><td style="width: 47.9756%;" data-mce-style="width: 47.9756%;">UL 3730 Certified, IEC 62790 Certified, IP67 rated</td></tr><tr><td style="width: 49.0244%;" data-mce-style="width: 49.0244%;">Cable</td><td style="width: 47.9756%;" data-mce-style="width: 47.9756%;">1350 mm, Ã¸ 5.7 mm, MC4 from Staubli 53.15 in, Ã¸ 0.22 in (12AWG), MC4 from Staubli</td></tr><tr><td style="width: 49.0244%;" data-mce-style="width: 49.0244%;">Cable Length (Including Connector)</td><td style="width: 47.9756%;" data-mce-style="width: 47.9756%;">1350 mm MC4 from Staubli*</td></tr><tr><td style="width: 49.0244%;" data-mce-style="width: 49.0244%;"></td><td style="width: 47.9756%;" data-mce-style="width: 47.9756%;"></td></tr></tbody></table><p><strong><br>ELECTRICAL</strong></p><table width="100%"><tbody><tr><td style="width: 47.723%;" data-mce-style="width: 47.723%;">Nominal Max. Power (Pmax)</td><td style="width: 46.277%;" data-mce-style="width: 46.277%;">490Â W</td></tr><tr><td style="width: 47.723%;" data-mce-style="width: 47.723%;">Opt. Operating Voltage (Vmp)</td><td style="width: 46.277%;" data-mce-style="width: 46.277%;">46.37Â V</td></tr><tr><td style="width: 47.723%;" data-mce-style="width: 47.723%;">Opt. Operating Current (Imp)</td><td style="width: 46.277%;" data-mce-style="width: 46.277%;">10.57 A</td></tr><tr><td style="width: 47.723%;" data-mce-style="width: 47.723%;">Open Circuit Voltage (Voc)</td><td style="width: 46.277%;" data-mce-style="width: 46.277%;">54.05Â V</td></tr><tr><td style="width: 47.723%;" data-mce-style="width: 47.723%;">Short Circuit Current (Isc)</td><td style="width: 46.277%;" data-mce-style="width: 46.277%;">11.53Â A</td></tr></tbody></table><p><strong><br>Warranty</strong><br data-mce-fragment="1"></p><ul><li>Module product workmanship warranty 25 years</li><li>Linear power performance guarantee 30 years</li></ul><p>* Refer to warranty document for terms and conditions<br data-mce-fragment="1"><strong><br>Documentation</strong></p><table width="100%"><tbody><tr><td style="width: 24%;" data-mce-style="width: 24%;"><a href="https://cdn.shopify.com/s/files/1/0566/3408/1340/files/SIL-490-HN_Data_Sheet_83c84944-3d22-41ff-aafb-ed098ba0c2c8.pdf?v=1676013584" data-mce-href="https://cdn.shopify.com/s/files/1/0566/3408/1340/files/SIL-490-HN_Data_Sheet_83c84944-3d22-41ff-aafb-ed098ba0c2c8.pdf?v=1676013584"><span style="color: #2b00ff;" data-mce-style="color: #2b00ff;">Data Sheet</span></a></td></tr></tbody></table><p><br><strong>Detailed Information</strong></p><p>Silfab Solar SIL-490-HN 490Watt 156 1/2 Cells BoW Monocrystalline 35mm Silver Frame Solar Panel This is a pallet order. Qty 1 = 26 Manufacturer Part#: SIL-490-HN Silfab is the leading automated solar module manufacturer in North America. Utilizing premium quality materials and strict quality control management to deliver the highest efficiency, premium quality PV modules.<br data-mce-fragment="1"><br data-mce-fragment="1"><strong>High reliability</strong><br></p><ul data-mce-fragment="1"><li data-mce-fragment="1">BAA / ARRA Compliant - Silfab panels are designed and manufactured to meet Buy American Act Compliance. The US State Department, US Military and FAA have all utilized Silfab panels in their solar installations</li><li data-mce-fragment="1">PID Resistant - PID Resistant due to advanced cell technology and material selection. In accordance to IEC 62804-1</li><li data-mce-fragment="1">Light &amp; Durable - Engineered to accommodate high wind load conditions for test loads validated up to 4000Pa uplift. The light-weight frame is exclusively designed for wide-ranging racking compatibility and durability</li></ul><p><strong>Quality and certifications</strong></p><p>ULC ORD C1703***, UL1703***, CEC listed***, UL 61215-1/-1-1/-2***, UL 61730-1/- 2***, IEC 61215-1/-1-1/-2***, IEC 61730-1/-2***, CSA C22.2#61730-1/-2***, IEC 62716 Ammonia Corrosion; IEC61701:2011 Salt Mist Corrosion Certifed, UL Fire Rating: Type 1<br></p></td></tr></tbody></table>
USSP100-0070 | 251.6 | SIL-370 HC | SILFAB 370W 120 Half-Cell Mono BLK/BLK 1000V Solar Panel, SIL-370 HC | <table width="100%" data-mce-fragment="1"><tbody data-mce-fragment="1"><tr data-mce-fragment="1"><td data-mce-fragment="1"><strong>SILFAB 370W 120 Half-Cell Mono BLK/BLK 1000V Solar Panel, SIL-370 HC</strong><br></td></tr><tr data-mce-fragment="1"><td data-mce-fragment="1"><p>Silfab 370W 120 Half-Cell Mono BLK/BLK 1000V Solar Panel, SIL-370 HC Designed to outperform. Dependable, durable, high-performance solar panels engineered for North American homeowners. Silfab Prime SIL-370 HC 370W Solar Module MAXIMUM ENERGY OUTPUT Silfab BC Series utilizes next-generation Back Contact technology to reduce production/manufacturing steps and improve quality while maximizing power. Ideal for residential and commercial projects where maximum power density is preferred.</p><table width="100%"><tbody><tr><td><table width="100%"><tbody><tr><td style="width: 51.4725%;" data-mce-style="width: 51.4725%;"><div style="text-align: left;"><img style="margin-bottom: 16px; float: none;" alt="Description image" src="https://cdn.shopify.com/s/files/1/0566/3408/1340/files/SILFAB370W_480x480.png?v=1676012236"></div></td><td style="width: 45.8759%;" data-mce-style="width: 45.8759%;"><br></td></tr><tr><td style="width: 51.4725%;" data-mce-style="width: 51.4725%;"><br></td><td style="width: 45.8759%;" data-mce-style="width: 45.8759%;"><br></td></tr><tr><td style="width: 51.4725%;" data-mce-style="width: 51.4725%;"></td><td style="width: 45.8759%;" data-mce-style="width: 45.8759%;"></td></tr></tbody></table><br><table width="100%"><tbody><tr><td style="width: 48.2638%;" data-mce-style="width: 48.2638%;"><br></td><td style="width: 47.7362%;" data-mce-style="width: 47.7362%;"><br></td></tr></tbody></table></td></tr></tbody></table><p><br><strong>SILFAB Solar's Specification</strong></p><table width="100%"><tbody><tr><td style="width: 48.2638%;"><span>Model</span></td><td style="width: 47.7362%;">SILFAB PRIME SIL - 370 HC</td></tr><tr><td style="width: 48.2638%;"><span>Series</span></td><td style="width: 47.7362%;">SIL - 370 HC</td></tr><tr><td style="width: 48.2638%;"><span>Manufacturer</span></td><td style="width: 47.7362%;">SILFAB</td></tr></tbody></table><p><br><strong>MECHANICAL </strong><br></p><table width="100%"><tbody><tr><td style="width: 49.0244%;" data-mce-style="width: 49.0244%;">Specification</td><td style="width: 47.9756%;" data-mce-style="width: 47.9756%;">Data</td></tr><tr><td style="width: 49.0244%;" data-mce-style="width: 49.0244%;">Cell Type</td><td style="width: 47.9756%;" data-mce-style="width: 47.9756%;">120 Half cells - Si mono PERC</td></tr><tr><td style="width: 49.0244%;" data-mce-style="width: 49.0244%;">Cell Arrangement</td><td style="width: 47.9756%;" data-mce-style="width: 47.9756%;">9 busbar - 83 x 166 mm (3.26 x 6.53 in)</td></tr><tr><td style="width: 49.0244%;" data-mce-style="width: 49.0244%;">Dimensions</td><td style="width: 47.9756%;" data-mce-style="width: 47.9756%;">1762 mm x 1037 mm x 35 mm (69.4 in x 40.8 in x 1.37 in)</td></tr><tr><td style="width: 49.0244%;" data-mce-style="width: 49.0244%;">Weight</td><td style="width: 47.9756%;" data-mce-style="width: 47.9756%;">20.00 kg (40.0 lbs)</td></tr><tr><td style="width: 49.0244%;" data-mce-style="width: 49.0244%;">Front / Back Glass</td><td style="width: 47.9756%;" data-mce-style="width: 47.9756%;">3.2 mm high transmittance, tempered,DSM antirefl ective coating 0.126 in high transmittance, tempered,DSM antirefl ective coating</td></tr><tr><td style="width: 49.0244%;" data-mce-style="width: 49.0244%;">Frame</td><td style="width: 47.9756%;" data-mce-style="width: 47.9756%;">Anodized aluminium</td></tr><tr><td style="width: 49.0244%;" data-mce-style="width: 49.0244%;">J-Box</td><td style="width: 47.9756%;" data-mce-style="width: 47.9756%;">UL 3730 Certified, IEC 62790 Certified, IP67 rated</td></tr><tr><td style="width: 49.0244%;" data-mce-style="width: 49.0244%;">Cable</td><td style="width: 47.9756%;" data-mce-style="width: 47.9756%;">1350 mm, Ã¸ 5.7 mm, MC4 from Staubli</td></tr><tr><td style="width: 49.0244%;" data-mce-style="width: 49.0244%;">Cable Length (Including Connector)</td><td style="width: 47.9756%;" data-mce-style="width: 47.9756%;">53.15 in, Ã¸ 0.22 in (12AWG), MC4 from Staubli</td></tr><tr><td style="width: 49.0244%;" data-mce-style="width: 49.0244%;"></td><td style="width: 47.9756%;" data-mce-style="width: 47.9756%;"></td></tr></tbody></table><p><strong><br>ELECTRICAL</strong></p><table width="100%"><tbody><tr><td style="width: 47.723%;" data-mce-style="width: 47.723%;">Nominal Max. Power (Pmax)</td><td style="width: 46.277%;" data-mce-style="width: 46.277%;">370Â W</td></tr><tr><td style="width: 47.723%;" data-mce-style="width: 47.723%;">Opt. Operating Voltage (Vmp)</td><td style="width: 46.277%;" data-mce-style="width: 46.277%;">34.95Â V</td></tr><tr><td style="width: 47.723%;" data-mce-style="width: 47.723%;">Opt. Operating Current (Imp)</td><td style="width: 46.277%;" data-mce-style="width: 46.277%;">10.60 A</td></tr><tr><td style="width: 47.723%;" data-mce-style="width: 47.723%;">Open Circuit Voltage (Voc)</td><td style="width: 46.277%;" data-mce-style="width: 46.277%;">41.75Â V</td></tr><tr><td style="width: 47.723%;" data-mce-style="width: 47.723%;">Short Circuit Current (Isc)</td><td style="width: 46.277%;" data-mce-style="width: 46.277%;">11.25Â A</td></tr></tbody></table><p><strong><br>Warranty</strong><br data-mce-fragment="1"></p><ul><li>Module product workmanship warranty 25 years*</li><li>Linear power performance guarantee 30 year</li></ul><p>* Refer to warranty document for terms and conditions<br data-mce-fragment="1"><strong><br>Documentation</strong></p><table width="100%"><tbody><tr><td style="width: 24%;" data-mce-style="width: 24%;"><a href="https://cdn.shopify.com/s/files/1/0566/3408/1340/files/ZZ301400027_DS_012710b2-a15b-4397-80b1-88c70b7154fb.pdf?v=1676011648" data-mce-href="https://cdn.shopify.com/s/files/1/0566/3408/1340/files/ZZ301400027_DS_012710b2-a15b-4397-80b1-88c70b7154fb.pdf?v=1676011648"><span style="color: #2b00ff;" data-mce-style="color: #2b00ff;">Data Sheet</span></a></td></tr></tbody></table><p><br><strong>Detailed Information</strong></p><p>All our products include an industry-leading 25-year product workmanship and 30-year performance warranty.</p><p><strong>MAXIMUM ENERGY OUTPUT</strong></p><p>Silfab BC Series utilizes next-generation Back Contact technology to reduce production/manufacturing steps and improve quality while maximizing power. Ideal for residential and commercial projects where maximum power density is preferred.</p><p><strong>NORTH AMERICAN QUALITY</strong></p><p>Silfab is the leading automated solar module manufacturer in North America. Utilizing premium quality materials and strict quality control management to deliver the highest efficiency, premium quality PV modules 100% made in North America.</p><p><strong>High reliability</strong></p><p>RELIABLE ENERGY DIRECT FROM THE SOURCE<br></p><p><strong>Quality and certifications</strong><br></p><p>ULC ORD C1703, UL1703, CEC listed***, UL 61215-1/-1-1/-2***, UL 61730-1/-2, IEC 61215-1/-1-1/-2***. IEC 61730-1/-2***, CSA C22.2#61730-1/-2***, IEC 62716 Ammonia Corrosion; IEC61701:2011 Salt Mist Corrosion Certifed, UL Fire Rating: Type 2</p></td></tr></tbody></table>
USSP100-0066 | 254.2 | S4A410-72MH5 | Solar4America S4A410-72MH5 410Watt 72 Cells BoB Monocrystalline | <table width="100%" data-mce-fragment="1"><tbody data-mce-fragment="1"><tr data-mce-fragment="1"><td data-mce-fragment="1"><strong>Solar4America S4A410-72MH5 410Watt 72 Cells BoB Monocrystalline</strong><br></td></tr><tr data-mce-fragment="1"><td data-mce-fragment="1"><p>Solar4America is a solar panel manufacturer located in Sacramento, CA. Their products are certified by UL, CSA and ETL, and hold a place on the California CEC List. They offer residential, commercial, and utility products. World-class mono efficiency Minimize micro-crack Wind and snow load up to 5400 Pa Outstanding temperature coefficient Improved shading tolerance. Solar Panels, Solarflexion, Solar Flexion, Solar4America S4A410-72MH5 410Watt 72 Cells BoB Monocrystalline 40mm Black Frame Solar</p><table width="100%"><tbody><tr><td><table width="100%"><tbody><tr><td style="width: 51.4725%;" data-mce-style="width: 51.4725%;"><br></td><td style="width: 45.8759%;" data-mce-style="width: 45.8759%;"><br></td></tr><tr><td style="width: 51.4725%;" data-mce-style="width: 51.4725%;"><div style="text-align: left;"><img style="margin-bottom: 16px; float: none;" alt="Description image" src="https://cdn.shopify.com/s/files/1/0566/3408/1340/files/S4A410-72MH5_480x480.png?v=1675929899"></div></td><td style="width: 45.8759%;" data-mce-style="width: 45.8759%;"><div style="text-align: left;"><img style="margin-bottom: 16px; float: none;" alt="Description image" src="https://cdn.shopify.com/s/files/1/0566/3408/1340/files/S4A1-410W_2_480x480.png?v=1675929912"></div></td></tr><tr><td style="width: 51.4725%;" data-mce-style="width: 51.4725%;"></td><td style="width: 45.8759%;" data-mce-style="width: 45.8759%;"></td></tr></tbody></table><br><table width="100%"><tbody><tr><td style="width: 48.2638%;" data-mce-style="width: 48.2638%;"><br></td><td style="width: 47.7362%;" data-mce-style="width: 47.7362%;"><br></td></tr></tbody></table></td></tr></tbody></table><p><br><strong>Solar4America Solar's Specification</strong></p><table width="100%"><tbody><tr><td style="width: 48.2638%;"><span>Model</span></td><td style="width: 47.7362%;">S4A410-72MH5</td></tr><tr><td style="width: 48.2638%;"><span>Series</span></td><td style="width: 47.7362%;">Mono Crystalline Module</td></tr><tr><td style="width: 48.2638%;"><span>Manufacturer</span></td><td style="width: 47.7362%;">Solar4America</td></tr></tbody></table><p><br><strong>MECHANICAL </strong><br></p><table width="100%"><tbody><tr><td style="width: 49.0244%;" data-mce-style="width: 49.0244%;">Specification</td><td style="width: 47.9756%;" data-mce-style="width: 47.9756%;">Data</td></tr><tr><td style="width: 49.0244%;" data-mce-style="width: 49.0244%;">Cell Type</td><td style="width: 47.9756%;" data-mce-style="width: 47.9756%;">6*12 Monocrystalline solor cells series strings(158.75mm*158.75mm)</td></tr><tr><td style="width: 49.0244%;" data-mce-style="width: 49.0244%;">Cell Arrangement</td><td style="width: 47.9756%;" data-mce-style="width: 47.9756%;">Â -</td></tr><tr><td style="width: 49.0244%;" data-mce-style="width: 49.0244%;">Dimensions</td><td style="width: 47.9756%;" data-mce-style="width: 47.9756%;">1980 Ë£ 1140 Ë£ 1120 mm</td></tr><tr><td style="width: 49.0244%;" data-mce-style="width: 49.0244%;">Weight</td><td style="width: 47.9756%;" data-mce-style="width: 47.9756%;">22kg (48.5 lbs)</td></tr><tr><td style="width: 49.0244%;" data-mce-style="width: 49.0244%;">Front / Back Glass</td><td style="width: 47.9756%;" data-mce-style="width: 47.9756%;">white toughened safety glass 3.2mm</td></tr><tr><td style="width: 49.0244%;" data-mce-style="width: 49.0244%;">Frame</td><td style="width: 47.9756%;" data-mce-style="width: 47.9756%;">Anodized Aluminium Profile</td></tr><tr><td style="width: 49.0244%;" data-mce-style="width: 49.0244%;">J-Box</td><td style="width: 47.9756%;" data-mce-style="width: 47.9756%;">138 IP, 67,TUV&amp;UL</td></tr><tr><td style="width: 49.0244%;" data-mce-style="width: 49.0244%;"></td><td style="width: 47.9756%;" data-mce-style="width: 47.9756%;"></td></tr><tr><td style="width: 49.0244%;" data-mce-style="width: 49.0244%;">Cable Length (Including Connector)</td><td style="width: 47.9756%;" data-mce-style="width: 47.9756%;">Length 1200mm, 1*4mmÂ² compatible with MC4 or customized length*</td></tr><tr><td style="width: 49.0244%;" data-mce-style="width: 49.0244%;"></td><td style="width: 47.9756%;" data-mce-style="width: 47.9756%;"></td></tr></tbody></table><p><strong><br>ELECTRICAL</strong></p><table width="100%"><tbody><tr><td style="width: 47.723%;" data-mce-style="width: 47.723%;">Nominal Max. Power (Pmax)</td><td style="width: 46.277%;" data-mce-style="width: 46.277%;">410 WÂ W</td></tr><tr><td style="width: 47.723%;" data-mce-style="width: 47.723%;">Opt. Operating Voltage (Vmp)</td><td style="width: 46.277%;" data-mce-style="width: 46.277%;">37.8Â V</td></tr><tr><td style="width: 47.723%;" data-mce-style="width: 47.723%;">Opt. Operating Current (Imp)</td><td style="width: 46.277%;" data-mce-style="width: 46.277%;">8..02 A</td></tr><tr><td style="width: 47.723%;" data-mce-style="width: 47.723%;">Open Circuit Voltage (Voc)</td><td style="width: 46.277%;" data-mce-style="width: 46.277%;">45.1 V</td></tr><tr><td style="width: 47.723%;" data-mce-style="width: 47.723%;">Short Circuit Current (Isc)</td><td style="width: 46.277%;" data-mce-style="width: 46.277%;">8.5 A</td></tr></tbody></table><p><strong><br>Warranty</strong><br data-mce-fragment="1"></p><ul><li><span data-mce-fragment="1">80% Power Output Warranty Period</span></li><li><span>90% Power Output Warranty Period</span></li><li><span>25 Years Product &amp; Performance</span></li><li>Refer to warranty document for terms and conditions</li></ul><p><strong>Documentation</strong></p><table width="100%"><tbody><tr><td style="width: 24%;" data-mce-style="width: 24%;"><a href="https://cdn.shopify.com/s/files/1/0566/3408/1340/files/S4A410-72MH5_a2f1e50a-b7fb-4de9-bbdf-d869f45ff5c5.pdf?v=1675921733" data-mce-href="https://cdn.shopify.com/s/files/1/0566/3408/1340/files/S4A410-72MH5_a2f1e50a-b7fb-4de9-bbdf-d869f45ff5c5.pdf?v=1675921733"><span style="color: #2b00ff;" data-mce-style="color: #2b00ff;">Data Sheet</span></a></td></tr></tbody></table><p><br><strong>Detailed Information</strong></p><ul><li>World Class Mono Efficiency</li><li>Outstanding Temperature Coefficient</li><li>Minimize Micro-crack</li><li>Improved Shading Tolerance</li><li>Excellent Anti-PID Performance</li><li>Wind to 2400PA Snow to 5400PA<br></li><li>Lower LCO</li></ul><p><strong>High reliability<span data-mce-fragment="1">Â </span></strong></p><p><span>World class mono efficiency Minimize micro-crack Wind and snow load up to 5400 Pa</span></p><p><strong>Quality and certifications</strong></p><p>Certified for Salt/Ammonia Corrosion Resistance</p><p>This products are certified by UL, CSA and ETL, and hold a place on the California CEC List. They offer residential, commercial and utility products.</p></td></tr></tbody></table>
USSP100-0067 | 178.2 | S4AI-120B-380C | Solar4America S4AI-120B-380C 330Watt 120 1/2 Cells BoW Monocrystalline 35mm | <table width="100%" data-mce-fragment="1"><tbody data-mce-fragment="1"><tr data-mce-fragment="1"><td data-mce-fragment="1"><strong>Solar4America S4AI-120B-380C 330Watt 120 1/2 Cells BoW Monocrystalline 35mm</strong><br></td></tr><tr data-mce-fragment="1"><td data-mce-fragment="1"><p>The new 330W modules from S4A are designed for home solar projects, providing a smart energy solution with patented technology for faster installation. â€¢ Significantly Lower The Risk Of Hot Spot - Special circuit design with much lower hot spot temperature â€¢ Excellent Anti-PID Performance - 2 times of industry-standard anti-PID test by TUV SUD â€¢ Wider Application - No water-permeability and high wear-resistance, can be widely used in a high-humid, windy, and dusty area</p><table width="100%"><tbody><tr><td><table width="100%"><tbody><tr><td style="width: 51.4725%;" data-mce-style="width: 51.4725%;"><br></td><td style="width: 45.8759%;" data-mce-style="width: 45.8759%;"><br></td></tr><tr><td style="width: 51.4725%;" data-mce-style="width: 51.4725%;"><div style="text-align: left;"><img style="margin-bottom: 16px; float: none;" alt="Description image" src="https://cdn.shopify.com/s/files/1/0566/3408/1340/files/S4A-US330B-330w_480x480.png?v=1675928242"></div></td><td style="width: 45.8759%;" data-mce-style="width: 45.8759%;"><div style="text-align: left;"><img style="margin-bottom: 16px; float: none;" alt="Description image" src="https://cdn.shopify.com/s/files/1/0566/3408/1340/files/S4AUS330-330w_480x480.png?v=1675928327"></div></td></tr><tr><td style="width: 51.4725%;" data-mce-style="width: 51.4725%;"></td><td style="width: 45.8759%;" data-mce-style="width: 45.8759%;"></td></tr></tbody></table><br><table width="100%"><tbody><tr><td style="width: 48.2638%;" data-mce-style="width: 48.2638%;"></td><td style="width: 47.7362%;" data-mce-style="width: 47.7362%;"><br></td></tr></tbody></table></td></tr></tbody></table><p><br><strong>Solar4America Solar's Specification</strong></p><table width="100%"><tbody><tr><td style="width: 48.2638%;"><span>Model</span></td><td style="width: 47.7362%;">S4A-US330B</td></tr><tr><td style="width: 48.2638%;"><span>Series</span></td><td style="width: 47.7362%;">Mono Perc All-Black Crystalline Module</td></tr><tr><td style="width: 48.2638%;"><span>Manufacturer</span></td><td style="width: 47.7362%;">Solar4America</td></tr></tbody></table><p><strong><br>MECHANICAL </strong><br></p><table width="100%"><tbody><tr><td style="width: 49.0244%;" data-mce-style="width: 49.0244%;">Specification</td><td style="width: 47.9756%;" data-mce-style="width: 47.9756%;">Data</td></tr><tr><td style="width: 49.0244%;" data-mce-style="width: 49.0244%;">Cell Type</td><td style="width: 47.9756%;" data-mce-style="width: 47.9756%;">Monocrystalline solar cells series strings</td></tr><tr><td style="width: 49.0244%;" data-mce-style="width: 49.0244%;">Cell Arrangement</td><td style="width: 47.9756%;" data-mce-style="width: 47.9756%;">(6 X 10)pieces 158.75mmX158.75mm</td></tr><tr><td style="width: 49.0244%;" data-mce-style="width: 49.0244%;">Dimensions</td><td style="width: 47.9756%;" data-mce-style="width: 47.9756%;">1662 Ë£ 1002 Ë£ 35 mm (65.43 Ë£ 39.44 Ë£ 1.37 in)</td></tr><tr><td style="width: 49.0244%;" data-mce-style="width: 49.0244%;">Weight</td><td style="width: 47.9756%;" data-mce-style="width: 47.9756%;">18.3 kg (40lbs)</td></tr><tr><td style="width: 49.0244%;" data-mce-style="width: 49.0244%;">Front / Back Glass</td><td style="width: 47.9756%;" data-mce-style="width: 47.9756%;">White touchened saftey glass, 3.2mm</td></tr><tr><td style="width: 49.0244%;" data-mce-style="width: 49.0244%;">Frame</td><td style="width: 47.9756%;" data-mce-style="width: 47.9756%;">Black Anodized Aluminium Profile</td></tr><tr><td style="width: 49.0244%;" data-mce-style="width: 49.0244%;">J-Box</td><td style="width: 47.9756%;" data-mce-style="width: 47.9756%;">Rated current T 13A, IP 67, TUV &amp; UL</td></tr><tr><td style="width: 49.0244%;" data-mce-style="width: 49.0244%;">Cable</td><td style="width: 47.9756%;" data-mce-style="width: 47.9756%;">1x4mmÂ² compatible with MC4</td></tr><tr><td style="width: 49.0244%;" data-mce-style="width: 49.0244%;">Cable Length (Including Connector)</td><td style="width: 47.9756%;" data-mce-style="width: 47.9756%;">12OOmm or customized length*</td></tr><tr><td style="width: 49.0244%;" data-mce-style="width: 49.0244%;"></td><td style="width: 47.9756%;" data-mce-style="width: 47.9756%;"></td></tr></tbody></table><p><strong>ELECTRICAL</strong></p><table width="100%"><tbody><tr><td style="width: 47.723%;" data-mce-style="width: 47.723%;">Nominal Max. Power (Pmax)</td><td style="width: 46.277%;" data-mce-style="width: 46.277%;">330Â W</td></tr><tr><td style="width: 47.723%;" data-mce-style="width: 47.723%;">Opt. Operating Voltage (Vmp)</td><td style="width: 46.277%;" data-mce-style="width: 46.277%;">33.4Â V</td></tr><tr><td style="width: 47.723%;" data-mce-style="width: 47.723%;">Opt. Operating Current (Imp)</td><td style="width: 46.277%;" data-mce-style="width: 46.277%;">9.88 A</td></tr><tr><td style="width: 47.723%;" data-mce-style="width: 47.723%;">Open Circuit Voltage (Voc)</td><td style="width: 46.277%;" data-mce-style="width: 46.277%;">40.8Â V</td></tr><tr><td style="width: 47.723%;" data-mce-style="width: 47.723%;">Short Circuit Current (Isc)</td><td style="width: 46.277%;" data-mce-style="width: 46.277%;">10.22Â A</td></tr></tbody></table><p><strong>Warranty</strong><br data-mce-fragment="1"></p><ul><li>Â 25 year warranty on Product &amp; Performance</li><li>linear power output12 years warrantyÂ </li></ul><p>* Refer to warranty document for terms and conditions<br data-mce-fragment="1"><strong>Documentation</strong></p><table width="100%"><tbody><tr><td style="width: 24%;" data-mce-style="width: 24%;"><a href="https://cdn.shopify.com/s/files/1/0566/3408/1340/files/S4AI-120B-380C_1.pdf?v=1676719064"><span style="color: #2b00ff;" data-mce-style="color: #2b00ff;">Data Sheet</span></a></td></tr></tbody></table><p><br><strong>Detailed Information</strong></p><p>Custom Design for Transmission</p><p>Outstanding Temperature Coefficient</p><p>MODULE EFFICIENCY HIGH POWER OUTPUT 20.72%</p><p>Minimize Micro-crack and Free of Snail Trails</p><p>Excellent Performance under Lowlight Condition</p><p>Excellent Anti-PID Performance</p><p>Certified for Salt/Ammonia Corrosion Resistance</p><p>Wind to 2400PA Snow to 5400PA</p><p>Lower LCOE</p><p>Suitable for Harsh Environments such as Coast and Lakes</p><p>Fire Resistant up to Class C</p><p><strong>High reliability</strong><br></p><p>World class mono efficiency Minimize micro-crack Wind and snow load up to 5400 Pa<span data-mce-fragment="1">Â *</span></p><p>Outstanding Temperature</p><p>Coefficient Minimize Micro-crack</p><p>Improved Shading Tolerance</p><p>Excellent Anti-PID Performance</p><p><strong>Quality and certifications</strong></p><p>Certified for Salt/Ammonia Corrosion</p><p>Resistance Wind to 2400PA Snow to 5400PA Lower LCO</p></td></tr></tbody></table>
USSP100-0023 | 294.3 | PS545M6-24/TH | Phono Solar - PS545M6-24/TH Silver Frame 144 Mono Cells | <p>The Phono Solar PS545M6-24/TH is a reliable solar panel from the TwinPlus series. Whether you're setting up a solar system for your home or a commercial project, this module's durability, efficiency, and compact design ensure you get the best in solar technology.</p><p><strong>Key Features:</strong></p><ul><li><strong>Improved Sunlight Absorption</strong>: Thanks to Passivated Emitter Rear Contact (PERC) Technology, enjoy enhanced power output.</li><li><strong>Durable Performance</strong>: With Half-cut Cell Technology, experience reduced power loss, better low-light performance, and longer lifespan.</li><li><strong>Top-notch Efficiency</strong>: This module stands out with a 21.1% efficiency rating.</li><li><strong>Space &amp; Weight Friendly</strong>: Get powerful solar output without compromising on space and weight.</li></ul><p><strong>Technical Specs at a Glance:</strong></p><ul><li><strong>Model</strong>: PS545M6H-24/TH 545W</li><li><strong>Series</strong>: TWINPLUS MODULE</li><li><strong>Cell Type</strong>: Mono-crystalline</li><li><strong>Dimensions</strong>: 2278 x 1134 x 35 mm (about 90 x 45 x 1.4 inches)</li><li><strong>Weight</strong>: Just under 30kg (approximately 64 lbs)</li><li><strong>Cable Length</strong>: (+) 450mm, (-) 250mm (Customizable)</li></ul><p><strong>Performance Metrics:</strong></p><ul><li><strong>Peak Power</strong>: 545 W</li><li><strong>Optimal Operating Voltage</strong>: 41.45 V</li><li><strong>Optimal Operating Current</strong>: 13.15 A</li></ul><p><strong>Reliability &amp; Warranty:</strong><br>Rely on a 12-year warranty on materials and workmanship, and a 25-year linear power output warranty. Always refer to the warranty document for full details.</p><p><strong>Why Choose Phono Solar PS545M6-24/TH?</strong><br>Boasting 144 half-cut PERC cells, positive power tolerance, and the ability to withstand significant snow and wind loads, this solar panel isn't just efficient - it's reliable. And with certifications from IEC, UL, and ISO, quality is a given.</p><p><strong>Decision Time:</strong><br>For powerful, dependable solar energy, make the Phono Solar PS545M6-24/TH your top pick.<br><br><a href="https://cdn.shopify.com/s/files/1/0566/3408/1340/files/PS545M6-24TH.pdf?v=1693999711">Datasheet</a></p>
USSP100-0108 | 6032 | PS400M6-18/VHB-Pallet | Phono Solar - 400W - PS400M6-18/VHB Black on Black 108 Mono Cells- Pallet Quantities (26) | <ul data-mce-fragment="1"><li data-mce-fragment="1">Competitive high-temperature performance with ameliorated temperature coefficient</li><li data-mce-fragment="1">Minimized power loss in cell connection</li><li data-mce-fragment="1">Better performance under shading effect</li><li data-mce-fragment="1">Decreased nominal operating cell temperature to 45 Â± 2Â°C</li><li data-mce-fragment="1">Higher power generation with multi-busbar and half-cut technology</li></ul><p data-mce-fragment="1"><strong data-mce-fragment="1">Phono Solar Specifications</strong></p><ul data-mce-fragment="1"><li data-mce-fragment="1">Model: 400 W</li><li data-mce-fragment="1">Series: TWINPLUS MODULE</li><li data-mce-fragment="1">Manufacturer: Phono</li><li data-mce-fragment="1">Pallet Quantities: 26</li></ul><p data-mce-fragment="1"><strong data-mce-fragment="1">MECHANICAL</strong></p><ul data-mce-fragment="1"><li data-mce-fragment="1">Specification: Data</li><li data-mce-fragment="1">Cell Type: Mono-crystalline</li><li data-mce-fragment="1">Cell Arrangement: 182mm x 91mm</li><li data-mce-fragment="1">Dimensions: 1722 X 1134 X 30 mm (67.80 X 44.65 X 1.18 in)</li><li data-mce-fragment="1">Weight: 22.0kg (45.80 lbs)</li><li data-mce-fragment="1">Front / Back Glass: 3.2 mm Toughened Glass</li><li data-mce-fragment="1">Frame: Anodized Aluminium Alloy</li><li data-mce-fragment="1">J-Box: IP68, Rated</li><li data-mce-fragment="1">Cable: 4.0 mmÂ² (IEC)</li><li data-mce-fragment="1">Cable Length (Including Connector): (+):450mm,(-):250mm or Customized Length</li></ul><p data-mce-fragment="1"><strong data-mce-fragment="1">ELECTRICAL</strong></p><ul data-mce-fragment="1"><li data-mce-fragment="1">Nominal Max. Power (Pmax): 400 W</li><li data-mce-fragment="1">Opt. Operating Voltage (Vmp): 30.85 V</li><li data-mce-fragment="1">Opt. Operating Current (Imp): 12.97 A</li><li data-mce-fragment="1">Open Circuit Voltage (Voc): 39.9 V</li><li data-mce-fragment="1">Short Circuit Current (Isc): 10.06 A</li></ul><p data-mce-fragment="1"><strong data-mce-fragment="1">Warranty</strong></p><ul data-mce-fragment="1"><li data-mce-fragment="1">Product warranty on materials and workmanship for 12 years</li><li data-mce-fragment="1">Linear power output warranty 25 years</li></ul><p data-mce-fragment="1"><em data-mce-fragment="1">Refer to warranty document for terms and conditions</em></p><p data-mce-fragment="1"><strong data-mce-fragment="1">Documentation</strong></p><ul data-mce-fragment="1"><li data-mce-fragment="1"><a href="https://cdn.shopify.com/s/files/1/0566/3408/1340/files/PHONO_TwinPlus-182-108-10BB__BOB__390-410W_da302061-41aa-413e-9845-1be809a8c7b8.pdf?v=1676729771" data-mce-fragment="1" data-mce-href="https://cdn.shopify.com/s/files/1/0566/3408/1340/files/PHONO_TwinPlus-182-108-10BB__BOB__390-410W_da302061-41aa-413e-9845-1be809a8c7b8.pdf?v=1676729771" target="_new">Data Sheet</a></li></ul><p data-mce-fragment="1"><strong data-mce-fragment="1">Detailed Information</strong></p><ul data-mce-fragment="1"><li data-mce-fragment="1">Competitive high-temperature performance with ameliorated temperature coefficient</li><li data-mce-fragment="1">Minimized power loss in cell connection</li><li data-mce-fragment="1">Better performance under shading effect</li><li data-mce-fragment="1">Decreased nominal operating cell temperature to 45 Â± 2Â°C OUTSTANDING PRODUCT PERFORMANCE</li><li data-mce-fragment="1">Higher power generation with multi-busbar and half-cut technology</li></ul><p data-mce-fragment="1"><strong data-mce-fragment="1">High reliability</strong></p><ul data-mce-fragment="1"><li data-mce-fragment="1">Guaranteed 0~+5W positive tolerance secures reliable power output</li><li data-mce-fragment="1">5400Pa maximum snow load, 2400Pa maximum wind load</li><li data-mce-fragment="1">Optimized electrical design lowers hot spot risk and operating current</li></ul><p data-mce-fragment="1"><strong data-mce-fragment="1">Quality and certifications</strong></p><ul data-mce-fragment="1"><li data-mce-fragment="1">IEC 61215, IEC 61730, UL 61730</li><li data-mce-fragment="1">ISO 9001:2015 / Quality management system</li><li data-mce-fragment="1">ISO 14001:2015 / Standards for environmental management system</li><li data-mce-fragment="1">ISO 45001:2018 / International standards for occupational health &amp; safety</li></ul>
USSP100-0024 | 199.8 | PS370M4H-20/UHB | Phono Solar 370W Solar Panel 120 cell PS370M4H-20/UHB | <table width="100%" data-mce-fragment="1"><tbody data-mce-fragment="1"><tr data-mce-fragment="1"><td data-mce-fragment="1"><strong>Phono Solar 370W Solar Panel 120 cell PS370M4H-20/UHBÂ </strong><br></td></tr><tr data-mce-fragment="1"><td data-mce-fragment="1"><p>High power production and performance are offered by the Phono Solar 370-watt monocrystalline all-black solar panel at an attractive price. The PS370M4H-20/UHB solar panel has a black anodized aluminum alloy frame and 120 half-cut monocrystalline solar cells on a black back sheet. The Phono Solar 370-watt module is approved for use in the harshest environmental conditions and can endure winds of 2400 Pa and 5400 Pa of pressure. To maximize the surface area for light absorption, this high-power monocrystalline solar panel runs at 19.80% efficiency.Â </p><p>Â </p><table width="100%"><tbody><tr><td>Â </td></tr></tbody></table><table width="100%"><tbody><tr><td><table width="100%"><tbody><tr><td style="width: 51.4725%;" data-mce-style="width: 51.4725%;"><br></td><td style="width: 45.8759%;" data-mce-style="width: 45.8759%;"><br></td></tr><tr><td style="width: 51.4725%;" data-mce-style="width: 51.4725%;"><img src="https://cdn.shopify.com/s/files/1/0566/3408/1340/files/PS370M4H-20UHB_a48c2a8f-7560-4588-a09a-25fb57ee20e6_480x480.png?v=1675864354" alt=""></td><td style="width: 45.8759%;" data-mce-style="width: 45.8759%;"><img src="https://cdn.shopify.com/s/files/1/0566/3408/1340/files/PS370M4H-20UHB_2_480x480.png?v=1675864427" alt=""></td></tr><tr><td style="width: 51.4725%;" data-mce-style="width: 51.4725%;"></td><td style="width: 45.8759%;" data-mce-style="width: 45.8759%;"></td></tr></tbody></table><p><br></p><table width="100%"><tbody><tr><td style="width: 48.2638%;" data-mce-style="width: 48.2638%;"><br></td><td style="width: 47.7362%;" data-mce-style="width: 47.7362%;"><br></td></tr></tbody></table></td></tr></tbody></table><p><strong><br>Phono Solar<span data-mce-fragment="1">Â Specifications</span>Â </strong><br></p><table width="100%"><tbody><tr><td style="width: 48.2638%;"><span>Model</span></td><td style="width: 47.7362%;">TWINPLUS Module</td></tr><tr><td style="width: 48.2638%;"><span>Series</span></td><td style="width: 47.7362%;">PS370M4H-20/UHB</td></tr><tr><td style="width: 48.2638%;"><span>Manufacturer</span></td><td style="width: 47.7362%;">Phono Solar</td></tr></tbody></table><p><br><strong>MECHANICALÂ </strong><br></p><table width="100%"><tbody><tr><td style="width: 49.0244%;" data-mce-style="width: 49.0244%;">Specification</td><td style="width: 47.9756%;" data-mce-style="width: 47.9756%;">Data</td></tr><tr><td style="width: 49.0244%;" data-mce-style="width: 49.0244%;">Cell Type</td><td style="width: 47.9756%;" data-mce-style="width: 47.9756%;">Mono-crystalline</td></tr><tr><td style="width: 49.0244%;" data-mce-style="width: 49.0244%;">Cell Arrangement</td><td style="width: 47.9756%;" data-mce-style="width: 47.9756%;">166mm x 83mm</td></tr><tr><td style="width: 49.0244%;" data-mce-style="width: 49.0244%;">Dimensions</td><td style="width: 47.9756%;" data-mce-style="width: 47.9756%;">1759 X 1038 X 35 mm(69.25 X 40.88 X 1.38 in)</td></tr><tr><td style="width: 49.0244%;" data-mce-style="width: 49.0244%;">Weight</td><td style="width: 47.9756%;" data-mce-style="width: 47.9756%;">19.5kg (42.99 lbs)</td></tr><tr><td style="width: 49.0244%;" data-mce-style="width: 49.0244%;">Front / Back Glass</td><td style="width: 47.9756%;" data-mce-style="width: 47.9756%;">3.2mm Toughened Glass</td></tr><tr><td style="width: 49.0244%;" data-mce-style="width: 49.0244%;">Frame</td><td style="width: 47.9756%;" data-mce-style="width: 47.9756%;">Anodized Aluminium Alloy</td></tr><tr><td style="width: 49.0244%;" data-mce-style="width: 49.0244%;">J-Box</td><td style="width: 47.9756%;" data-mce-style="width: 47.9756%;">IP 68 Rated</td></tr><tr><td style="width: 49.0244%;" data-mce-style="width: 49.0244%;">Cable</td><td style="width: 47.9756%;" data-mce-style="width: 47.9756%;">4mm' (IECI)</td></tr><tr><td style="width: 49.0244%;" data-mce-style="width: 49.0244%;">Cable Length (Including Connector)</td><td style="width: 47.9756%;" data-mce-style="width: 47.9756%;">Length:350mm (vertical] 1250mm (horizontal] or Customized Length</td></tr></tbody></table><p><strong><br>ELECTRICAL</strong></p><table width="100%"><tbody><tr><td style="width: 47.723%;" data-mce-style="width: 47.723%;">Nominal Max. Power (Pmax)</td><td style="width: 46.277%;" data-mce-style="width: 46.277%;">370 W</td></tr><tr><td style="width: 47.723%;" data-mce-style="width: 47.723%;">Opt. Operating Voltage (Vmp)</td><td style="width: 46.277%;" data-mce-style="width: 46.277%;">34.46 V</td></tr><tr><td style="width: 47.723%;" data-mce-style="width: 47.723%;">Opt. Operating Current (Imp)</td><td style="width: 46.277%;" data-mce-style="width: 46.277%;">10.74 A</td></tr><tr><td style="width: 47.723%;" data-mce-style="width: 47.723%;">Open Circuit Voltage (Voc)</td><td style="width: 46.277%;" data-mce-style="width: 46.277%;">40.34 V</td></tr><tr><td style="width: 47.723%;" data-mce-style="width: 47.723%;">Short Circuit Current (Isc)</td><td style="width: 46.277%;" data-mce-style="width: 46.277%;">11.19 A</td></tr></tbody></table><p><br>Â <strong>Warranty</strong><br data-mce-fragment="1"></p><ul><li>Product warranty on materials and workmanship for 12 years</li><li>LinearÂ power outputÂ warrantyÂ 25 years</li></ul><p>* Refer to warranty document for terms and conditions</p><p><strong>Documentation</strong></p><table width="100%"><tbody><tr><td style="width: 24%;" data-mce-style="width: 24%;"><a href="https://cdn.shopify.com/s/files/1/0566/3408/1340/files/PS370M4H-20-UHB_Data_Sheet.pdf?v=1675862636"><span style="color: #2b00ff;" data-mce-style="color: #2b00ff;">Data Sheet</span></a></td></tr></tbody></table><p><br><strong>Detailed Information</strong></p><p>PS-20-UHB is part of the Twinplus Series â€” one of the most recent made by Phono Solar. These panels employ cutting-edge technologies to achieve superior efficiency and reliability. The Passivated Emitter Rear Contact (PERC) technology ensures excellent power output. This solar cell type employs an additional reflective layer to absorb more sunlight.Â </p><p>To further boost the performance, Phono Solar employs half-cut cell technology. Each of the panelâ€™s 120 cells is only half the size of a traditional solar cell.<span>Â </span></p><p><strong>High reliability<br></strong><br>Guaranteed 0-+5W positive tolerance secures reliable power output</p><p>5400Pa maximum snow load, 2400Pa maximum wind load</p><p>Optimized electrical design lowers hot spot risk and operating current<br><br><strong>Quality and certifications<br></strong><br>IEC 61215, IEC 61730</p><p>ISO 9001 :2015 / Quality management system</p><p>ISO 14001 :2015 / Standards for environmental management system</p><p>OHSAS 18001 :2007 / International standards for occupational health &amp; safety</p><p>IEC TS 62941: 2016 Terrestrial photovoltaic (PV) modules-guidelines for increased confidence in PV module design qualification and type approval</p></td></tr></tbody></table>
USSP100-0071 | 235.6 | CRS-380W-BB | Crossroads Solar CRS-380W-BB 380Watt 72 Cells BoB Monocrystalline | <table data-mce-fragment="1" width="100%"><tbody data-mce-fragment="1"><tr data-mce-fragment="1"><td data-mce-fragment="1"><strong>Crossroads Solar CRS-380W-BB 380Watt 72 Cells BoB Monocrystalline</strong><br></td></tr><tr data-mce-fragment="1"><td data-mce-fragment="1"><p>This line of modules is the direct result of over three decades of design, manufacturing and use. Attending to every detail in the design and manufacture of our products, our process controls and testing methods have optimized module life and electrical energy production.</p><table width="100%"><tbody><tr><td><table width="100%"><tbody><tr><td style="width: 51.4725%;" data-mce-style="width: 51.4725%;"><br></td><td style="width: 45.8759%;" data-mce-style="width: 45.8759%;"><br></td></tr><tr><td style="width: 51.4725%;" data-mce-style="width: 51.4725%;"><img src="https://cdn.shopify.com/s/files/1/0566/3408/1340/files/img_mission.png?v=1675857474" alt="" data-mce-src="https://cdn.shopify.com/s/files/1/0566/3408/1340/files/img_mission.png?v=1675857474"></td><td style="width: 45.8759%;" data-mce-style="width: 45.8759%;"><img src="https://cdn.shopify.com/s/files/1/0566/3408/1340/files/img_mission.png-2.png_1.png?v=1675857475" alt="" data-mce-src="https://cdn.shopify.com/s/files/1/0566/3408/1340/files/img_mission.png-2.png_1.png?v=1675857475"></td></tr><tr><td style="width: 51.4725%;" data-mce-style="width: 51.4725%;"></td><td style="width: 45.8759%;" data-mce-style="width: 45.8759%;"></td></tr></tbody></table><br><table width="100%"><tbody><tr><td style="width: 48.2638%;" data-mce-style="width: 48.2638%;"><br></td><td style="width: 47.7362%;" data-mce-style="width: 47.7362%;"><br></td></tr></tbody></table></td></tr></tbody></table><p><br><b>CrossroadsÂ Solar's Specification</b><br></p><table width="100%"><tbody><tr><td style="width: 48.2638%;" data-mce-style="width: 48.2638%;"><span>Model</span></td><td style="width: 47.7362%;" data-mce-style="width: 47.7362%;">CRS-380W-BB</td></tr><tr><td style="width: 48.2638%;" data-mce-style="width: 48.2638%;"><span>Series</span></td><td style="width: 47.7362%;" data-mce-style="width: 47.7362%;"><span>-</span></td></tr><tr><td style="width: 48.2638%;" data-mce-style="width: 48.2638%;"><span>Manufacturer</span></td><td style="width: 47.7362%;" data-mce-style="width: 47.7362%;">Crossroads Solar</td></tr></tbody></table><p><br><strong>MECHANICAL </strong><br></p><table width="100%"><tbody><tr><td style="width: 49.0244%;" data-mce-style="width: 49.0244%;">Specification</td><td style="width: 47.9756%;" data-mce-style="width: 47.9756%;">Data</td></tr><tr><td style="width: 49.0244%;" data-mce-style="width: 49.0244%;">Cell Type</td><td style="width: 47.9756%;" data-mce-style="width: 47.9756%;">G1,Mono Crystalline Silicon</td></tr><tr><td style="width: 49.0244%;" data-mce-style="width: 49.0244%;">Cell Arrangement</td><td style="width: 47.9756%;" data-mce-style="width: 47.9756%;">72cells(6x12)</td></tr><tr><td style="width: 49.0244%;" data-mce-style="width: 49.0244%;">Dimensions</td><td style="width: 47.9756%;" data-mce-style="width: 47.9756%;"><span></span><span>2011mm x 1021mm x 40mm</span><span>(79.17in x 39.96in x 1.575in)</span></td></tr><tr><td style="width: 49.0244%;" data-mce-style="width: 49.0244%;">Weight</td><td style="width: 47.9756%;" data-mce-style="width: 47.9756%;">22kg(48.5lbs)</td></tr><tr><td style="width: 49.0244%;" data-mce-style="width: 49.0244%;">Front / Back Glass</td><td style="width: 47.9756%;" data-mce-style="width: 47.9756%;"><span>3.2mm (tempered, low iron, ARC)</span><br></td></tr><tr><td style="width: 49.0244%;" data-mce-style="width: 49.0244%;">Frame</td><td style="width: 47.9756%;" data-mce-style="width: 47.9756%;"><span>Anodized Aluminum</span><br></td></tr><tr><td style="width: 49.0244%;" data-mce-style="width: 49.0244%;">J-Box</td><td style="width: 47.9756%;" data-mce-style="width: 47.9756%;"><span>IP67</span></td></tr><tr><td style="width: 49.0244%;" data-mce-style="width: 49.0244%;">Cable</td><td style="width: 47.9756%;" data-mce-style="width: 47.9756%;"><span data-mce-fragment="1">1 meter</span></td></tr><tr><td style="width: 49.0244%;" data-mce-style="width: 49.0244%;">Cable Length (Including Connector)</td><td style="width: 47.9756%;" data-mce-style="width: 47.9756%;"><span>MC4</span></td></tr></tbody></table><p><strong><br>ELECTRICAL</strong></p><table width="100%"><tbody><tr><td style="width: 47.723%;" data-mce-style="width: 47.723%;">Nominal Max. Power (Pmax)</td><td style="width: 46.277%;" data-mce-style="width: 46.277%;">380 W</td></tr><tr><td style="width: 47.723%;" data-mce-style="width: 47.723%;">Opt. Operating Voltage (Vmp)</td><td style="width: 46.277%;" data-mce-style="width: 46.277%;">-</td></tr><tr><td style="width: 47.723%;" data-mce-style="width: 47.723%;">Opt. Operating Current (Imp)</td><td style="width: 46.277%;" data-mce-style="width: 46.277%;">-<br></td></tr><tr><td style="width: 47.723%;" data-mce-style="width: 47.723%;">Open Circuit Voltage (Voc)</td><td style="width: 46.277%;" data-mce-style="width: 46.277%;">49 V</td></tr><tr><td style="width: 47.723%;" data-mce-style="width: 47.723%;">Short Circuit Current (Isc)</td><td style="width: 46.277%;" data-mce-style="width: 46.277%;">9.9Â A</td></tr></tbody></table><p>Â </p><p><strong>Warranty</strong><br data-mce-fragment="1"></p><ul><li>10/25 Year Product/Performance Warranty</li></ul><p>* Refer to warranty document for terms and conditions<br data-mce-fragment="1"><strong></strong></p><p><strong>Documentation</strong></p><table width="100%"><tbody><tr><td style="width: 24%;" data-mce-style="width: 24%;"><a href="https://cdn.shopify.com/s/files/1/0566/3408/1340/files/CRS-380W-BB_Data_Sheet_dd51fdf2-61bc-4d72-ae7b-b8d422704ec2.pdf?v=1675858408" data-mce-href="https://cdn.shopify.com/s/files/1/0566/3408/1340/files/CRS-380W-BB_Data_Sheet_dd51fdf2-61bc-4d72-ae7b-b8d422704ec2.pdf?v=1675858408"><span style="color: #2b00ff;" data-mce-style="color: #2b00ff;">Data Sheet</span></a></td></tr></tbody></table><p><br><strong>Detailed Information</strong><br><br><span data-mce-fragment="1">Our core mission is to provide jobs and life training opportunities for recently released felons</span><br></p><p><strong>High reliability</strong><br>Cell interconnections and diode placement use well-established industry practice and are field-proven to provide excellent reliability.<br><br><span data-mce-fragment="1"></span><span data-mce-fragment="1">-0, +1.5%Â </span><span data-mce-fragment="1">Power Tolerence</span><br><br><strong>Quality and certifications</strong><br><span data-mce-fragment="1">IEC 61730 &amp; IEC 61215Â </span><br></p></td></tr></tbody></table>
USSP100-0007 | 240.3 | CS3W-445 | Canadian Solar Inc. HiKu CS3W-445 Silver Frame 144 Mono Cells | <table width="100%" data-mce-fragment="1"><tbody data-mce-fragment="1"><tr data-mce-fragment="1"><td data-mce-fragment="1"><strong>Canadian Solar Inc. HiKu CS3W-445 Silver Frame 144 Mono Cells</strong><br></td></tr><tr data-mce-fragment="1"><td data-mce-fragment="1"><p>This line of modules is the direct result of over three decades of design, manufacturing and use. Attending to every detail in the design and manufacture of our products, our process controls and testing methods have optimized module life and electrical energy production.</p><table width="100%"><tbody><tr><td><table width="100%"><tbody><tr><td style="width: 51.4725%;" data-mce-style="width: 51.4725%;"><br></td><td style="width: 45.8759%;" data-mce-style="width: 45.8759%;"><br></td></tr><tr><td style="width: 51.4725%;" data-mce-style="width: 51.4725%;"><img alt="" src="https://cdn.shopify.com/s/files/1/0566/3408/1340/files/CSW-445.png-1.png?v=1675750593"></td><td style="width: 45.8759%;" data-mce-style="width: 45.8759%;"><img alt="" src="https://cdn.shopify.com/s/files/1/0566/3408/1340/files/CSW-445.png-2.png?v=1675750593"></td></tr><tr><td style="width: 51.4725%;" data-mce-style="width: 51.4725%;"></td><td style="width: 45.8759%;" data-mce-style="width: 45.8759%;"></td></tr></tbody></table><strong>Canadian Solar's Specification</strong><table width="100%"><tbody><tr><td style="width: 48.2638%;" data-mce-style="width: 48.2638%;"><span>Model</span></td><td style="width: 47.7362%;" data-mce-style="width: 47.7362%;">CS3W-445</td></tr><tr><td style="width: 48.2638%;" data-mce-style="width: 48.2638%;"><span>Series</span></td><td style="width: 47.7362%;" data-mce-style="width: 47.7362%;">BiHiKu SUPER HIGH POWER BIFACIAL MONO PERC MODULE</td></tr><tr><td style="width: 48.2638%;" data-mce-style="width: 48.2638%;"><span>Manufacturer</span></td><td style="width: 47.7362%;" data-mce-style="width: 47.7362%;">Canadian</td></tr><tr><td style="width: 48.2638%;" data-mce-style="width: 48.2638%;"><br></td><td style="width: 47.7362%;" data-mce-style="width: 47.7362%;"><br></td></tr></tbody></table></td></tr></tbody></table><p><br><strong>MECHANICAL </strong><br></p><table width="100%"><tbody><tr><td style="width: 49.0244%;" data-mce-style="width: 49.0244%;">Specification</td><td style="width: 47.9756%;" data-mce-style="width: 47.9756%;">Data</td></tr><tr><td style="width: 49.0244%;" data-mce-style="width: 49.0244%;">Cell Type</td><td style="width: 47.9756%;" data-mce-style="width: 47.9756%;">Mono-crystalline</td></tr><tr><td style="width: 49.0244%;" data-mce-style="width: 49.0244%;">Cell Arrangement</td><td style="width: 47.9756%;" data-mce-style="width: 47.9756%;">144 [2 X (12 X 6) ]</td></tr><tr><td style="width: 49.0244%;" data-mce-style="width: 49.0244%;">Dimensions</td><td style="width: 47.9756%;" data-mce-style="width: 47.9756%;">2132 Ë£ 1048 Ë£ 30 mm (83.9 Ë£ 41.3 Ë£ 1.2 in)</td></tr><tr><td style="width: 49.0244%;" data-mce-style="width: 49.0244%;">Weight</td><td style="width: 47.9756%;" data-mce-style="width: 47.9756%;">28.4 kg (<span data-mce-fragment="1">62.6 lbs</span>)</td></tr><tr><td style="width: 49.0244%;" data-mce-style="width: 49.0244%;">Front / Back Glass</td><td style="width: 47.9756%;" data-mce-style="width: 47.9756%;">2.0 mm heat strengthened glass</td></tr><tr><td style="width: 49.0244%;" data-mce-style="width: 49.0244%;">Frame</td><td style="width: 47.9756%;" data-mce-style="width: 47.9756%;">Anodized aluminium alloy</td></tr><tr><td style="width: 49.0244%;" data-mce-style="width: 49.0244%;">J-Box</td><td style="width: 47.9756%;" data-mce-style="width: 47.9756%;">IP68, 3 diodes</td></tr><tr><td style="width: 49.0244%;" data-mce-style="width: 49.0244%;">Cable</td><td style="width: 47.9756%;" data-mce-style="width: 47.9756%;">4.0 mmÂ² (IEC), 12 AWG (UL)</td></tr><tr><td style="width: 49.0244%;" data-mce-style="width: 49.0244%;">Cable Length (Including Connector)</td><td style="width: 47.9756%;" data-mce-style="width: 47.9756%;">400 mm (15.7 in) (+) / 280 mm (11.0 in) (-) or customized length*</td></tr><tr><td style="width: 49.0244%;" data-mce-style="width: 49.0244%;"></td><td style="width: 47.9756%;" data-mce-style="width: 47.9756%;"></td></tr></tbody></table><p><strong>ELECTRICAL</strong></p><table width="100%"><tbody><tr><td style="width: 47.723%;" data-mce-style="width: 47.723%;">Nominal Max. Power (Pmax)</td><td style="width: 46.277%;" data-mce-style="width: 46.277%;">445Â W</td></tr><tr><td style="width: 47.723%;" data-mce-style="width: 47.723%;">Opt. Operating Voltage (Vmp)</td><td style="width: 46.277%;" data-mce-style="width: 46.277%;">40.9Â V</td></tr><tr><td style="width: 47.723%;" data-mce-style="width: 47.723%;">Opt. Operating Current (Imp)</td><td style="width: 46.277%;" data-mce-style="width: 46.277%;">10.89 A</td></tr><tr><td style="width: 47.723%;" data-mce-style="width: 47.723%;">Open Circuit Voltage (Voc)</td><td style="width: 46.277%;" data-mce-style="width: 46.277%;">48.9Â V</td></tr><tr><td style="width: 47.723%;" data-mce-style="width: 47.723%;">Short Circuit Current (Isc)</td><td style="width: 46.277%;" data-mce-style="width: 46.277%;">11.54Â A</td></tr></tbody></table><p><strong>Warranty</strong><br data-mce-fragment="1"></p><ul><li>linear power output 30 years warranty</li><li>enhanced product 12 years warranty on materials and workmanship</li></ul><p>* Refer to warranty document for terms and conditions<br data-mce-fragment="1"><strong>Documentation</strong></p><table width="100%"><tbody><tr><td style="width: 24%;" data-mce-style="width: 24%;"><a href="https://cdn.shopify.com/s/files/1/0566/3408/1340/files/CS3W-445MB-AG_Data_Sheet.pdf?v=1675751032"><span style="color: #2b00ff;" data-mce-style="color: #2b00ff;">Data Sheet</span></a></td></tr></tbody></table><p><br><strong>Detailed Information</strong></p><p>With Canadian Solarâ€™s industry leading mono-PERC cell technology and the innovative LIC (Low Internal Current) module technology, we are now able to offer our global customers high power mono modules up to 445W<br data-mce-fragment="1"><br data-mce-fragment="1">The KuPower mono modules with a dimension of 1675 Ë£â€‰992 mm, close to our 60 cell SuperPower modules.</p><p><strong>High reliability</strong><br>Cell interconnections and diode placement use well-established industry practice and are field-proven to provide excellent reliability.<br><br>Lower internal current, lower hot spot temperature</p><p>Minimizes micro-crack impacts</p><p>Heavy snow load up to 5400 Pa, wind load up to 3600 Pa *</p><p><strong>Quality and certifications</strong><br>ISO 9001:2015 / Quality management system</p><p>ISO 14001:2015 / Standards for environmental management system</p><p>OHSAS 18001:2007 / International standards for occupational health &amp; safety</p><p>IEC 61215 / IEC 61730: VDE / CE / MCS / INMETRO</p><p>UL 1703: CSA / IEC 61701 ED2: VDE / IEC 62716: VDE / IEC 60068-2-68: SGS Take-e-way<br></p></td></tr></tbody></table>
USSP100-0058 | 302.4 | AXITEC | AXITEC - 540W - AXIbipremium XXL HC MW - AC-540MBT/144V | <p data-mce-fragment="1"><strong data-mce-fragment="1">AXITEC - 540W - AXIbipremium XXL HC MW - AC-540MBT/144V</strong></p><p data-mce-fragment="1">This product comes from a line of modules that is the culmination of over three decades of design, manufacturing, and practical application. With meticulous attention to every design detail and a rigorous manufacturing process, we have optimized the module life and electricity production capabilities.</p><p data-mce-fragment="1"><strong data-mce-fragment="1">Images:</strong></p><p data-mce-fragment="1"><img src="https://cdn.shopify.com/s/files/1/0566/3408/1340/files/Screenshot_4_1_480x480.png?v=1677655638" alt="Image 1" data-mce-fragment="1" data-mce-src="https://cdn.shopify.com/s/files/1/0566/3408/1340/files/Screenshot_4_1_480x480.png?v=1677655638"> <img src="https://cdn.shopify.com/s/files/1/0566/3408/1340/files/Screenshot_6_5861ce01-a042-48ae-97ac-f0c33f65ca8e_480x480.png?v=1677669340" alt="Image 2" data-mce-fragment="1" data-mce-src="https://cdn.shopify.com/s/files/1/0566/3408/1340/files/Screenshot_6_5861ce01-a042-48ae-97ac-f0c33f65ca8e_480x480.png?v=1677669340"></p><p data-mce-fragment="1"><strong data-mce-fragment="1">AXITEC Solar Specifications:</strong></p><ul data-mce-fragment="1"><li data-mce-fragment="1"><strong data-mce-fragment="1">Model:</strong> HC MW - AC-540MBT</li><li data-mce-fragment="1"><strong data-mce-fragment="1">Series:</strong> -</li><li data-mce-fragment="1"><strong data-mce-fragment="1">Manufacturer:</strong> AXITEC</li></ul><p data-mce-fragment="1"><strong data-mce-fragment="1">MECHANICAL:</strong></p><ul data-mce-fragment="1"><li data-mce-fragment="1"><strong data-mce-fragment="1">Specification:</strong> Data</li><li data-mce-fragment="1"><strong data-mce-fragment="1">Cell Type:</strong> Monocrystalline</li><li data-mce-fragment="1"><strong data-mce-fragment="1">Cell Arrangement:</strong> -</li><li data-mce-fragment="1"><strong data-mce-fragment="1">Dimensions:</strong> 2279 x 1134 x 35 mm</li><li data-mce-fragment="1"><strong data-mce-fragment="1">Weight:</strong> 28.5 kg with frame</li><li data-mce-fragment="1"><strong data-mce-fragment="1">Front / Back Glass:</strong> 3.2 mm hardened, low-reflection white glass</li><li data-mce-fragment="1"><strong data-mce-fragment="1">Frame:</strong> -</li><li data-mce-fragment="1"><strong data-mce-fragment="1">J-Box:</strong> Protection Class IP68</li><li data-mce-fragment="1"><strong data-mce-fragment="1">Cable:</strong> 1.3 m, 4 mm2</li><li data-mce-fragment="1"><strong data-mce-fragment="1">Cable Length (Including Connector):</strong> StÃ¤ubli EVO2 / EVO2 pluggable</li></ul><p data-mce-fragment="1"><strong data-mce-fragment="1">ELECTRICAL:</strong></p><ul data-mce-fragment="1"><li data-mce-fragment="1"><strong data-mce-fragment="1">Nominal Max. Power (Pmax):</strong> 540 W</li><li data-mce-fragment="1"><strong data-mce-fragment="1">Optimum Operating Voltage/Vmp(V):</strong> 41.70 V</li><li data-mce-fragment="1"><strong data-mce-fragment="1">Opt. Operating Current (Imp):</strong> 12.95 A</li><li data-mce-fragment="1"><strong data-mce-fragment="1">Open Circuit Voltage (Voc):</strong> 49.55</li><li data-mce-fragment="1"><strong data-mce-fragment="1">Short Circuit Current (Isc):</strong> 13.85 A</li></ul><p data-mce-fragment="1"><strong data-mce-fragment="1">Warranty:</strong></p><ul data-mce-fragment="1"><li data-mce-fragment="1">15 years manufacturerâ€˜s guarantee on 90% of the nominal performance.</li><li data-mce-fragment="1">25 years manufacturerâ€˜s guarantee on 85% of the nominal performance.</li></ul><p data-mce-fragment="1"><em data-mce-fragment="1">Refer to warranty document for terms and conditions.</em></p><p data-mce-fragment="1"><strong data-mce-fragment="1">Documentation:</strong></p><ul data-mce-fragment="1"><li data-mce-fragment="1"><a href="https://cdn.shopify.com/s/files/1/0566/3408/1340/files/DB_144zlg_mono_bipremium_XXL_HC_MW_MiA_EN_1500V.pdf?v=1678080248" data-mce-fragment="1" data-mce-href="https://cdn.shopify.com/s/files/1/0566/3408/1340/files/DB_144zlg_mono_bipremium_XXL_HC_MW_MiA_EN_1500V.pdf?v=1678080248" target="_new">Data Sheet</a></li></ul><p data-mce-fragment="1"><strong data-mce-fragment="1">Detailed Information:</strong></p><p data-mce-fragment="1">These panels are ideal for both isolated photovoltaic solar energy installations and those connected to the electricity grid. They are recognized for their outstanding quality-to-price ratio.</p><p data-mce-fragment="1"><strong data-mce-fragment="1">High reliability:</strong></p><ul data-mce-fragment="1"><li data-mce-fragment="1">Cell interconnections and diode placements are designed using industry-best practices and are field-proven to provide exceptional reliability.</li><li data-mce-fragment="1">The product boasts a guaranteed positive power tolerance ranging from 0-5 Wp based on individual measurements.</li><li data-mce-fragment="1">Each product undergoes a thorough 100% visual electroluminescence inspection during production.</li></ul><br>
USSB100-0100 | 569.56 | 8A4DLTP-DEKA | MK BATTERY 8A4DLTP-DEKA 198AH 12V AGM BATTERY | <strong data-mce-fragment="1">MK Battery, Sealed AGM, 12V, 198Ah, Size 4D, CANNOT TRAVEL BY AIR - Labeled "CORROSIVE", 8A4DLTP-DEKA</strong>
USSB100-0051 | 1644.24 | A0000391219 3.38kwh | Generac PWRcell A0000391219 3.38kwh Lithium-ion Battery | <p><strong>Generac, PWRcell Battery Module, 3.38kWh Name Plate, 2.85kWh Useable, A0000391219</strong></p><p>No other smart battery offers the flexibility of PWRcell. Whether for backup power or smart energy management, the PWRcell battery has power and capacity options for every need, without sacrificing flexibility or function.</p><p><br></p><p>The PWRcell battery series allows system owners the flexibility to scale from the economical 8.6kWh PWRcell 9â„¢ to the massive 17.1 kWh PWRcell 17â„¢ by adding additional PWRcell battery modules, the gold standard in storage.</p><p><br></p><p><em>Minimum of 3 Generac A0000391219 PWRcell Battery Modules (8.6 usable kWh) needed to use inside the Generac APKE00007 PWRcell Battery Enclosure. Able to be expanded to 6 PWRcell Battery Modules in a single PWRcell Battery Enclosure (17.1 usable kWh).</em></p><p><br></p><p><em>Connect as many as two 2 PWRcellsÂ Battery EnclosureÂ to a single PWRcell Inverter for up to 34.2kWh of storage.</em></p>
USSS100-0078 | 2657.14 | AMPLIPHI-3.8-48 | NEW! AmpliPHI 3.8kWh LFP Battery, 48V with Integrated BMS w/ Communications- SolArkIncludes 4' CAT5 Cable & Terminator | <p>Harness the power of safety and efficiency with SimpliPhi Power's AmpliPHI 3.8â„¢ Battery, featuring Lithium Ferro Phosphate (LFP) chemistryâ€”the safest Lithium Ion variant available. Designed with your safety in mind, the battery does not contain cobalt, reducing the risks associated with thermal runaway, fire, and operating temperature constraints.</p><h4>Core Features</h4><p><strong>Safety First</strong>: Utilizes Lithium Ferro Phosphate (LFP), eliminating cobalt and related risks such as thermal runaway or fire.</p><p><strong>Advanced Battery Management System (BMS)</strong>: Features closed-loop communications pre-configured for industry-leading inverters, offering real-time data like State of Charge (SOC) for optimized storage value.</p><p><strong>Plug and Play</strong>: Comes with built-in overcurrent protection and an easily accessible 100 Amp DC breaker On/Off switch. This reduces installation time and enhances safety, making it ideal for both residential and commercial settings.</p><p><strong>Scalability</strong>: Designed to scale up to 75 batteries and integrates seamlessly with Sol-Ark and SMA inverters, with compatibility for other brands coming soon.</p><h4>Technical Specifications</h4><ul><li><strong>Chemistry</strong>: Lithium Ferro Phosphate (LFP)</li><li><strong>Overcurrent Protection Device (OCPD)</strong>: Built-in 100 Amp DC breaker On/Off switch</li><li><strong>Battery Management System (BMS)</strong>: Built-in, with Communications</li><li><strong>Compatibility</strong>: Currently compatible with Sol-Ark, SMA (pending), &amp; Schneider (pending) Inverters</li><li><strong>Maintenance</strong>: Maintenance-free, no ventilation or cooling required</li></ul><h5>SKU and Additional Specs</h5><ul><li><strong>SKU</strong>: AmpliPHI-3.8-48</li><li><strong>Nominal DC Voltages</strong>: 51.2 VDC</li><li><strong>Amp-Hours</strong>: 75 Ah</li><li><strong>Rated kWh Capacity</strong>: 3.8 kWh DC at 100% DOD, 3.04 kWh DC at 80% DOD</li><li><strong>Max Quantity Per System</strong>: 75 units (285 kWh total)</li></ul><h5>Performance Metrics</h5><ul><li><strong>Max Discharge Rate (10 minutes)</strong>: 100 Amps DC (5.1 kW DC)</li><li><strong>Max Continuous Discharge Rate</strong>: 37.5 Amps DC (1.9 kW DC)</li><li><strong>Max Continuous Charge Rate</strong>: 37.5 Amps DC (1.9 kW DC)</li></ul><h5>Operating and Storage Conditions</h5><ul><li><strong>Operating Temperature Range</strong>: -4Â° to 140Â°F (-20Â° to 60Â°C)</li><li><strong>Storage Temperature Range</strong>: Up to 6 months at 14Â° to 77Â° F (-10Â° to 25Â° C)</li></ul><h5>Other Features</h5><ul><li><strong>Cycle Life</strong>: 10,000+ cycles at 80% DOD</li><li><strong>Warranty</strong>: 10 Years</li><li><strong>Weight</strong>: 86 lbs (39.0 kg)</li><li><strong>Dimensions</strong>: 13.5 x 14 x 8 in (34.3 x 35.6 x 20.3 cm)</li></ul><p>All specifications are typical and subject to change. This product is designed and manufactured in California, USA, and is compliant with UL, CE, UN/DOT, and RoHS standards.</p>
USSB100-0062 | 2850.3 | ECOLXBATT | Sonnen ECOLXBATT 2.0KWH Lithium Iron Phospate Battery | <p data-sourcepos="5:1-5:282">The Sonnen ECOLXBATT 2.0KWH Lithium Iron Phosphate Battery is a home energy storage battery that is designed to provide backup power during power outages and to store energy from solar panels. It has a capacity of 2.0kWh and can be used to power a variety of appliances and devices.</p><p data-sourcepos="7:1-7:18"><strong>Specifications</strong></p><ul data-sourcepos="9:1-20:0"><li data-sourcepos="9:1-9:22">Model: ECOLXBATT 2.0</li><li data-sourcepos="10:1-10:22">Manufacturer: Sonnen</li><li data-sourcepos="11:1-11:30">Type: Lithium Iron Phosphate</li><li data-sourcepos="12:1-12:18">Capacity: 2.0kWh</li><li data-sourcepos="13:1-13:14">Voltage: 48V</li><li data-sourcepos="14:1-14:31">Depth of Discharge (DoD): 90%</li><li data-sourcepos="15:1-15:23">Efficiency: Up to 98%</li><li data-sourcepos="16:1-16:43">Operating Temperature Range: -20 to +60Â°C</li><li data-sourcepos="17:1-17:24">Weight:Â 53 lbs</li><li data-sourcepos="18:1-18:33">Dimensions: <span data-mce-fragment="1">(LxWxH): 19 x 26 x 84 inches</span></li><li data-sourcepos="19:1-20:0">Warranty: 10 years</li></ul><p data-sourcepos="21:1-21:24"><strong>Detailed Information</strong></p><ul data-sourcepos="23:1-29:0"><li data-sourcepos="23:1-23:127"><strong>Lithium Iron Phosphate (LiFePO4)</strong><span>Â </span>battery chemistry is known for its long lifespan, safety, and environmental friendliness</li><li data-sourcepos="24:1-24:81"><strong>90% Depth of Discharge (DoD)</strong><span>Â </span>allows you to use more of the battery's energy</li><li data-sourcepos="25:1-25:83"><strong>98% Efficiency</strong><span>Â </span>means that less energy is lost during charging and discharging</li><li data-sourcepos="26:1-26:88"><strong>White metal case</strong><span>Â </span>is corrosion-resistant and protects the battery from the elements</li><li data-sourcepos="27:1-27:103"><strong>Built-in accessible 80 Amp DC breaker On/Off switch</strong><span>Â </span>increases safety and simplifies installations</li><li data-sourcepos="28:1-29:0"><strong>10-year warranty</strong><span>Â </span>gives you peace of mind knowing that your battery is covered</li></ul>
USSB100-0027 | 16665.56 | 1000XLC | Outback Power Energycell 1000XLC 972AH 48V Agm Battery | <p>The OutBack Power 1000XLC is a pure sine wave inverter with load controller that is designed for off-grid and backup power applications. The inverter has a capacity of 1000 watts and can be used to power a wide variety of equipment. The load controller provides protection against overloads and short circuits.</p><p>The OutBack Power 1000XLC is a high-quality inverter that is made with durable components. The inverter is also backed by a 5-year warranty.</p><p data-mce-fragment="1"><strong>Features</strong></p><ul><li>Ideal for high capacity energy demands in off-grid, self-consumption, or emergency backup applications</li><li>3800 cycles @ 50% DoD at 25Â°C</li><li>17 year standby life at 25Â°C</li><li>High charge acceptance at 300ADC</li><li>10 year standard full replacement warranty</li><li>Integrated cabinet with modular racking assembly saves on installation time</li></ul><p data-mce-fragment="1"><strong>Specification</strong></p><ul><li>Nominal Voltage Per Cell: 2V</li><li>Nominal Voltage Per System: 48VDC</li><li>Cycle Life (50% DoD): 3800 cycles</li><li>Absorb Voltage (25Â°C): 58VDC</li><li>Absorb Time: 1.2 hours</li><li>Float Voltage (25Â°C): 53 to 54VDC</li><li>Float Time: 2 hours</li><li>Maximum Charge Current (Per Battery): 300ADC</li><li>Optimal Operating Temperature: 25Â°C</li><li>Terminal Type: M10 bolt</li></ul><p data-mce-fragment="1"><a href="https://cdn.shopify.com/s/files/1/0566/3408/1340/files/EnergyCell_1000XLC_datasheet.pdf?v=1691063635">DATASHEET</a></p><p data-mce-fragment="1">Â </p>
USSB100-0063 | 448 | SSIG 06 490 | TROJAN SIGNATURE SSIG 06 490 443AH 6V FLOODED BATTERY | <p data-mce-fragment="1"><strong data-mce-fragment="1">Trojan, SIGNATURE Line Flooded Battery, 6V, 443Ah @ 20Hr, Group 903 [L-16], L- Terminal, SSIG 06 490</strong></p><p data-mce-fragment="1">The Trojan Battery Company is the world's leading deep-cycle battery manufacturer. With over 85 years of battery manufacturing experience, Trojan has dominated the world of deep-cycle battery technology, from deep-cycle flooded batteries to deep-cycle AGM and gel batteries. Trojan continues to lead and innovate in the global deep-cycle markets, which include golf, green energy, transportation, floor machines, aerial work platforms, marine, and recreational vehicles. Via our global network of master distributors, Trojan batteries are available all over the world. The company's headquarters are in Santa Fe Springs, California. Trojan has ISO 9001:2008 accredited manufacturing plants in California and Georgia, as well as international offices in Europe, the United States, and Asia.</p>
USSB100-0064 | 2653.99 | 6AVR95-11 | Mk Battery Unigy II 6AVR95-11 580AH 12V Agm Battery | <p data-mce-fragment="1" data-sourcepos="5:1-5:215">The MK Battery Unigy II 6AVR95-11 580AH 12V AGM Battery is a deep cycle battery designed for use in a variety of applications, including solar, backup power, and RVs. It has a capacity of 580AH and a voltage of 12V.</p><p data-mce-fragment="1" data-sourcepos="7:1-7:18"><strong data-mce-fragment="1">Specifications</strong></p><ul data-mce-fragment="1" data-sourcepos="9:1-20:0"><li data-mce-fragment="1" data-sourcepos="9:1-9:18">Model: 6AVR95-11</li><li data-mce-fragment="1" data-sourcepos="10:1-10:26">Manufacturer: MK Battery</li><li data-mce-fragment="1" data-sourcepos="11:1-11:19">Type: AGM battery</li><li data-mce-fragment="1" data-sourcepos="12:1-12:17">Capacity: 580AH</li><li data-mce-fragment="1" data-sourcepos="13:1-13:14">Voltage: 12V</li><li data-mce-fragment="1" data-sourcepos="14:1-14:31">Depth of Discharge (DoD): 80%</li><li data-mce-fragment="1" data-sourcepos="15:1-15:23">Efficiency: Up to 90%</li><li data-mce-fragment="1" data-sourcepos="16:1-16:43">Operating Temperature Range: -20 to +50Â°C</li><li data-mce-fragment="1" data-sourcepos="17:1-17:26">Weight:Â 512 lbs</li><li data-mce-fragment="1" data-sourcepos="18:1-18:60">Dimensions: <span data-mce-fragment="1">28.00 x 9.48 x 27.12 inches</span></li><li data-mce-fragment="1" data-sourcepos="19:1-20:0">Warranty: 10 years</li></ul><p data-mce-fragment="1" data-sourcepos="21:1-21:24"><strong data-mce-fragment="1">Detailed Information</strong></p><ul data-mce-fragment="1" data-sourcepos="23:1-30:0"><li data-mce-fragment="1" data-sourcepos="23:1-23:103"><strong data-mce-fragment="1">AGM battery chemistry</strong><span data-mce-fragment="1">Â </span>is known for its long lifespan, reliability, and maintenance-free operation</li><li data-mce-fragment="1" data-sourcepos="24:1-24:81"><strong data-mce-fragment="1">80% Depth of Discharge (DoD)</strong><span data-mce-fragment="1">Â </span>allows you to use more of the battery's energy</li><li data-mce-fragment="1" data-sourcepos="25:1-25:83"><strong data-mce-fragment="1">90% Efficiency</strong><span data-mce-fragment="1">Â </span>means that less energy is lost during charging and discharging</li><li data-mce-fragment="1" data-sourcepos="26:1-26:89"><strong data-mce-fragment="1">Wide operating temperature range</strong><span data-mce-fragment="1">Â </span>makes it suitable for use in a variety of climates</li><li data-mce-fragment="1" data-sourcepos="27:1-27:60"><strong data-mce-fragment="1">87.8 lbs</strong><span data-mce-fragment="1">Â </span>weight makes it easy to transport and install</li><li data-mce-fragment="1" data-sourcepos="28:1-28:80"><strong data-mce-fragment="1">29.1 x 16.5 x 13.3 inches</strong><span data-mce-fragment="1">Â </span>dimensions are compact and take up minimal space</li><li data-mce-fragment="1" data-sourcepos="29:1-30:0"><strong data-mce-fragment="1">10-year warranty</strong><span data-mce-fragment="1">Â </span>gives you peace of mind knowing that your battery is covered</li></ul>
USSB100-0088 | 303.26 | 8A31DT-DEKA | MK BATTERY 8A31DT-DEKA 104AH 12V AGM BATTERY | <p>Deka 8A31DT (MK Battery 8A31DT-DEKA) Sealed AGM Battery, 12V, 104Ah, G31</p><p>Advanced American Technology and the use of the most modern computer-aided design and manufacturing techniques combine to make MK Battery's Sealed Batteries the standard by which all other batteries are measured. Their Sealed Batteries are the best the PV/Solar market has to offer.</p><h4>Benefits:</h4><ul><li>Sealed Absorbed Technology: Completely sealed; valve regulated battery with efficient recombination</li><li>250 quality control checks through ISO 9001</li><li>UL recognized components MH17218</li><li>Rated non-spillable by ICAO/IATA/DOT</li><li>Forged terminals and bushings assure no leakage</li><li>Tank formation ensures voltage matching between cells</li></ul><p><a href="https://cdn.shopify.com/s/files/1/0566/3408/1340/files/8A31DT-DEKA_Data_Sheet.pdf?v=1676700524"><strong>SPEC DATA SHEET</strong></a></p>
USSB100-0065 | 761.9 | PVX-2580L | Concorde Sunxtender PVX-2580L 258AH 12V Agm Battery | <p data-mce-fragment="1"><strong data-mce-fragment="1">Concorde, SunXtender Sealed AGM Battery, 12V, 258Ah @ 24hr, 8D, PVX-2580L</strong></p><p data-mce-fragment="1">The Sun Xtender Sealed AGM Battery (PVX-2580L) from Concorde Battery is a valve-operated lead-acid battery with AGM construction (VRLA-AGM). The battery can be used upright, on its end, or on its side due to its non-spillable construction, and the maintenance-free AGM nature eliminates the need for water replenishment.</p><p data-mce-fragment="1">The plates are thicker than the industry norm, using pure lead calcium grids, for longer cycle life, improved durability, and strength. The low impedance AGM architecture allows for excellent charge acceptance, and regulated voltage charging does not require a current cap.</p><p data-mce-fragment="1">The PolyGuard Microporous Polyethylene Separators in the Sun Xtender product line protect the positive plates from shorting, shock, and vibration. This dual-layer insulation with its effective safety feature is not available from any other manufacturer.</p><p data-mce-fragment="1">The Sun Xtender battery covers and containers are made of high-impact, reinforced copolymer polypropylene and have thick end walls to prevent bulging. The corrosion-resistant copper alloy T Terminals come with silicon bronze bolts and washers. All SunXtender Batteries are Hazmat Exempt when shipped.</p>
USSB100-0090 | 1100.63 | PHI-1.4-12-T | Simpliphi PHI-1.4-12-T 1.4KWH 12V Lithium Iron Phosphate Battery | <table width="100%" data-mce-fragment="1"><tbody data-mce-fragment="1"><tr data-mce-fragment="1"><td style="width: 955.59px;" data-mce-fragment="1" data-mce-style="width: 955.59px;"><strong>Simpliphi PHI-1.4-12-T 1.4KWH 12V Lithium Iron Phosphate Battery</strong></td></tr><tr data-mce-fragment="1"><td style="width: 955.59px;" data-mce-fragment="1" data-mce-style="width: 955.59px;"><p data-mce-fragment="1"><span>The PHI 1.4kWh deep-cycle Lithium Ferro Phosphate (LFP) battery is optimized with proprietary cell architecture, power electronics, BMS and manufacturing methods. It is modular, lightweight and scalable. Provides power security and seamless integration of renewable and traditional sources of energy in conjunction with or independent of the grid: net zero, peak shaving, emergency, back-up portable and mobile.</span></p><p><strong>SPECIFICATIONS</strong><br></p><table width="100%"><tbody><tr><td style="width: 48.2638%;" data-mce-style="width: 48.2638%;"><span>Model</span></td><td style="width: 47.7362%;" data-mce-style="width: 47.7362%;">PHI-1.4-12-TÂ </td></tr><tr><td style="width: 48.2638%;" data-mce-style="width: 48.2638%;"><span>Series</span></td><td style="width: 47.7362%;" data-mce-style="width: 47.7362%;"><span>-</span></td></tr><tr><td style="width: 48.2638%;" data-mce-style="width: 48.2638%;"><span>Manufacturer</span></td><td style="width: 47.7362%;" data-mce-style="width: 47.7362%;">Simpliphi<br></td></tr></tbody></table></td></tr></tbody></table><p><br><strong>GENERAL SPECIFICATIONS</strong><br></p><table width="100%"><tbody><tr><td style="width: 49.0244%;" data-mce-style="width: 49.0244%;"><span>Rated Power Output[W]</span></td><td style="width: 47.9756%;" data-mce-style="width: 47.9756%;"><span>1400</span></td></tr><tr><td style="width: 49.0244%;" data-mce-style="width: 49.0244%;"><span>Length [mm (in)]</span></td><td style="width: 47.9756%;" data-mce-style="width: 47.9756%;"><span>11.25 in</span></td></tr><tr><td style="width: 49.0244%;" data-mce-style="width: 49.0244%;"><span>Width [mm (in)]</span></td><td style="width: 47.9756%;" data-mce-style="width: 47.9756%;"><span>9.25 in</span></td></tr><tr><td style="width: 49.0244%;" data-mce-style="width: 49.0244%;"><span>Weight [kg (lb)]</span></td><td style="width: 47.9756%;" data-mce-style="width: 47.9756%;"><span>33.28 lb</span></td></tr></tbody></table><p><strong>Warranty</strong><br data-mce-fragment="1"></p><ul><li>Manufacturer 10 Years Warranty</li></ul><p>* Refer to warranty document for terms and conditions<br data-mce-fragment="1"><strong>Documentation</strong></p><table width="100%"><tbody><tr><td style="width: 24%;" data-mce-style="width: 24%;"><a href="https://onedrive.live.com/?authkey=%21AHJHZsAYgqXAiMc&amp;id=BB6544450C81E5F6%216882&amp;cid=BB6544450C81E5F6&amp;parId=root&amp;parQt=sharedby&amp;o=OneUp"><span style="color: #2b00ff;" data-mce-style="color: #2b00ff;">Data Sheet</span></a></td></tr></tbody></table><p><br><strong>Detailed Information</strong></p><p><span>SimpliPhi Powerâ€™s PHI 1.4â„¢ Battery utilizes the safest Lithium-Ion chemistry available, Lithium Ferro Phosphate (LFP). No cobalt or explosive hazards that put customers at risk. By eliminating cobalt, the risk of thermal runaway, fire propagation, operating temperature constraints, and toxic coolants are reduced. When combined with our integrated high-performance Battery Management System (BMS), accessible DC breaker On/Off switch and overcurrent protection (OCPD), the PHI 1.4 Battery delivers safe, highly efficient and cost-effective service over the life of both small recreational and residential installations, on or off-grid. Compatible with all industry-standard inverter charge controllers, the PHI 1.4 Battery supports balance-of-system equipment and optimizes any power generation source â€“ solar, wind, grid, generator â€“ with scalable, on-demand energy storage solutions for RVs, critical back-up and daily savings on electricity bills.</span></p><p><span></span><strong>High Reliability</strong></p><p><span>Lithium Ferro Phosphate (LFP) The safest Lithium Ion chemistry available</span></p><p><span>Compatible with all industry standard inverters and charge controllers.</span></p>
USEC001-0080 | 2091.7 | ESP-5100 | Endurenergy ESP-5100 B0005 5.1KWH 100AH 48V Battery Pack | <p data-sourcepos="5:1-5:420">The Endurenergy ESP-5100 B0005 5.1KWH 100AH 48V Battery Pack is a deep cycle battery that is designed for use in solar power systems and other off-grid applications. It is a lithium iron phosphate (LiFePO4) battery, which is known for its long lifespan, high efficiency, and resistance to deep discharge. The battery has a capacity of 5.1 kilowatt-hours (kWh), which means it can provide 100 watts of power for 51 hours.</p><p data-sourcepos="7:1-7:18"><strong>Specification:</strong></p><ul data-sourcepos="9:1-15:0"><li data-sourcepos="9:1-9:48">Battery type: Lithium iron phosphate (LiFePO4)</li><li data-sourcepos="10:1-10:36">Capacity: 5.1 kilowatt-hours (kWh)</li><li data-sourcepos="11:1-11:14">Voltage: 48V</li><li data-sourcepos="12:1-12:25">Depth of discharge: 80%</li><li data-sourcepos="13:1-13:25">Cycle life: 6000 cycles</li><li data-sourcepos="14:1-15:0">Efficiency: Up to 95%</li></ul><p data-sourcepos="16:1-16:26"><strong>Weight and dimensions:</strong></p><ul data-sourcepos="18:1-20:0"><li data-sourcepos="18:1-18:26">Weight: 92 lbs</li><li data-sourcepos="19:1-20:0">Dimensions: (LxWxH) 17.4 x 19.7 x 5.2 inchesÂ </li></ul><p data-sourcepos="21:1-21:13"><strong>Features:</strong></p><ul data-sourcepos="23:1-28:0"><li data-sourcepos="23:1-23:15">Long lifespan</li><li data-sourcepos="24:1-24:17">High efficiency</li><li data-sourcepos="25:1-25:30">Resistance to deep discharge</li><li data-sourcepos="26:1-26:33">Portable and lightweight design</li><li data-sourcepos="27:1-28:0">IP20 weatherproof rating</li></ul><p data-sourcepos="29:1-29:13"><strong>Benefits:</strong></p><ul data-sourcepos="31:1-35:0"><li data-sourcepos="31:1-31:81">Provides reliable power for solar power systems and other off-grid applications</li><li data-sourcepos="32:1-32:60">Can be used to power lights, appliances, and other devices</li><li data-sourcepos="33:1-33:26">Durable and long-lasting</li><li data-sourcepos="34:1-35:0">Weatherproof design for outdoor use</li></ul><p><a href="https://cdn.shopify.com/s/files/1/0566/3408/1340/files/3495_480-0138_Data_Sheet.pdf?v=1676698899"><strong>SPEC DATA SHEET</strong></a></p>
USSB100-0067 | 6298.75 | 42-48-6650 | Discover Energy 42-48-6650 7.4kwh 48v Lithium Iron Phospate Battery | <p>Introducing the DiscoverÂ® Advanced Energy System (AES) LiFePO4 Lithium Solar Batteries â€“ the pinnacle of performance and affordability in energy storage. These batteries redefine excellence, offering remarkable bankable performance and the industry's lowest cost of energy storage per kWh.</p><p><strong>Key Features</strong>:</p><ul><li><strong>Cutting-Edge Technology</strong>: Manufactured using the highest-grade LiFePO4 cells, ensuring long-lasting performance and reliability.</li><li><strong>Superior Power Delivery</strong>: Equipped with a proprietary high peak surge and transient voltage hardened BMS, these batteries deliver exceptional peak power, lightning-fast charge and discharge rates.</li><li><strong>LYNK Solar Gateway Integration</strong>: Enjoy the convenience of Plug-and-play closed loop integration with the world's leading off-grid inverters and chargers, elevating your system from good to exceptional.</li></ul><p><strong>Unleash the Power of AES LiFePO4 Lithium</strong>: DiscoverÂ® AES LiFePO4 Lithium solar batteries embody excellence in energy storage. Designed to transform ordinary solar systems into extraordinary ones, these batteries are engineered to perfection.</p><p><strong>Enhance Your System</strong>:</p><ul><li><strong>Cost-Efficient</strong>: AES LiFePO4 Lithium batteries offer the industry's lowest cost of energy storage per kWh, ensuring that you get maximum value for your investment.</li><li><strong>Peak Performance</strong>: Experience lightning-fast charge and discharge rates, harnessing the full potential of your energy storage system.</li><li><strong>LYNK Solar Gateway</strong>: Seamlessly integrate with renowned off-grid inverters and chargers, amplifying your system's capabilities.</li></ul><p><strong>Quality Assurance and Documentation</strong>: To learn more about DiscoverÂ® AES LiFePO4 Lithium solar batteries, explore the</p><p>for comprehensive technical details.</p><p><a href="https://cdn.shopify.com/s/files/1/0566/3408/1340/files/2963_480-0027_Spec_Sheet.pdf?v=1676698284" target="_new">Datasheet</a>Â </p><p>Invest in excellence with DiscoverÂ® AES LiFePO4 Lithium solar batteries. Elevate your energy storage experience, maximize efficiency, and embark on a journey towards sustainable power.</p>
USSB100-0068 | 1547.06 | BJ-DCB105ZKT | Panasonic Evervolt BJ-DCB105ZKT 2.85KWH Lithium-ion Battery | <p data-mce-fragment="1"><strong data-mce-fragment="1">Panasonic EverVolt, Lithium Ion Battery 2.85 kWh, BJ-DCB105ZKT</strong></p><p data-mce-fragment="1"><br data-mce-fragment="1"></p><p data-mce-fragment="1"><span data-mce-fragment="1">Advantages of DCB-105 when used with BMS</span></p><ul data-mce-fragment="1"><li data-mce-fragment="1"><span data-mce-fragment="1">Optimized Control: BMS specifically designed for DCB-105</span></li><li data-mce-fragment="1"><span data-mce-fragment="1">Scalability: Connects up to 6 DCB-105 in series</span></li></ul><p data-mce-fragment="1"><br data-mce-fragment="1"></p><p data-mce-fragment="1"><strong data-mce-fragment="1">Features overview</strong></p><ul data-mce-fragment="1"><li data-mce-fragment="1">The total voltage, current, and temperature of the battery are all monitored.</li><li data-mce-fragment="1">Overcharge/discharge, overcurrent, and irregular temperature detection are all examples of abnormal state detection.</li><li data-mce-fragment="1">Charge authorization, maximum charge, and recharge conditions are all detected by this feature.</li><li data-mce-fragment="1"><span data-mce-fragment="1">State of Charge (SOC) â€“ LED indicators</span></li><li data-mce-fragment="1"><span data-mce-fragment="1">Communication function â€“ RS-485 â€“ Communication with BMS</span></li></ul>
USSB100-0070 | 724.35 | 8G8DLTP-DEKA | Mk Battery 8G8DLTP-DEKA 225AH 12V Gel Battery | <strong data-mce-fragment="1">MK Battery, Sealed Gel, 12V, 225Ah, Size 8D, 8G8DLTP-DEKA</strong>
USSB100-0071 | 330.6 | PVX-1040T | Concorde PVX-1040T 104AH 12V Agm Battery | <p data-mce-fragment="1"><strong data-mce-fragment="1">Concorde, SunXtender Sealed AGM Battery, 12V, 104Ah @ 24hr, G27, PVX-1040T</strong></p><p data-mce-fragment="1">The Concorde Battery Sun Xtender Sealed AGM Battery (PVX-1040T) is a valve regulated lead acid battery with AGM construction (VRLA-AGM).The non-spillable construction allows the battery to be used upright or on its end or side and the maintenance free AGM design means no water replenishment ever.</p><p data-mce-fragment="1">Utilizing pure lead calcium grids, the plates are thicker than the industry standard for longer cycle life, increased reliability and power. The low impedance AGM design allows for excellent charge acceptance and there is no current limit required with controlled voltage charging.</p><p data-mce-fragment="1">The Sun Xtender product line features proprietary PolyGuard Microporous Polyethylene Separators, shielding the positive plates against shorting, shock or vibration. No other manufacturer offers this dual layer insulation with its effective protection feature.</p><p data-mce-fragment="1">Sun Xtender battery covers and containers are uniquely molded with high impact, reinforced copolymer polypropylene and are designed with thick end walls to prevent bulging. The copper alloy T Terminals are corrosion resistant and are supplied with silicon bronze bolts and washers. All SunXtender Batteries ship Hazmat Exempt.</p>
USMS100-0586 | 9.49 | M-1 F1270 | Chemlink M-1 F1270 Gray Adhesive & Sealant | <table width="100%" data-mce-fragment="1"><tbody data-mce-fragment="1"><tr data-mce-fragment="1"><td style="width: 955.59px;" data-mce-fragment="1" data-mce-style="width: 955.59px;"><strong>CHEMLINK M-1 F1270 GRAY ADHESIVE &amp; SEALANT</strong></td></tr><tr data-mce-fragment="1"><td style="width: 955.59px;" data-mce-fragment="1" data-mce-style="width: 955.59px;"><p><span>ChemLink F1270Â M-1 is a moisture cure, multi-purpose structural adhesive/sealant designed for bonding and sealing a wide range of construction materials. M-1 forms a tough elastic waterproof seal to most roofing materials, masonry, wood, glass, aluminum and foam. M-1 bonds well to most building surfaces including: metal flashing, copings, skylights,</span></p><p><strong>SPECIFICATIONS</strong></p><table width="100%"><tbody><tr><td style="width: 48.2638%;" data-mce-style="width: 48.2638%;"><span>Model</span></td><td style="width: 47.7362%;" data-mce-style="width: 47.7362%;">CHEMLINK F1270</td></tr><tr><td style="width: 48.2638%;" data-mce-style="width: 48.2638%;"><span>Series</span></td><td style="width: 47.7362%;" data-mce-style="width: 47.7362%;">-<br></td></tr><tr><td style="width: 48.2638%;" data-mce-style="width: 48.2638%;"><span>Manufacturer</span></td><td style="width: 47.7362%;" data-mce-style="width: 47.7362%;">CHEMLINK<br></td></tr></tbody></table></td></tr></tbody></table><p><br><strong>GENERAL SPECIFICATION</strong><br></p><table width="100%"><tbody><tr></tr><tr><td style="width: 49.0244%;" data-mce-style="width: 49.0244%;"><span>Type</span></td><td style="width: 47.9756%;" data-mce-style="width: 47.9756%;">Sealant</td></tr><tr><td style="width: 49.0244%;" data-mce-style="width: 49.0244%;"><span>Manufacturer</span></td><td style="width: 47.9756%;" data-mce-style="width: 47.9756%;"><span mce-data-marked="1">Chemlink</span></td></tr><tr><td style="width: 49.0244%;" data-mce-style="width: 49.0244%;"><span>Curb Diameter</span></td><td style="width: 47.9756%;" data-mce-style="width: 47.9756%;"><span>4"</span></td></tr></tbody></table><p><strong>Warranty</strong><br data-mce-fragment="1"></p><ul><li>25 Year Standard Warranty.</li></ul><p>* Refer to warranty document for terms and conditions<br data-mce-fragment="1"><strong>Documentation</strong></p><table width="100%"><tbody><tr><td style="width: 24%;" data-mce-style="width: 24%;"><a href="https://cdn.shopify.com/s/files/1/0566/3408/1340/files/ChemLink_E-Curb_Data_Sheet.pdf?v=1678335744"><span style="color: #2b00ff;" data-mce-style="color: #2b00ff;">Data Sheet</span></a></td></tr></tbody></table><p><br><strong>Detailed Information</strong><br></p><p><span>M-1 is a moisture cure, multi-purpose structural adhesive &amp; sealant designed for bonding and sealing a wide range of construction materials. M-1 forms a tough elastic waterproof seal to most roofing materials, masonry, wood, glass, aluminum and foam. M-1 bonds well to most building surfaces including: metal flashing, copings, skylights, and HVAC surfaces.</span></p><p><strong>High reliability</strong><br></p><p>Cell interconnections and diode placement use well-established industry practice and are field-proven to provide excellent reliability.</p><p><span>Bonding surfaces should be clean, dry and free from all contamination that may inhibit the sealantâ€™s performance</span></p><p><span>Remove all previously applied caulk, mastic, cement, asphalt, and other contaminants from penetrations with a wire brush</span></p>
USMS100-0585 | 15.19 | 11833 | OATEY 11833 Alum Clear Flashing | <table width="100%" data-mce-fragment="1"><tbody data-mce-fragment="1"><tr data-mce-fragment="1"><td style="width: 955.59px;" data-mce-fragment="1" data-mce-style="width: 955.59px;"><strong>OATEY 11833 ALUM CLEAR FLASHING</strong></td></tr><tr data-mce-fragment="1"><td style="width: 955.59px;" data-mce-fragment="1" data-mce-style="width: 955.59px;"><p data-mce-fragment="1"><span>Oatey Galvanized No-Calk Solar Flashings are designed for commercial and residential applications that require a watertight seal for roof penetrations around the plumbing vent pipe. Self-sealing collar slides over pipe and requires no caulking.Â </span></p><p><strong>SPECIFICATIONS</strong><br></p><table width="100%"><tbody><tr><td style="width: 48.2638%;" data-mce-style="width: 48.2638%;"><span>Model</span></td><td style="width: 47.7362%;" data-mce-style="width: 47.7362%;">OATEY 11833</td></tr><tr><td style="width: 48.2638%;" data-mce-style="width: 48.2638%;"><span>Series</span></td><td style="width: 47.7362%;" data-mce-style="width: 47.7362%;"><span>-</span></td></tr><tr><td style="width: 48.2638%;" data-mce-style="width: 48.2638%;"><span>Manufacturer</span></td><td style="width: 47.7362%;" data-mce-style="width: 47.7362%;">OATEY<br></td></tr></tbody></table></td></tr></tbody></table><p><br><strong>GENERAL SPECIFICATIONS</strong><br></p><table width="100%"><tbody><tr><td style="width: 49.0244%;" data-mce-style="width: 49.0244%;">Material</td><td style="width: 47.9756%;" data-mce-style="width: 47.9756%;">Galvanized Steel</td></tr><tr><td style="width: 49.0244%;" data-mce-style="width: 49.0244%;"><span>Pipe Diameter</span></td><td style="width: 47.9756%;" data-mce-style="width: 47.9756%;">0.5 in. - 1 in.</td></tr><tr><td style="width: 49.0244%;" data-mce-style="width: 49.0244%;"><span>Weight</span></td><td style="width: 47.9756%;" data-mce-style="width: 47.9756%;">0.7 lb.</td></tr><tr><td style="width: 49.0244%;" data-mce-style="width: 49.0244%;"><span>Color</span></td><td style="width: 47.9756%;" data-mce-style="width: 47.9756%;">Unfinished</td></tr></tbody></table><p><strong>Warranty</strong><br data-mce-fragment="1"></p><ul><li><span>25 years Standard warranty</span></li></ul><p>* Refer to warranty document for terms and conditions<br data-mce-fragment="1"><strong>Documentation</strong></p><table width="100%"><tbody><tr><td style="width: 24%;" data-mce-style="width: 24%;"><a href="https://cdn.shopify.com/s/files/1/0566/3408/1340/files/Galvanized_No-Calk_Flashings_Data_Sheet.pdf?v=1678428708"><span style="color: #2b00ff;" data-mce-style="color: #2b00ff;">Data Sheet</span></a></td></tr></tbody></table><p><br><strong>Detailed Information</strong></p><p><span>Oatey Galvanized Base No-Calk Roof Flashing can be used in commercial and residential applications where a watertight seal for roof penetrations around the plumbing vent pipe is required.</span></p><p><span></span><strong>High Reliability</strong></p><p>High reliability due to lower heat dissipation</p><p>Non-fading sealing collar.</p><p>Rated 180Â°F continuous heat.</p><p>ESM Flashings (only) have collar and base separate to allow for easier installation.</p><p>Approved for Type B installations.</p>
USMS100-0278 | 10.51 | 403215C | Unirac U-LA 403215C 2" Aluminum Slider | <table width="100%" data-mce-fragment="1"><tbody data-mce-fragment="1"><tr data-mce-fragment="1"><td style="width: 955.59px;" data-mce-style="width: 955.59px;" data-mce-fragment="1"><strong>UNIRAC NXT HORIZON LUGMLPE1 MLPE &amp; LUG CLAMP</strong></td></tr><tr data-mce-fragment="1"><td style="width: 955.59px;" data-mce-style="width: 955.59px;" data-mce-fragment="1"><p data-mce-fragment="1">UniRac designed U-LA's to support a wider range of site and climactic challenges than any other PV structure on the market. U-LA aluminum or steel components merge with SolarMount rails and installer-supplied steel pipe to form durable, rigid truss structures. U-LA aluminum or steel components are used to combine installer-supplied Schedule 40 or 80 steel pipe (available anywhere) to create a durable structure that can accommodate uneven, rocky, sloping terrain or heavy coastal winds.<br><br></p></td></tr></tbody></table><p><strong><br>SPECIFICATIONS</strong></p><table width="100%"><tbody><tr><td style="width: 48.2638%;"><span>Model</span></td><td style="width: 47.7362%;">403215CÂ </td></tr><tr><td style="width: 48.2638%;"><span>Series</span></td><td style="width: 47.7362%;">U-LAÂ </td></tr><tr><td style="width: 48.2638%;"><span>Manufacturer</span></td><td style="width: 47.7362%;">UNIRAC</td></tr></tbody></table><p><strong><br>GENERAL SPECIFICATIONS</strong><br></p><table width="100%"><tbody><tr><td style="width: 49.0244%;" data-mce-style="width: 49.0244%;"><span>Item Weight</span></td><td style="width: 47.9756%;" data-mce-style="width: 47.9756%;"><span>1.5 lb</span></td></tr><tr><td style="width: 49.0244%;" data-mce-style="width: 49.0244%;"><span>Dimensions (LxWxH)</span></td><td style="width: 47.9756%;" data-mce-style="width: 47.9756%;"><span>6 x 4 x 4 inches</span></td></tr></tbody></table><p><strong><br>Warranty</strong><br data-mce-fragment="1"></p><ul><li>Manufacturer Warranty 25 Years</li></ul><p>* Refer to warranty document for terms and conditions<br data-mce-fragment="1"><strong>Documentation</strong></p><table width="100%"><tbody><tr><td style="width: 24%;" data-mce-style="width: 24%;"><span style="color: #2b00ff;" data-mce-style="color: #2b00ff;">Data Sheet</span></td></tr></tbody></table><p><br><strong>Detailed Information</strong></p><p>Custom-designed arrays for ground or flat roof applications</p><p>Design software to ensure minimum attachments without overstressing any roof member</p><p>Optimal tilt angle and array clearance over other rooftop equipment</p><p>Accommodates uneven, rocky, sloping terrain or heavy costal winds</p><p>Better alternative than designing from scratch</p><p>Lightweight components ship economically and combine easily with installer-supplied Schedule 40 or 80 steel pipe, available everywhere</p><p><strong>High reliability</strong></p><p>Capable of withstanding Zone 4 seismic events or extreme wind or snow loads</p><p>Diagonally braced</p>
USMS100-0584 | 8.44 | 17587(1) | QuickBolt 17587(1) All Tile Roof Hook, Side Mount Rails | <strong data-mce-fragment="1">QuickBolt, All Tile Roof Hook, Side Mount Rails, for flat and Spanish tile, 6mm thickness, 8mm adjustable height, 140 mm wide base, 9mm x 18 mm mounting screw slots, 10mm x 46mm rail attachment slot, includes (2) 5/16 x 3" SS screws, Qty. 1, 17587(1)<br></strong><br><div id="product-details-information-tab-content-container-0" class="product-details-information-tab-content-container" data-type="information-content-text" data-mce-fragment="1"><p data-mce-fragment="1"><strong>SPECIFICATIONS</strong></p><div><div class="product-line-sku-container"><span class="product-line-sku-label">SKU:<span>Â </span></span><span class="product-line-sku-value" itemprop="sku">270-0168</span></div></div><div><div><div class="custom-pdp-fields-line-container"><span class="custom-pdp-fields-label">Mfr. Part Number: 17587(1)</span></div><div class="custom-pdp-fields-line-container"><span class="custom-pdp-fields-label">Item Weight: 1.6 lb</span></div><div class="custom-pdp-fields-line-container"><span class="custom-pdp-fields-label">Dimensions (LxWxH): 12 x 11 x 7 inches</span></div></div></div></div>
USMS100-0406 | 18.15 | QMSC-A-12 | Quick Mount PV QMSC-A-12 MILL Comp Shingle Flashing | <h3 data-mce-fragment="1">Quick Mount PV QMSC A 1 Classic Composition Mount, 12" x 12", Mill Finish, Qty. 1</h3><p data-mce-fragment="1">Composition mounts use patented technology to form the<span data-mce-fragment="1">Â </span><b data-mce-fragment="1">easiest</b>,<span data-mce-fragment="1">Â </span><b data-mce-fragment="1">fastest</b>,<span data-mce-fragment="1">Â </span><b data-mce-fragment="1">most universally code-compliant watertight mount</b><span data-mce-fragment="1">Â </span>available for composition roofs. The Classic Composition Roof Mount is backed by solid engineering and certified by the<span data-mce-fragment="1">Â </span><a href="http://www.icc-es.org/reports/pdf_files/icc-es/esr-2835.pdf" data-mce-fragment="1" data-mce-href="http://www.icc-es.org/reports/pdf_files/icc-es/esr-2835.pdf" target="_blank">ICC-ES</a>.</p><p data-mce-fragment="1">There's no need for trimming shingles to force a fit. Drill one pilot hole into the rafter, backfill it with appropriate sealant, slide the Quick Mount flashing beneath the felt in the course above, drive the bolt home, and it's done.</p><p data-mce-fragment="1">The 12 x 12-inch Classic Composition Mount flashing is designed to fit within a standard 5 to 5.5" course and the exposed course should be no greater than 5.75". If the exposure is greater than this, use the Classic Shake Mount as an alternative.Â There's no shingle cutting and no shingle distortion caused by trying to force a fit. Just a permanent, watertight mount every time!</p><h4 data-mce-fragment="1">Features</h4><ul data-mce-fragment="1"><li data-mce-fragment="1">Patented elevated water seal</li><li data-mce-fragment="1"><a href="http://www.icc-es.org/reports/pdf_files/ICC-ES/ESR-2835.pdf" data-mce-fragment="1" data-mce-href="http://www.icc-es.org/reports/pdf_files/ICC-ES/ESR-2835.pdf" target="_blank">ICC-ES certified</a></li><li data-mce-fragment="1">One bolt installation</li><li data-mce-fragment="1">No shingle cutting</li><li data-mce-fragment="1">100% IBC, UBC compliant</li><li data-mce-fragment="1">Meets or exceeds all NRCA standards and practices</li><li data-mce-fragment="1">2554 lbs. average pullout (Douglas fir); 2203 lbs. average shear</li><li data-mce-fragment="1">All aluminum flashing and mount</li><li data-mce-fragment="1">Stainless steel hardware (included)</li><li data-mce-fragment="1">10-year warranty; 50-year expected life</li><li data-mce-fragment="1">Works with all leading racks</li><li data-mce-fragment="1">Won't void roof manufacturer's warranty</li><li data-mce-fragment="1">Approved for use by leading roof manufacturers</li><li data-mce-fragment="1">Patent numbers 7,762,027 &amp; 7,895,808</li><li data-mce-fragment="1">Made in USA</li></ul><p><strong>SPECIFICATIONS</strong></p><div><div class="product-line-sku-container"><span class="product-line-sku-label">SKU:<span>Â </span></span><span class="product-line-sku-value" itemprop="sku">210-0054</span></div></div><div><div><div class="custom-pdp-fields-line-container"><span class="custom-pdp-fields-label">Mfr. Part Number: QMSC-A-12</span></div><div class="custom-pdp-fields-line-container"><span class="custom-pdp-fields-label">Item Weight: 1 lb</span></div><div class="custom-pdp-fields-line-container"><span class="custom-pdp-fields-label">Dimensions (LxWxH): 12 x 12 x 1.5 inches</span></div></div></div>
USMS100-0346 | 2.63 | 370023 | Unirac Roofmount RM10 EVO 370023 Module Clamp | <table width="100%" data-mce-fragment="1"><tbody data-mce-fragment="1"><tr data-mce-fragment="1"><td style="width: 955.59px;" data-mce-fragment="1" data-mce-style="width: 955.59px;"><strong>UNIRAC ROOFMOUNT RM10 EVO 370023 MODULE CLAMP</strong></td></tr><tr data-mce-fragment="1"><td style="width: 955.59px;" data-mce-fragment="1" data-mce-style="width: 955.59px;"><p><span>The Module Clip is made of a mill finish Aluminum and engages the return flange underneath the panel to secure the module. This unique design takes advantage of the design of the module frame, attaching to the return flange of the frame creating a universal connection.</span></p><p><strong>SPECIFICATIONS</strong></p><table width="100%"><tbody><tr><td style="width: 48.2638%;" data-mce-style="width: 48.2638%;"><span>Model</span></td><td style="width: 47.7362%;" data-mce-style="width: 47.7362%;">370023Â </td></tr><tr><td style="width: 48.2638%;" data-mce-style="width: 48.2638%;"><span>Series</span></td><td style="width: 47.7362%;" data-mce-style="width: 47.7362%;"><span>RoofMountÂ </span></td></tr><tr><td style="width: 48.2638%;" data-mce-style="width: 48.2638%;"><span>Manufacturer</span></td><td style="width: 47.7362%;" data-mce-style="width: 47.7362%;">UNIRAC</td></tr></tbody></table></td></tr></tbody></table><p><br><strong>GENERAL SPECIFICATIONS</strong><br></p><table width="100%"><tbody><tr><td style="width: 49.0244%;" data-mce-style="width: 49.0244%;"><span>Item Weight</span></td><td style="width: 47.9756%;" data-mce-style="width: 47.9756%;"><span>0.26Â lb</span></td></tr><tr><td style="width: 49.0244%;" data-mce-style="width: 49.0244%;"><span>Dimensions (LxWxH)</span></td><td style="width: 47.9756%;" data-mce-style="width: 47.9756%;"><span>14.5 x 8 x 9.5 inches</span></td></tr></tbody></table><p><strong>Warranty</strong><br data-mce-fragment="1"></p><ul><li>Manufacturer Warranty 25 Years</li></ul><p>* Refer to warranty document for terms and conditions<br data-mce-fragment="1"><strong>Documentation</strong></p><table width="100%"><tbody><tr><td style="width: 24%;" data-mce-style="width: 24%;"><span style="color: #2b00ff;" data-mce-style="color: #2b00ff;">Data Sheet</span></td></tr></tbody></table><p><br><strong>Detailed Information</strong><br></p><p>Â </p><p><span>Unirac has taken the tried-and-true form and functionality of RM10 and evolved it to maximize the potential of flat roof solar projects.</span></p><p><span>Modified the shape of the north row bay to optimize space and increase module density by up to 20%.</span></p><p>Â </p><p><strong>High reliability</strong></p><p>We have paired simplicity with power by improving the function, strength, and reliability of the module clamps.Â Â <br></p>
USMS100-0099 | 0.4 | UFO-STP-35MM-B1 | Ironridge Ufo Ufo-stp-35mm-b1 Black Stopper Sleeve | <table width="100%" data-mce-fragment="1"><tbody data-mce-fragment="1"><tr data-mce-fragment="1"><td style="width: 955.59px;" data-mce-fragment="1" data-mce-style="width: 955.59px;"><strong>IRONRIDGE UFO UFO-STP-35MM-B1 BLACK STOPPER SLEEVE</strong></td></tr><tr data-mce-fragment="1"><td style="width: 955.59px;" data-mce-fragment="1" data-mce-style="width: 955.59px;"><p><span>The Universal Fastening Object (UFO) family of components eliminates the need for separate grounding hardware by bonding solar modules directly to IronRidge XR Rails. All IronRidge system Installation types (Flush Mount, Tilt Mount and Ground Mount) that feature the UFO family of products are fully listed to the UL 2703 standard. UFO hardware forms secure electrical bonds with both the module and the rail, resulting in many parallel grounding paths throughout the system leading to safer and more reliable installation</span></p><p><strong>SPECIFICATIONS</strong></p><table width="100%"><tbody><tr><td style="width: 48.2638%;" data-mce-style="width: 48.2638%;"><span>Model</span></td><td style="width: 47.7362%;" data-mce-style="width: 47.7362%;">UFO-STP-35MM-B1</td></tr><tr><td style="width: 48.2638%;" data-mce-style="width: 48.2638%;"><span>Series</span></td><td style="width: 47.7362%;" data-mce-style="width: 47.7362%;">-<br></td></tr><tr><td style="width: 48.2638%;" data-mce-style="width: 48.2638%;"><span>Manufacturer</span></td><td style="width: 47.7362%;" data-mce-style="width: 47.7362%;">IRONRIDGE<br></td></tr></tbody></table></td></tr></tbody></table><p><br><strong>GENERAL SPECIFICATION</strong><br></p><table width="100%"><tbody><tr></tr><tr><td style="width: 49.0244%;" data-mce-style="width: 49.0244%;"><span>Type</span></td><td style="width: 47.9756%;" data-mce-style="width: 47.9756%;"><span>Other Attachment</span></td></tr><tr><td style="width: 49.0244%;" data-mce-style="width: 49.0244%;">Color</td><td style="width: 47.9756%;" data-mce-style="width: 47.9756%;"><span mce-data-marked="1">Black</span></td></tr><tr><td style="width: 49.0244%;" data-mce-style="width: 49.0244%;">Finish</td><td style="width: 47.9756%;" data-mce-style="width: 47.9756%;"><span mce-data-marked="1">Black Anodized</span></td></tr><tr><td style="width: 49.0244%;" data-mce-style="width: 49.0244%;">Material</td><td style="width: 47.9756%;" data-mce-style="width: 47.9756%;"><span mce-data-marked="1">Aluminum</span></td></tr></tbody></table><p><strong>Warranty</strong><br data-mce-fragment="1"></p><ul><li>25 Year Standard Warranty.</li></ul><p>* Refer to warranty document for terms and conditions<br data-mce-fragment="1"><strong>Documentation</strong></p><table width="100%"><tbody><tr><td style="width: 24%;" data-mce-style="width: 24%;"><a href="https://cdn.shopify.com/s/files/1/0566/3408/1340/files/ZZ084700272_DS.pdf?v=1678361381"><span style="color: #2b00ff;" data-mce-style="color: #2b00ff;">Data Sheet</span></a></td></tr></tbody></table><p><br><strong>Detailed Information</strong><br></p><div class="mTab"><div class="divsWrap"><div id="descriptionSection" class="showBlock"><p itemprop="description"><span>The UFO is the only universal, single-piece fastener that quickly and securely bonds solar modules to XR Rails. It comes lubricated and assembled, with a sleek, low-profile design. Simply snapping on a Stopper Sleeve transforms the UFO into an end clamp.</span><br><br><span>The UFO is a part of the IronRidge Integrated Grounding System, which is listed to UL 2703 and eliminates the need for separate grounding hardware. Comes in black and mill finish.</span></p></div></div></div><p><strong>High reliability</strong><br></p><p>Cell interconnections and diode placement use well-established industry practice and are field-proven to provide excellent reliability.</p><p><span>This leads to safer and more reliable installations</span></p>
USMS100-0054 | 1.79 | GM-HSHW-01-M1 | Ironridge GM-HSHW-01-M1 Ground Screw Attachment Bolt, Hex Head W/ Thread Loc | <table width="100%" data-mce-fragment="1"><tbody data-mce-fragment="1"><tr data-mce-fragment="1"><td style="width: 955.59px;" data-mce-style="width: 955.59px;" data-mce-fragment="1"><strong>Ironridge GM-HSHW-01-M1 Ground Screw Attachment Bolt, Hex Head W/ Thread Loc</strong></td></tr><tr data-mce-fragment="1"><td style="width: 955.59px;" data-mce-style="width: 955.59px;" data-mce-fragment="1"><p data-mce-fragment="1"><span>This custom component is required to connect the IronRidge Ground Mount foundation pipe to the ground screw. These hex-head set screws provide corrosion protection and a thread-locking coating to ensure fasteners donâ€™t loosen over time.</span></p></td></tr></tbody></table><p><br></p><p><strong>SPECIFICATIONS</strong><br></p><table width="100%"><tbody><tr><td style="width: 48.2638%;"><span>Model</span></td><td style="width: 47.7362%;">GM-HSHW-01-M1</td></tr><tr><td style="width: 48.2638%;"><span>Series</span></td><td style="width: 47.7362%;"><span>-</span></td></tr><tr><td style="width: 48.2638%;"><span>Manufacturer</span></td><td style="width: 47.7362%;">Ironridge</td></tr></tbody></table><p><br><strong>GENERAL SPECIFICATIONS</strong><br></p><table width="100%"><tbody><tr><td style="width: 49.0244%;" data-mce-style="width: 49.0244%;"><span>Type</span></td><td style="width: 47.9756%;" data-mce-style="width: 47.9756%;"><span data-mce-fragment="1">Bolt</span></td></tr><tr><td style="width: 49.0244%;" data-mce-style="width: 49.0244%;"><span>Part No.</span></td><td style="width: 47.9756%;" data-mce-style="width: 47.9756%;"><span>GM-HSHW-01-M1</span></td></tr><tr><td style="width: 49.0244%;" data-mce-style="width: 49.0244%;"><span>Weight</span></td><td style="width: 47.9756%;" data-mce-style="width: 47.9756%;">0.2lbs</td></tr><tr><td style="width: 49.0244%;" data-mce-style="width: 49.0244%;"><span>Dimension</span></td><td style="width: 47.9756%;" data-mce-style="width: 47.9756%;"><span>0.94 x 0.94 x 1.96 inches</span></td></tr></tbody></table><p><strong>Warranty</strong><br data-mce-fragment="1"></p><ul><li>Manufacturer 12 Years Warranty</li></ul><p>* Refer to warranty document for terms and conditions<br data-mce-fragment="1"><strong>Documentation</strong></p><table width="100%"><tbody><tr><td style="width: 24%;" data-mce-style="width: 24%;"><a href="https://s3.amazonaws.com/ecodirect_docs/IRONRIDGE/Ironridge-GM-HSHW-01-M1-Hex-Head-Set-Screw-Cut-Sheet.pdf"><span style="color: #2b00ff;" data-mce-style="color: #2b00ff;">Data Sheet</span></a></td></tr></tbody></table><p><br><strong>Detailed Information</strong></p><p><span>This custom component is required to connect the IronRidge Ground Mount foundation pipe to the ground screw. These hex-head set-screws provide corrosion protection and a thread-locking coating to ensure fasteners donâ€™t loosen over time. IronRidge has designed and tested this set-screw for use with both Krinner Foundationsâ€™ and American Ground Screwâ€™s solar products to meet the load requirements.</span></p><p><strong>High Reliability</strong></p><p>Ground screw sold separately</p><p>Required for IronRidge ground mount systems with ground screws.</p>
USMS100-0583 | 3.31 | L-102-3-BLK | Ecofasten L-102-3-blk Black Metal Roof Slotted L-foot | <table data-mce-fragment="1" width="100%"><tbody data-mce-fragment="1"><tr data-mce-fragment="1"><td data-mce-fragment="1" style="width: 955.59px;" data-mce-style="width: 955.59px;"><strong>ECOFASTEN L-102-3 -BLK BLACK METAL ROOF SLOTTED L-FOOT</strong></td></tr><tr data-mce-fragment="1"><td data-mce-fragment="1" style="width: 955.59px;" data-mce-style="width: 955.59px;"><p><span>The QuikFoot bracket system is designed to be installed on most composition shingle roofs for new or existing (retrofit) solar panel applications, and is accepted by most major roofing material manufacturers without voiding warranties. Ease of installation makes this one of the fastest attachment points to install in the industry and is available in a variety of configurations to meet the installer's needs. Customized solutions are available to match any proprietary hardware on the market. QuikFoot meets or exceeds all known building codes and has been tested for pullout and shear. Brackets for use with any QuikFoot, GreenFasten, and Simple Seal flashings.</span></p><p><strong>SPECIFICATIONS</strong></p><table width="100%"><tbody><tr><td style="width: 48.2638%;" data-mce-style="width: 48.2638%;"><span>Model</span></td><td style="width: 47.7362%;" data-mce-style="width: 47.7362%;">ECOFASTEN L-102-3</td></tr><tr><td style="width: 48.2638%;" data-mce-style="width: 48.2638%;"><span>Series</span></td><td style="width: 47.7362%;" data-mce-style="width: 47.7362%;">-</td></tr><tr><td style="width: 48.2638%;" data-mce-style="width: 48.2638%;"><span>Manufacturer</span></td><td style="width: 47.7362%;" data-mce-style="width: 47.7362%;">ECOFASTEN</td></tr></tbody></table></td></tr></tbody></table><p><br><strong>GENERAL SPECIFICATION</strong><br></p><table width="100%"><tbody><tr></tr><tr><td style="width: 49.0244%;" data-mce-style="width: 49.0244%;"><span>Weight</span></td><td style="width: 47.9756%;" data-mce-style="width: 47.9756%;">1lbs</td></tr><tr><td style="width: 49.0244%;" data-mce-style="width: 49.0244%;"><span>Width</span></td><td style="width: 47.9756%;" data-mce-style="width: 47.9756%;">10inch</td></tr><tr><td style="width: 49.0244%;" data-mce-style="width: 49.0244%;"><span>Height</span></td><td style="width: 47.9756%;" data-mce-style="width: 47.9756%;">9inch</td></tr><tr><td style="width: 49.0244%;" data-mce-style="width: 49.0244%;"><span>Depth</span></td><td style="width: 47.9756%;" data-mce-style="width: 47.9756%;">6inch</td></tr><tr><td style="width: 49.0244%;" data-mce-style="width: 49.0244%;"><span>Color</span></td><td style="width: 47.9756%;" data-mce-style="width: 47.9756%;">Black</td></tr></tbody></table><p><strong>Warranty</strong><br data-mce-fragment="1"></p><ul><li>25 Year Standard Warranty.</li></ul><p>* Refer to warranty document for terms and conditions<br data-mce-fragment="1"><strong>Documentation</strong></p><table width="100%"><tbody><tr><td style="width: 24%;" data-mce-style="width: 24%;"><a href="https://www.altestore.com/static/datafiles/Others/L-102-3_B_Cutsheet_V2.pdf"><span style="color: #2b00ff;" data-mce-style="color: #2b00ff;">Data Sheet</span></a></td></tr></tbody></table><p><br><strong>Detailed Information</strong><br></p><p><span>The GreenFastenâ„¢ GF1 bracket system is designed to be installed on most new or existing (retrofit) composition shingle roofs for solar panel applications, and is accepted by most major roofing material manufacturers without voiding warranties. The GreenFasten GF1 system features a patented, watertight seal compatible with a variety of bracket options. Ease of installation makes this one of the fastest attachment points to install in the industry. Customized solutions are available to match any proprietary hardware on the market. GreenFasten GF1 meets or exceeds all known building codes and has been tested for pullout and shear. See the IAPMO Uniform Evaluation Report below for GreenFasten GF1 utilizing specific bracket options.</span></p><p><span>Each stand aloneÂ L-Bracket includes one 3/8-16" x 1-1/4" bolt and one 3/8" flange nutÂ for easy attachment to mounting rails. The L-102-3 bracket has 1 CS fastener hole in the horizontal leg and 2 slotted holes in the vertical leg and can be used with 3"Â orÂ 4"Â Lag Bolts and EcoFastenÂ for a complete mounting solution.</span></p><p><strong>High reliability</strong><br></p><p>Cell interconnections and diode placement use well-established industry practice and are field-proven to provide excellent reliability.</p><p><span>vertical leg for GreenFasten</span></p>
USMS100-0582 | 8.69 | 17612 | QuickBOLT 17612 Height Adjustable Roof Hook For Side Mount Rails | QuickBOLT &gt; 180Â° Flat Tile Roof Hook Kit - 38mm Height with #14 x 3" Mounting Screws - 20 Hooks and 40 Screws<p data-mce-fragment="1">Manufacturer part name: 17610</p><p data-mce-fragment="1"><b data-mce-fragment="1">180Â° Flat Tile Roof Hook, 38mm Height, Kit with 5/16" x 3" Solar Mounting Screws<br data-mce-fragment="1">Kit Quantity</b>: 20 Hooks and 40 Screws</p><strong>Product Description<br><br></strong><p data-mce-fragment="1">180Â° Flat Tile Roof Hook for bottom mount rails with 38mm height. Made with Type 304 stainless steel to provide strength and rigidity for more efficient solar panel installation. The 10mm x 38mm rail attachment slot accepts 5/16" or 3/8" bolts. Use our #14 or 5/16" Solar Mounting Screws in the 9mm mounting screw holes.</p><p data-mce-fragment="1">Weight: 26.12 lb</p>
USMS100-0125 | 11.68 | KOF-F01-T1 | Ironridge KO KOF-F01-T1Tan Flat Tile Flashing | <table width="100%" data-mce-fragment="1"><tbody data-mce-fragment="1"><tr data-mce-fragment="1"><td style="width: 955.59px;" data-mce-fragment="1" data-mce-style="width: 955.59px;"><strong>IRONRIDGE KO KOF-F01-T1 TAN FLAT TILE FLASHING</strong></td></tr><tr data-mce-fragment="1"><td style="width: 955.59px;" data-mce-fragment="1" data-mce-style="width: 955.59px;"><p><span>The innovative Knockout Tile replacement mount installs fast on roofs with or without battens, no matter whether flat, S, or W tile. No adjusting or tile grinding required. Solar installs on tile roofs can be messy and complicated. These jobs often require tile grinding to ensure fit, a struggle to align mounting components, and extensive searches to find the replacements for broken tiles.</span></p><p><strong>SPECIFICATIONS</strong></p><table width="100%"><tbody><tr><td style="width: 48.2638%;" data-mce-style="width: 48.2638%;"><span>Model</span></td><td style="width: 47.7362%;" data-mce-style="width: 47.7362%;">KOF-F01-T1</td></tr><tr><td style="width: 48.2638%;" data-mce-style="width: 48.2638%;"><span>Series</span></td><td style="width: 47.7362%;" data-mce-style="width: 47.7362%;">-<br></td></tr><tr><td style="width: 48.2638%;" data-mce-style="width: 48.2638%;"><span>Manufacturer</span></td><td style="width: 47.7362%;" data-mce-style="width: 47.7362%;">IRONRIDGE<br></td></tr></tbody></table></td></tr></tbody></table><p><br><strong>GENERAL SPECIFICATION</strong><br></p><table width="100%"><tbody><tr></tr><tr><td style="width: 49.0244%;" data-mce-style="width: 49.0244%;"><span>Type</span></td><td style="width: 47.9756%;" data-mce-style="width: 47.9756%;"><span mce-data-marked="1">Flashing</span></td></tr><tr><td style="width: 49.0244%;" data-mce-style="width: 49.0244%;">Color</td><td style="width: 47.9756%;" data-mce-style="width: 47.9756%;"><span>Tan</span></td></tr><tr><td style="width: 49.0244%;" data-mce-style="width: 49.0244%;"><span>Finish</span></td><td style="width: 47.9756%;" data-mce-style="width: 47.9756%;"><span mce-data-marked="1"> Clear Anodized</span></td></tr><tr><td style="width: 49.0244%;" data-mce-style="width: 49.0244%;"><span>Material</span></td><td style="width: 47.9756%;" data-mce-style="width: 47.9756%;"><span mce-data-marked="1">Aluminum</span></td></tr></tbody></table><p><strong>Warranty</strong><br data-mce-fragment="1"></p><ul><li>25 Year Standard Warranty.</li></ul><p>* Refer to warranty document for terms and conditions<br data-mce-fragment="1"><strong>Documentation</strong></p><table width="100%"><tbody><tr><td style="width: 24%;" data-mce-style="width: 24%;"><a href="https://cdn.shopify.com/s/files/1/0566/3408/1340/files/ZZ084700294_DS.pdf?v=1678353449"><span style="color: #2b00ff;" data-mce-style="color: #2b00ff;">Data Sheet</span></a></td></tr></tbody></table><p><br><strong>Detailed Information</strong><br></p><div class="mTab"><div class="divsWrap"><div id="descriptionSection" class="showBlock"><p itemprop="description"><span>The IronRidge Knockout Tile is the solution. The replacement mount rapidly and reliably integrates into the existing roof system. With the strike of a hammer, you create a solid stack of high-performance, form-fitting components which fully encases the waterproof seal. Unprecedented speed and flexibility during installation</span></p></div></div></div><p><strong>High reliability</strong><br></p><p>Cell interconnections and diode placement use well-established industry practice and are field-proven to provide excellent reliability.</p><p>Natural tan color</p><p>2 X faster installation than traditional tile roof mounts</p><p>Near central loading on the base plate means higher pull out and lateral strength for high wind/snow regions</p>
USSB100-0072 | 108.88 | 8GU1H-DEKA | MK BATTERY 8GU1H-DEKA 31AH 12V GEL BATTERY | <strong data-mce-fragment="1">MK Battery, Sealed Gel, 12V, 31.6Ah, Size U1, 8GU1H-DEKA</strong>
USSB100-0074 | 303.68 | 8G30H-DEKA | MK BATTERY DEKA 8G30H-DEKA 98AH 12V GEL BATTERY | <strong data-mce-fragment="1">MK Battery, Sealed Gel, 12V, 97.6Ah, G31, T876, 8G30H-DEKA</strong>
USMS100-0600 | 2.97 | C1572EC-1B-G | Prosolar Rooftrac C1572EC-1B-G Black End Clamp, 39.9-40.4mm | <table width="100%" data-mce-fragment="1"><tbody data-mce-fragment="1"><tr data-mce-fragment="1"><td style="width: 955.59px;" data-mce-fragment="1" data-mce-style="width: 955.59px;"><strong>PROSOLAR ROOFTRAC C1572EC-1B-G BLACK END CLAMP, 39.9-40.4MM</strong></td></tr><tr data-mce-fragment="1"><td style="width: 955.59px;" data-mce-fragment="1" data-mce-style="width: 955.59px;"><p data-mce-fragment="1"><span>The clamping system consists of end clamps and mid clamps to attach the module frame to the RoofTrac support rail. This fully integrated clamping system actually changes the structural properties of the aluminum channel making it significantly stronger. This design allows solar modules to be installed at a lower profile to the roof, providing a more aesthetically pleasing installation.</span></p><p><strong>SPECIFICATIONS</strong><br></p><table width="100%"><tbody><tr><td style="width: 48.2638%;" data-mce-style="width: 48.2638%;"><span>Model</span></td><td style="width: 47.7362%;" data-mce-style="width: 47.7362%;">C1572EC-1B-G</td></tr><tr><td style="width: 48.2638%;" data-mce-style="width: 48.2638%;"><span>Series</span></td><td style="width: 47.7362%;" data-mce-style="width: 47.7362%;"><span>-</span></td></tr><tr><td style="width: 48.2638%;" data-mce-style="width: 48.2638%;"><span>Manufacturer</span></td><td style="width: 47.7362%;" data-mce-style="width: 47.7362%;">Prosolar<br></td></tr></tbody></table></td></tr></tbody></table><p><br><strong>GENERAL SPECIFICATIONS</strong><br></p><table width="100%"><tbody><tr><td style="width: 49.0244%;" data-mce-style="width: 49.0244%;"><span>Manufacturer</span></td><td style="width: 47.9756%;" data-mce-style="width: 47.9756%;">Prosolar<br></td></tr><tr><td style="width: 49.0244%;" data-mce-style="width: 49.0244%;"><span>Finish</span></td><td style="width: 47.9756%;" data-mce-style="width: 47.9756%;"><span>Black</span></td></tr><tr><td style="width: 49.0244%;" data-mce-style="width: 49.0244%;"><span>Module Thickness</span></td><td style="width: 47.9756%;" data-mce-style="width: 47.9756%;"><span>1.205" - 1.230" (30.7mm - 31.2mm)</span></td></tr><tr><td style="width: 49.0244%;" data-mce-style="width: 49.0244%;"><span>Quantity</span></td><td style="width: 47.9756%;" data-mce-style="width: 47.9756%;">1</td></tr></tbody></table><p><strong>Warranty</strong><br data-mce-fragment="1"></p><ul><li><span>10 years Standard warranty</span></li></ul><p>* Refer to warranty document for terms and conditions<br data-mce-fragment="1"></p><table width="100%"><tbody></tbody></table><p><br><strong>Detailed Information</strong></p><p><span>Module clamps are specifically designed, extruded and engineered for each specific module frame. Their innovative clamping system provides inward tension on the module frame securing the laminate in the frame. Channel nuts slide easily into position to hold the end clamps and mid clamps.</span></p><p><span></span><strong>High Reliability</strong></p><p>High reliability due to lower heat dissipation</p><p><span>A pre-assembled mid clamp (shown above) attaches the module frame to the RoofTrac Rail via a stainless steel bus bar and channel nut.</span></p>
USSB100-0075 | 343.08 | 31-AGM | TROJAN 31-AGM 100AH 12V AGM BATTERY | <p data-mce-fragment="1"><strong data-mce-fragment="1">Trojan, Sealed AGM Battery, 12V, 100Ah @ 20Hr, Group 31, Auto Post and Stud Terminal, 31-AGM</strong></p><p data-mce-fragment="1">Â </p><p data-mce-fragment="1"><a href="https://cdn.shopify.com/s/files/1/0566/3408/1340/files/2402_410-0116_Spec_Sheet.pdf?v=1676653370"><strong>Spec Sheet</strong></a></p>
USSB100-0076 | 448.01 | PVX-3050T | Concorde Sunxtender PVX-3050T 305AH 6V Agm Battery | <p data-mce-fragment="1"><strong data-mce-fragment="1">Concorde, SunXtender Sealed AGM Battery, 6V, 305Ah @ 24hr, GC2, PVX-3050T</strong></p><p data-mce-fragment="1">The Sun Xtender Sealed AGM Battery (PVX-3050T) from Concorde Battery is a valve-operated lead-acid battery with AGM construction (VRLA-AGM). The battery can be used upright, on its end, or on its side due to its non-spillable construction, and the maintenance-free AGM nature eliminates the need for water replenishment.</p><p data-mce-fragment="1">The plates are thicker than the industry norm, using pure lead calcium grids, for longer cycle life, improved durability, and strength. The low impedance AGM architecture allows for excellent charge acceptance, and regulated voltage charging does not require a current cap.</p><p data-mce-fragment="1">The PolyGuard Microporous Polyethylene Separators in the Sun Xtender product line protect the positive plates from shorting, shock, and vibration. This dual-layer insulation with its effective safety feature is not available from any other manufacturer.</p>
USSB100-0077 | 441.88 | SPRE 06 415 | TROJAN SPRE 06 415 377AH 6V FLOODED BATTERY | <p data-mce-fragment="1"><strong data-mce-fragment="1">Trojan, PREMIUM Line Flooded Battery with Smart Carbon, 6V, 377Ah @ 20Hr, Group 903 [L-16], L-Terminal, SPRE 06 415</strong></p><p data-mce-fragment="1">Â </p>
USSB100-0026 | 457.78 | NSB210FT BLUE+ | Outback Power NSB210FT BLUE+ 200AH 12V Agm Battery | <table width="100%" data-mce-fragment="1"><tbody data-mce-fragment="1"><tr data-mce-fragment="1"><td style="width: 955.59px;" data-mce-fragment="1" data-mce-style="width: 955.59px;"><strong>Outback Power NSB210FT BLUE+ 200AH 12V Agm Battery</strong></td></tr><tr data-mce-fragment="1"><td style="width: 955.59px;" data-mce-fragment="1" data-mce-style="width: 955.59px;"><p data-mce-fragment="1"><span>The NSB 210FT Red Battery is designed specifically for float applications where power outages are rare. This battery has been formulated with a unique combination of grid alloy and active material, which allows the technology to resist the normal corrosion processes that occur within lead-acid monoblocs. The float life of these monoblocs is class leading. In addition to an excellent corrosion resistance, the NSB 210FT Red battery has also been formulated to provide a high energy density. Not only does this allow for maximum backup times, but it also minimizes the monobloc footprint and reduces floor loadings. Finally, the NSB 210FT Red battery has been designed so that it can be charged quickly, so that it is always ready to provide power in the event of a mains outage.</span></p><p><strong>SPECIFICATIONS</strong><br></p><table width="100%"><tbody><tr><td style="width: 48.2638%;" data-mce-style="width: 48.2638%;"><span>Model</span></td><td style="width: 47.7362%;" data-mce-style="width: 47.7362%;">NSB210FT BLUE+</td></tr><tr><td style="width: 48.2638%;" data-mce-style="width: 48.2638%;"><span>Series</span></td><td style="width: 47.7362%;" data-mce-style="width: 47.7362%;"><span>-</span></td></tr><tr><td style="width: 48.2638%;" data-mce-style="width: 48.2638%;"><span>Manufacturer</span></td><td style="width: 47.7362%;" data-mce-style="width: 47.7362%;">Outback Power</td></tr></tbody></table></td></tr></tbody></table><p><br><strong>GENERAL SPECIFICATIONS</strong><br></p><table width="100%"><tbody><tr><td style="width: 49.0244%;" data-mce-style="width: 49.0244%;"><span>Terminal torque</span></td><td style="width: 47.9756%;" data-mce-style="width: 47.9756%;"><span>8.0 Nm (71 in-lbs)</span></td></tr><tr><td style="width: 49.0244%;" data-mce-style="width: 49.0244%;"><span>10 hr capacity to 1.80VPC @ 25C (77F)</span></td><td style="width: 47.9756%;" data-mce-style="width: 47.9756%;"><span>200 Ah</span></td></tr><tr><td style="width: 49.0244%;" data-mce-style="width: 49.0244%;"><span>8 hr capacity to 1.75VPC @ 25C (77F)</span></td><td style="width: 47.9756%;" data-mce-style="width: 47.9756%;"><span>198 Ah</span></td></tr><tr><td style="width: 49.0244%;" data-mce-style="width: 49.0244%;"><span>Maximum charge current (A)</span></td><td style="width: 47.9756%;" data-mce-style="width: 47.9756%;"><span data-mce-fragment="1">No Limit</span><br></td></tr></tbody></table><p><strong>Warranty</strong><br data-mce-fragment="1"></p><ul><li>Manufacturer 24 Years Warranty</li></ul><p>* Refer to warranty document for terms and conditions<br data-mce-fragment="1"><strong>Documentation</strong></p><table width="100%"><tbody><tr><td style="width: 24%;" data-mce-style="width: 24%;"><a href="https://connect.soligent.net/site/Item%20Documents/1384_410-0159%20User%20Manual.pdf"><span style="color: #2b00ff;" data-mce-style="color: #2b00ff;">Data Sheet</span></a></td></tr></tbody></table><p><br><strong>Detailed Information</strong></p><p><span>The float life of these monoblocs is class leading. In addition to an excellent corrosion resistance, the NSB 210FT Red battery has also been formulated to provide a high energy density. Not only does this allow for maximum backup times, but it also minimizes the monobloc footprint and reduces floor loadings. Finally, the NSB 210FT Red battery has been designed so that it can be charged quickly, so that it is always ready to provide power in the event of a mains outage.</span></p><p><span></span><strong>High Reliability</strong></p><p>Ultra fast recharge</p><p>High modulus Polyphenylene Oxide (PPO) plastic materials designed to withstand extended elevated operating temperatures and maintain high battery compression essential for reliable operation</p><p>Flame retardant (UL 94 VO) and LOI of at least 28%</p>
USMS100-0601 | 8.99 | 004400M | Unirac 004400M 4" Mill Standoff | <table width="100%" data-mce-fragment="1"><tbody data-mce-fragment="1"><tr data-mce-fragment="1"><td style="width: 955.59px;" data-mce-fragment="1" data-mce-style="width: 955.59px;"><strong>UNIRAC 004400M 4" MILL STANDOFF</strong></td></tr><tr data-mce-fragment="1"><td style="width: 955.59px;" data-mce-fragment="1" data-mce-style="width: 955.59px;"><p><span>UniracÂ is the professionals' choice for residential PV mounting applications. Every aspect of the system is designed for an easier, faster installation experience. Unirac is a complete solution with revolutionary universal clamps, FLASHKIT PRO, full system UL 2703 certification and a 25-year warranty. Not only is Solarmount easy to install, but best-in-class aesthetics make it the most attractive on any block.</span></p></td></tr></tbody></table><p><strong><br>SPECIFICATIONS</strong></p><table width="100%"><tbody><tr><td style="width: 48.2638%;"><span>Model</span></td><td style="width: 47.7362%;">004400M 4"</td></tr><tr><td style="width: 48.2638%;"><span>Series</span></td><td style="width: 47.7362%;">-</td></tr><tr><td style="width: 48.2638%;"><span>Manufacturer</span></td><td style="width: 47.7362%;">UNIRAC</td></tr></tbody></table><p><strong><br>GENERAL SPECIFICATION</strong><br></p><table width="100%"><tbody><tr><td style="width: 49.0244%;" data-mce-style="width: 49.0244%;"><div class="field--label"><span>Dimensions</span></div></td><td style="width: 47.9756%;" data-mce-style="width: 47.9756%;"><span>4 In.</span></td></tr><tr><td style="width: 49.0244%;" data-mce-style="width: 49.0244%;"><span data-mce-fragment="1">Type</span><br></td><td style="width: 47.9756%;" data-mce-style="width: 47.9756%;"><span data-mce-fragment="1">Standoff</span><br></td></tr><tr><td style="width: 49.0244%;" data-mce-style="width: 49.0244%;"><span data-mce-fragment="1">Finish</span><br></td><td style="width: 47.9756%;" data-mce-style="width: 47.9756%;"><div class="product--variation-field--variation_field_product_material__9800 field field--name-field-product-material field--type-string field--label-inline"><div class="field--item"><span>Bronze Anodized</span></div></div></td></tr><tr><td style="width: 49.0244%;" data-mce-style="width: 49.0244%;"><span>Material</span></td><td style="width: 47.9756%;" data-mce-style="width: 47.9756%;"><span>Aluminum</span></td></tr></tbody></table><p><strong><br>Warranty</strong><br data-mce-fragment="1"></p><ul><li>25Â Year Standard Warranty.</li></ul><p>* Refer to warranty document for terms and conditions<br data-mce-fragment="1"><strong>Documentation</strong></p><table width="100%"><tbody><tr><td style="width: 24%;" data-mce-style="width: 24%;"><a href="https://cdn.shopify.com/s/files/1/0566/3408/1340/files/2-Piece_Standoff.pdf?v=1678683315"><span style="color: #2b00ff;" data-mce-style="color: #2b00ff;">Data Sheet</span></a></td></tr></tbody></table><p><br><strong>Detailed Information</strong><br></p><section class="description" id="product-description"><div class="product--variation-field--variation_field_product_description__9770 field field--name-field-product-description field--type-text-long field--label-hidden field--item"><p><span>When flashed installations are necessary, such as on tile roofs, use standoffs. Two-piece aluminum standoffs allow for precise flashing positioning over a protected base before the standoff is mounted. There are four common heights for standoffs: 3, 4, 6, and 7 inches. There are appropriate flashings open</span></p></div></section><div class="product--variation-field--variation_field_product_data_store__9770 field field--name-field-product-data-store field--type-entity-reference field--label-hidden field--item"><div class="eck-entity"><strong>High reliability</strong><br></div></div><p>Cell interconnections and diode placement use well-established industry practice and are field-proven to provide excellent reliability.</p><p>Concealed universal clamps with end caps that refine the finished look.</p><p><span>System is compatible with multiple mid and end clamp solution</span></p><p>Optional front trim assures maximum curb appeal with superior aesthetics</p>
USSB100-0078 | 296.77 | L16G-AC | Trojan L16G-AC 390AH 6V Flooded Battery | <strong data-mce-fragment="1">Trojan, Flooded Battery, 6V, 390Ah @ 20Hr, Group 903 [L-16], UT-Terminal, L16G-AC</strong>
USSB100-0079 | 20.72 | ES7-12 | MK BATTERY DEKA ES7-12 7AH 12V AGM BATTERY | <p data-mce-fragment="1"><strong data-mce-fragment="1">MK Battery, Sealed AGM, 12V, 7.2Ah, Faston Tab Terminals, L-5.94xW-2.56xH-3.7, ES7-12</strong></p><p data-mce-fragment="1">Smaller size capacity AGM batteries that are sealed, maintenance-free, and valve-regulated are ideal for use with solar applications for powering lighter loads such as telemetry, SCADA, remote monitoring, UPS systems, LED, and emergency lighting. The operating temperature range is -15Â°C to 50Â°C, and the capacity discharge ratings are at a 20-hour rate. The DOT has earned it a non-spill ability rating. The warranty is for one year.</p>
USSS100-0131 | 178.81 | T125 | Trojan T125 240AH 6V Flooded Battery | <p><strong data-mce-fragment="1">Trojan, Flooded Battery, 6V, 240Ah @ 20Hr, Golf Cart GC2, Embedded Low Profile Terminal, T125</strong>Â </p><p><a href="https://cdn.shopify.com/s/files/1/0566/3408/1340/files/2390_420-0069_Spec_Sheet.pdf?v=1676649800"><strong>SPEC SHEET</strong></a></p>
USSB100-0094 | 312.9 | 8L16-DEKA | Mk Battery 8L16LTP-DEKA 370AH 6V Flooded Battery | <p><strong data-mce-fragment="1">MK Battery, Flooded, 6V, 370Ah, L-16 type, 8L16-DEKA</strong>Â </p><p><a href="https://cdn.shopify.com/s/files/1/0566/3408/1340/files/1654_420-0027_Spec_Sheet.pdf?v=1676649499"><strong data-mce-fragment="1">SPEC SHEET</strong></a></p>
USSB100-0091 | 610.2 | PVX-4050HT | Concorde Sunxtender PVX-4050HT 405AH 6V Agm Battery | <p data-mce-fragment="1"><strong data-mce-fragment="1">Concorde, Sealed AGM Battery, 6V, 405Ah @ 24hr, PVX-4050HT</strong></p><p data-mce-fragment="1"><br data-mce-fragment="1"></p><p data-mce-fragment="1">The Sun Xtender Sealed AGM Battery (PVX-4050HT) from Concorde Battery is a valve-operated lead-acid battery with AGM construction (VRLA-AGM). The battery can be used upright, on its end, or on its side due to its non-spillable construction, and the maintenance-free AGM nature eliminates the need for water replenishment.</p><p data-mce-fragment="1"><br data-mce-fragment="1"></p><p data-mce-fragment="1">The plates are thicker than the industry norm, using pure lead calcium grids, for longer cycle life, improved durability, and strength. The low impedance AGM architecture allows for excellent charge acceptance, and regulated voltage charging does not require a current cap.</p><p data-mce-fragment="1"><br data-mce-fragment="1"></p><p data-mce-fragment="1">The PolyGuard Microporous Polyethylene Separators in the Sun Xtender product line protect the positive plates from shorting, shock, and vibration. This dual-layer insulation with its effective safety feature is not available from any other manufacturer.</p><p data-mce-fragment="1"><br data-mce-fragment="1"></p><p data-mce-fragment="1">The Sun Xtender battery covers and containers are made of high-impact, reinforced copolymer polypropylene and have thick end walls to prevent bulging. The corrosion-resistant copper alloy T Terminals come with silicon bronze bolts and washers. All SunXtender Batteries are Hazmat Exempt when shipped.</p>
USSB100-0081 | 303.68 | 8G31-DEKA | MK BATTERY 8G31-DEKA 98AH 12V GEL BATTERY | <strong data-mce-fragment="1">MK Battery, Sealed Gel, 12V, 97.6Ah, 69.5lb, G31, STUD, 8G31-DEKA</strong>
USMS100-0410 | 21.92 | QMSC-B-12 | Quick Mount PV QMSC-B-12 Bronze Comp Shingle Flashing | <p data-mce-fragment="1"><strong data-mce-fragment="1">QuickMount, Flashing, Classic Composition Mounts, 12" x 12", Bronze, QBLOCK, Qty. 1, QMSC-B-12</strong></p><p data-mce-fragment="1">The Classic Comp uses our proprietary QBlock Elevated Water Seal technology to ensure a long, watertight existence on composition/asphalt shingle roofs, making it the industry's best-selling solar panel mount for rooftop solar installations of PV and solar water heating systems. The Classic Comp was also made to be simple to mount, requiring only one bolt. It's backed by strong engineering, and the ICC-ES has certified it for strength and waterproofing. For composition/asphalt shingle roofs, the Classic Composition Mount is the most universally code-compliant mount available.</p><p data-mce-fragment="1"><strong data-mce-fragment="1">Features</strong></p><ul data-mce-fragment="1"><li data-mce-fragment="1"><strong data-mce-fragment="1">Safety</strong>Â -Â 7,762,027 and 7,895,808 are patent numbers. IBC-compliant to a tee. Certified by the ICC-ES. Meets or exceeds industry best practices in the roofing industry. Leading roof manufacturers have certified it for use.</li><li data-mce-fragment="1"><strong data-mce-fragment="1">Efficiency</strong>Â -Â One bolt installation.Â 2554 lbs. average pullout (Douglas fir); 2203 lbs. average shear.Â Works with all leading racks.Â Stainless steel hardware (included).</li><li data-mce-fragment="1"><strong data-mce-fragment="1">User Friendly</strong>Â -Â There will be no shingle cutting. The roof manufacturer's warranty will not be voided. A ten-year warranty is included, with a 50-year life expectancy.</li></ul><p><strong>SPECIFICATIONS</strong></p><div><div class="product-line-sku-container"><span class="product-line-sku-label">SKU:<span>Â </span></span><span class="product-line-sku-value" itemprop="sku">210-0501</span></div></div><div><div><div class="custom-pdp-fields-line-container"><span class="custom-pdp-fields-label">Mfr. Part Number: QMSC-B-12</span></div><div class="custom-pdp-fields-line-container"><span class="custom-pdp-fields-label">Item Weight: 1 lb</span></div><div class="custom-pdp-fields-line-container"><span class="custom-pdp-fields-label">Dimensions (LxWxH): 12 x 12 x 1.5 inches</span></div></div></div>
USMS100-0618 | 82.9773 | F1354 | ChemLink E-Curb F1354 4" Gray Seal Kit | <table width="100%" data-mce-fragment="1"><tbody data-mce-fragment="1"><tr data-mce-fragment="1"><td style="width: 955.59px;" data-mce-fragment="1" data-mce-style="width: 955.59px;"><strong>CHEMLINK E-CURB F1354 4" GRAY SEAL KIT</strong></td></tr><tr data-mce-fragment="1"><td style="width: 955.59px;" data-mce-fragment="1" data-mce-style="width: 955.59px;"><p><span><br>ChemLink F1354Â 4" E-Curbsâ„¢ are pre-cast, weatherpoof forms that bond to the roof and can fit around most mediumÂ penetrations, creating a cavity which is filled with non-shrinking rubber sealant making a tight, unified bond that integrates with the penetration. For this reason, they are the ideal, flat roof solar mounting solution for ProSolar's FastJack E-Series, Commercial FastJack E-Series, SolarWedgeÂ® and many other standoffs. They are cost effective and can be installed on granulated modified bitumen, asphalt, PVC, EPDM, PIB, and TPO single ply membrane roofs (TPO primer required).</span></p><p><strong>SPECIFICATIONS</strong></p><table width="100%"><tbody><tr><td style="width: 48.2638%;" data-mce-style="width: 48.2638%;"><span>Model</span></td><td style="width: 47.7362%;" data-mce-style="width: 47.7362%;">CHEMLINK F1354</td></tr><tr><td style="width: 48.2638%;" data-mce-style="width: 48.2638%;"><span>Series</span></td><td style="width: 47.7362%;" data-mce-style="width: 47.7362%;">-<br></td></tr><tr><td style="width: 48.2638%;" data-mce-style="width: 48.2638%;"><span>Manufacturer</span></td><td style="width: 47.7362%;" data-mce-style="width: 47.7362%;">CHEMLINK<br></td></tr></tbody></table></td></tr></tbody></table><p><br><strong>GENERAL SPECIFICATION</strong><br></p><table width="100%"><tbody><tr></tr><tr><td style="width: 49.0244%;" data-mce-style="width: 49.0244%;"><span>Type</span></td><td style="width: 47.9756%;" data-mce-style="width: 47.9756%;">Tool Kit</td></tr><tr><td style="width: 49.0244%;" data-mce-style="width: 49.0244%;"><span>Manufacturer</span></td><td style="width: 47.9756%;" data-mce-style="width: 47.9756%;"><span mce-data-marked="1">Chemlink</span></td></tr><tr><td style="width: 49.0244%;" data-mce-style="width: 49.0244%;"><span>Curb Diameter</span></td><td style="width: 47.9756%;" data-mce-style="width: 47.9756%;"><span>4"</span></td></tr></tbody></table><p><strong>Warranty</strong><br data-mce-fragment="1"></p><ul><li>25 Year Standard Warranty.</li></ul><p>* Refer to warranty document for terms and conditions<br data-mce-fragment="1"><strong>Documentation</strong></p><table width="100%"><tbody><tr><td style="width: 24%;" data-mce-style="width: 24%;"><a href="https://cdn.shopify.com/s/files/1/0566/3408/1340/files/ChemLink_E-Curb_Data_Sheet.pdf?v=1678335744"><span style="color: #2b00ff;" data-mce-style="color: #2b00ff;">Data Sheet</span></a></td></tr></tbody></table><p><br><strong>Detailed Information</strong><br></p><p><span>E-Curb penetration seals replace old-style metal pitch pans with versatile, precast components and 1-Part polyether pourable sealants. CHEM LINKâ€™s E-Curb System can usually be installed in under 15 minutes and never requires flashing or mechanical attachment. E-Curbs are designed for use on granulated modified bitumen, asphalt and coal tar B.U.R. (built up roofing). E-Curbs are specified for PVC, EPDM, PIB, and TPO single ply roofing membranes. E-Curbs are highly versatile for sealing penetrations around solar panel mounts, HVAC, Electrical, and any type of structural supports. TPO Primer is required for use with TPO single-ply roof membrane.</span></p><p><strong>High reliability</strong><br></p><p>Cell interconnections and diode placement use well-established industry practice and are field-proven to provide excellent reliability.</p><p><span>Bonding surfaces should be clean, dry and free from all contamination that may inhibit the sealantâ€™s performance</span></p><p><span>Remove all previously applied caulk, mastic, cement, asphalt, and other contaminants from penetrations with a wire brush</span></p>
USSB100-0083 | 1886.75 | G008004 | Generac Pwrcell G008004 3.0KWH Lithium-ion Battery Module | <p data-mce-fragment="1">The Generac PWRcell Battery Module is a versatile and efficient solution for building a reliable backup power system. With a usable capacity of 3.0 kWh and an extended temperature range, the G008004 Battery Module ensures dependable performance in various conditions. This module is designed to enhance backup power systems using Generac's PWRcell technology. It offers the flexibility to stack three to six DCB modules to match the desired battery capacity and backup power requirements for specific applications. Whether you're setting up a new system or upgrading an existing PWRcell Battery setup, adding more DCB modules increases power and capacity, providing a comprehensive solution for your backup power needs.</p><p data-mce-fragment="1"><strong data-mce-fragment="1">Specifications:</strong></p><ul data-mce-fragment="1"><li data-mce-fragment="1"><strong data-mce-fragment="1">Product Name:</strong> Generac PWRcell Battery Module</li><li data-mce-fragment="1"><strong data-mce-fragment="1">Usable Capacity:</strong> 3.0 kWh</li><li data-mce-fragment="1"><strong data-mce-fragment="1">Temperature Range:</strong> Extended Temperature Range</li><li data-mce-fragment="1"><strong data-mce-fragment="1">Model Number:</strong> G008004</li><li data-sourcepos="6:1-6:23">Manufacturer: Generac</li><li data-sourcepos="7:1-7:27">Type: Lithium-ion battery</li><li data-sourcepos="8:1-8:18">Capacity: 3.0kWh</li><li data-sourcepos="9:1-9:19">Voltage: 43.2 VDC</li><li data-sourcepos="10:1-10:31">Depth of Discharge (DoD): 80%</li><li data-sourcepos="11:1-11:23">Efficiency: Up to 96%</li><li data-sourcepos="12:1-12:58">Operating Temperature Range: 14 to 122 Â°F (-10 to 50 Â°C)</li><li data-sourcepos="13:1-13:28">Weight: 55.0 lb</li><li data-sourcepos="14:1-15:0">Dimensions: 17.3" x 17.7" x 3.5" (440 x 450 x 88 mm)</li><li data-mce-fragment="1"></li></ul><p data-mce-fragment="1"><strong data-mce-fragment="1">Additional Information:</strong></p><ul data-mce-fragment="1"><li data-mce-fragment="1"><strong data-mce-fragment="1">Brochure:</strong> <a href="https://cdn.shopify.com/s/files/1/0566/3408/1340/files/1428_480-0127_Brochure.pdf?v=1676647047" data-mce-fragment="1" data-mce-href="https://cdn.shopify.com/s/files/1/0566/3408/1340/files/1428_480-0127_Brochure.pdf?v=1676647047" target="_new">Brochure</a></li><li data-mce-fragment="1"><strong data-mce-fragment="1">Catalog Page:</strong> <a href="https://cdn.shopify.com/s/files/1/0566/3408/1340/files/1738_480-0127_Catalog_Page.pdf?v=1676647047" data-mce-fragment="1" data-mce-href="https://cdn.shopify.com/s/files/1/0566/3408/1340/files/1738_480-0127_Catalog_Page.pdf?v=1676647047" target="_new">Catalog Page</a></li></ul>
USSB100-0084 | 252.69 | 8A27-DEKA | Mk Battery 8A27-DEKA 92AH 12V Agm Battery | <strong data-mce-fragment="1">MK Battery, Sealed AGM, 12V, 92Ah, G27, Flag terminal, 8A27-DEKA</strong>
USMS100-0307 | 53.58 | 310168C | UNIRAC SOLARMOUNT 310168C 168" (14') CLEAR RAIL | <table width="100%" data-mce-fragment="1"><tbody data-mce-fragment="1"><tr data-mce-fragment="1"><td style="width: 955.59px;" data-mce-fragment="1" data-mce-style="width: 955.59px;"><strong>UNIRAC SOLARMOUNT 310168C 168" (14') CLEAR RAIL</strong></td></tr><tr data-mce-fragment="1"><td style="width: 955.59px;" data-mce-fragment="1" data-mce-style="width: 955.59px;"><p><span data-mce-fragment="1">SOLARMOUNT by Unirac is one of the top choices among professionals for residential PV mounting applications. The system is designed for superior aesthetics and an easier, faster installation process.Â </span></p><p>The universal SOLARMOUNT rail system solutions can be assembled into a wide variety of PV mounting structures to accommodate any job site.Â Standard rails give you ultimate flexibility, including bottom mounting and tilt-up options.</p><p><strong>SPECIFICATIONS</strong></p><table width="100%"><tbody><tr><td style="width: 48.2638%;" data-mce-style="width: 48.2638%;"><span>Model</span></td><td style="width: 47.7362%;" data-mce-style="width: 47.7362%;">310168CÂ </td></tr><tr><td style="width: 48.2638%;" data-mce-style="width: 48.2638%;"><span>Series</span></td><td style="width: 47.7362%;" data-mce-style="width: 47.7362%;"><span>SolarMount</span></td></tr><tr><td style="width: 48.2638%;" data-mce-style="width: 48.2638%;"><span>Manufacturer</span></td><td style="width: 47.7362%;" data-mce-style="width: 47.7362%;">UNIRAC</td></tr></tbody></table></td></tr></tbody></table><p><br><strong>GENERAL SPECIFICATIONS</strong><br></p><table width="100%"><tbody><tr><td style="width: 49.0244%;" data-mce-style="width: 49.0244%;"><span>Item Weight</span></td><td style="width: 47.9756%;" data-mce-style="width: 47.9756%;"><span>10 lb</span></td></tr><tr><td style="width: 49.0244%;" data-mce-style="width: 49.0244%;"><span>Dimensions (LxWxH)</span></td><td style="width: 47.9756%;" data-mce-style="width: 47.9756%;"><span>169 x 4 x 3 inches</span></td></tr></tbody></table><p><strong>Warranty</strong><br data-mce-fragment="1"></p><ul><li>Manufacturer Warranty 25 Years</li></ul><p>* Refer to warranty document for terms and conditions<br data-mce-fragment="1"><strong>Documentation</strong></p><table width="100%"><tbody><tr><td style="width: 24%;" data-mce-style="width: 24%;"><span style="color: #2b00ff;" data-mce-style="color: #2b00ff;">Data Sheet</span></td></tr></tbody></table><p><br><strong>Detailed Information</strong><br></p><p><span data-mce-fragment="1">Maximum flexibility: Flush, high-profile or low-profile configurations, roof or ground mount, pitched or flat roof.</span><br data-mce-fragment="1"><span data-mce-fragment="1"></span></p><p><span data-mce-fragment="1">Minimized penetration with longer attachment spans than competitive products.</span><br data-mce-fragment="1"><span data-mce-fragment="1"></span></p><p><span data-mce-fragment="1">6</span><span data-mce-fragment="1">105-T5 aluminum extrusion.</span><br data-mce-fragment="1"><span data-mce-fragment="1"></span></p><p><span data-mce-fragment="1">The SOLARMOUNT system is PE certified.</span></p><p><strong>High reliability</strong></p><p><span>The universal Solarmount rail system has two options which can be assembled into a wide variety of PV mounting structures to accommodate any job site.</span></p><p><span>Standard rails give you ultimate flexibility, including bottom mounting and tilt-up options.</span></p>
USSS100-0005 | 7575 | STOR-102-BY-US-10 | SMA BYD STOR-102-BY-US-10 10.2kwh Lithium Iron Phospate Battery | <div class="flex-1 overflow-hidden"><div class="react-scroll-to-bottom--css-zknlv-79elbk h-full dark:bg-gray-800"><div class="react-scroll-to-bottom--css-zknlv-1n7m0yu"><div class="flex flex-col text-sm dark:bg-gray-800"><div class="group w-full text-token-text-primary border-b border-black/10 dark:border-gray-900/50 bg-gray-50 dark:bg-[#444654]"><div class="flex p-4 gap-4 text-base md:gap-6 md:max-w-2xl lg:max-w-[38rem] xl:max-w-3xl md:py-6 lg:px-0 m-auto"><div class="relative flex w-[calc(100%-50px)] flex-col gap-1 md:gap-3 lg:w-[calc(100%-115px)]"><div class="flex flex-grow flex-col gap-3"><div class="min-h-[20px] flex flex-col items-start gap-3 overflow-x-auto whitespace-pre-wrap break-words"><div class="markdown prose w-full break-words dark:prose-invert light"><p>Introducing the BYD Battery Box H 10.0 â€“ a testament to innovation and expertise in the residential Energy Storage System (ESS) market. Leveraging BYD's global leadership as the largest electric vehicle (EV) producer, this battery brings a new dimension of power and efficiency to your energy solutions.</p><p><strong>Key Features</strong>:</p><ul><li><strong>Expertise in EV Innovation</strong>: Backed by BYD's legacy as the world's largest EV producer, the BYD Battery Box H 10.0 is engineered with the latest innovations for residential energy storage.</li><li><strong>Seamless Compatibility</strong>: Designed to seamlessly operate with the SMA Sunny Boy Storage, ensuring hassle-free integration into your existing setup.</li><li><strong>Flexibility and Compact Design</strong>: The cable-free architecture of the H 10.0 Battery makes it flexible and compact, providing ample power without compromising on space.</li><li><strong>Impressive Capacity</strong>: Comprising four 2.5 kWh modules, the H 10.0 Battery boasts a remarkable total capacity of 10.24 kWh, with a peak power output of 14.34 kW for 10-second cycles.</li><li><strong>Optimized Performance</strong>: The battery's nominal voltage stands at 409 VDC, with an operating range spanning from 320 VDC to 451 VDC, ensuring optimized performance across various conditions.</li><li><strong>Indoor and Outdoor Rated</strong>: Designed to thrive both indoors and outdoors, the H 10.0 Battery is built to withstand diverse environments.</li><li><strong>Advanced Communication</strong>: Equipped with CANBUS protocol communications to SMA Sunny Boy Storage inverters, ensuring seamless communication and coordination.</li><li><strong>Certified for Peace of Mind</strong>: Certified to meet UL1642, UL1973, and UN38.3 standards, the H 10.0 Battery comes with a 10-year warranty, offering long-lasting assurance.</li></ul><p><strong>Experience Excellence in Energy Storage</strong>: The BYD Battery Box H 10.0 redefines residential energy storage with its advanced features, robust design, and exceptional performance. Elevate your energy solutions with BYD's legacy of excellence.</p><p><strong>Reliable Documentation</strong>: For in-depth technical information, refer to the provided certification standards and warranty details.</p><p>Unleash the power of innovation with the BYD Battery Box H 10.0 â€“ your gateway to efficient and sustainable energy storage solutions.</p></div></div></div><div class="flex justify-between lg:block"><div class="text-gray-400 flex self-end lg:self-center justify-center mt-2 gap-2 md:gap-3 lg:gap-1 lg:absolute lg:top-0 lg:translate-x-full lg:right-0 lg:mt-0 lg:pl-2 visible"><button class="flex ml-auto gap-2 rounded-md p-1 hover:bg-gray-100 hover:text-gray-700 dark:text-gray-400 dark:hover:bg-gray-700 dark:hover:text-gray-200 disabled:dark:hover:text-gray-400"><svg xmlns="http://www.w3.org/2000/svg" width="1em" height="1em" class="h-4 w-4" stroke-linejoin="round" stroke-linecap="round" viewbox="0 0 24 24" stroke-width="2" fill="none" stroke="currentColor"><path d="M16 4h2a2 2 0 0 1 2 2v14a2 2 0 0 1-2 2H6a2 2 0 0 1-2-2V6a2 2 0 0 1 2-2h2"></path><rect ry="1" rx="1" height="4" width="8" y="2" x="8"></rect></svg></button><div class="flex gap-1"></div></div></div></div></div></div><div class="h-32 md:h-48 flex-shrink-0"><br></div></div></div></div></div><div class="absolute bottom-0 left-0 w-full border-t md:border-t-0 dark:border-white/20 md:border-transparent md:dark:border-transparent md:bg-vert-light-gradient bg-white dark:bg-gray-800 md:!bg-transparent dark:md:bg-vert-dark-gradient pt-2 md:pl-2 md:w-[calc(100%-.5rem)]"><form class="stretch mx-2 flex flex-row gap-3 last:mb-2 md:mx-4 md:last:mb-6 lg:mx-auto lg:max-w-2xl xl:max-w-3xl"><div role="presentation" class="relative flex h-full flex-1 items-stretch md:flex-col"><div><div class="h-full flex ml-1 md:w-full md:m-auto md:mb-4 gap-0 md:gap-2 justify-center"><br></div></div></div></form></div>
USMS100-0122 | 12.16 | FRA-M60T-FS-W1 | Ironridge FRA-M60T-FS-W1 White Attachment Membrane | <table width="100%" data-mce-fragment="1"><tbody data-mce-fragment="1"><tr data-mce-fragment="1"><td style="width: 534.271px;" data-mce-fragment="1" data-mce-style="width: 534.271px;"><strong>IRONRIDGE FRA-M60T-FS-W1 WHITE ATTACHMENT MEMBRANE</strong></td></tr><tr data-mce-fragment="1"><td style="width: 534.271px;" data-mce-fragment="1" data-mce-style="width: 534.271px;"><p><span>Iron Ridge set out to design a flashing that checked all the boxes: fully waterproof, fast and easy to install correctly, economical, and strong enough to handle every environmental condition.Â </span></p><table width="100%"><tbody><tr><td><table width="100%"><tbody><tr><td style="width: 51.4725%;" data-mce-style="width: 51.4725%;"></td><td style="width: 45.8759%;" data-mce-style="width: 45.8759%;"><br></td></tr><tr><td style="width: 51.4725%;" data-mce-style="width: 51.4725%;"><div style="text-align: start;" data-mce-style="text-align: start;"><br></div></td><td style="width: 45.8759%;" data-mce-style="width: 45.8759%;"><div style="text-align: left;"><img style="margin-bottom: 16px; float: none;" alt="Description image" src="https://cdn.shopify.com/s/files/1/0566/3408/1340/files/cup_480x480.png?v=1676525233"></div></td></tr><tr><td style="width: 51.4725%;" data-mce-style="width: 51.4725%;"></td><td style="width: 45.8759%;" data-mce-style="width: 45.8759%;"></td></tr></tbody></table><strong>Specifications</strong><table width="100%"><tbody><tr><td style="width: 48.2638%;" data-mce-style="width: 48.2638%;"><span>Model</span></td><td style="width: 47.7362%;" data-mce-style="width: 47.7362%;">IRONRIDGE FRA-M60T-FS-W1</td></tr><tr><td style="width: 48.2638%;" data-mce-style="width: 48.2638%;"><span>Series</span></td><td style="width: 47.7362%;" data-mce-style="width: 47.7362%;">Membrane Flashing<br></td></tr><tr><td style="width: 48.2638%;" data-mce-style="width: 48.2638%;"><span>Manufacturer</span></td><td style="width: 47.7362%;" data-mce-style="width: 47.7362%;">Iron Ridge<br></td></tr></tbody></table></td></tr></tbody></table><p><br><strong>GENERAL SPECIFICATION</strong><br></p><table width="100%"><tbody><tr></tr><tr><td style="width: 49.0244%;" data-mce-style="width: 49.0244%;">TypeÂ </td><td style="width: 47.9756%;" data-mce-style="width: 47.9756%;">Flashing<br></td></tr><tr><td style="width: 49.0244%;" data-mce-style="width: 49.0244%;">Color</td><td style="width: 47.9756%;" data-mce-style="width: 47.9756%;">Silver</td></tr><tr><td style="width: 49.0244%;" data-mce-style="width: 49.0244%;">MaterialÂ </td><td style="width: 47.9756%;" data-mce-style="width: 47.9756%;">Aluminum/Stainless Steel</td></tr><tr><td style="width: 49.0244%;" data-mce-style="width: 49.0244%;"><span>Finish</span></td><td style="width: 47.9756%;" data-mce-style="width: 47.9756%;"><span>White, 60 Mil, for GAF and TPO Roofs</span></td></tr></tbody></table><p><strong>Warranty</strong><br data-mce-fragment="1"></p><ul><li>25 Years Product Warranty.<br></li></ul><p>* Refer to warranty document for terms and conditions<br data-mce-fragment="1"><strong>Documentation</strong></p><table width="100%"><tbody><tr><td style="width: 24%;" data-mce-style="width: 24%;"><a href="https://cdn.shopify.com/s/files/1/0566/3408/1340/files/IronRidge_Cut_Sheet_Membrane_Flashing.pdf?v=1678352620"><span style="color: #2b00ff;" data-mce-style="color: #2b00ff;">Data Sheet</span></a></td></tr></tbody></table><p><br><strong>Detailed Information</strong></p><p><span data-mce-fragment="1">The Iron Ridge Flat Roof Attachment combines a high-strength cast aluminum base with a 16-point fastening pattern to enable the widest range of design options on low-sloped roofs. Compatible with most common roofing materials to ensure a system that is easy to integrate down to the deck. Â </span><br></p><p><strong>High reliability</strong></p><p>Cell interconnections and diode placement use well-established industry practice and are field-proven to provide excellent reliability.<br></p><p><span>The 360Â° capable GripCap (2.74" tall) and GripCap+ (3.74" tall) can be placed in any orientation, and provide a â€œfriction-fit" for easy installs. Push snug into the viewport, without worrying it will roll away or rotate while driving the lag.</span></p><p>High-Strenght Aluminum Base</p><p>16-Point Fastening Pattern</p></td></tr></tbody></table>
USSB100-0085 | 499.19 | PVX-1530T | Concorde Sunxtender PVX-1530T 153AH 12V Agm Battery | <p data-mce-fragment="1"><strong data-mce-fragment="1">Concorde, SunXtender Sealed AGM Battery, 12V, 153Ah @ 24hr, G30H Tall, PVX-1530T</strong></p><p data-mce-fragment="1">The Sun Xtender Sealed AGM Battery (PVX-1530T) from Concorde Battery is a valve-operated lead-acid battery with AGM construction (VRLA-AGM). The battery can be used upright, on its end, or on its side due to its non-spillable construction, and the maintenance-free AGM nature eliminates the need for water replenishment.</p><p data-mce-fragment="1">The plates are thicker than the industry norm, using pure lead calcium grids, for longer cycle life, improved durability, and strength. The low impedance AGM architecture allows for excellent charge acceptance, and regulated voltage charging does not require a current cap.</p><p data-mce-fragment="1">The PolyGuard Microporous Polyethylene Separators in the Sun Xtender product line protect the positive plates from shorting, shock, and vibration. This dual-layer insulation with its effective safety feature is not available from any other manufacturer.</p><p data-mce-fragment="1">The Sun Xtender battery covers and containers are made of high-impact, reinforced copolymer polypropylene and have thick end walls to prevent bulging. The corrosion-resistant copper alloy T Terminals come with silicon bronze bolts and washers. All SunXtender Batteries are Hazmat Exempt when shipped.</p><ul data-mce-fragment="1"><li data-mce-fragment="1">The SunXtender PVX-1530T boasts industry leading life cycles providing safe, reliable and long lasting power.</li><li data-mce-fragment="1">Recombinant gas SunXtender Deep Cycle AGM Series solar batteries are low resistance, valve regulated lead acid (VRLA) batteries.</li><li data-mce-fragment="1">Non-Spillable maintenance free construction allows battery to be used upright, on it's end or side.</li><li data-mce-fragment="1">Features PolyGuardâ„¢ Microporous Polyethylene Separators shielding the positive plates against shorting, shock or vibration.</li><li data-mce-fragment="1">There is no exposed lead on SunXtender batteries and they are 100 percent recyclable making them environmentally friendly.</li><li data-mce-fragment="1">Designed for photovoltaic applications for superior &amp; reliable solar power.</li><li data-mce-fragment="1">Low Self Discharge Rate Approximately 1 % per month at 25Â° C (77Â° F).</li><li data-mce-fragment="1">Ships UL approved, HAZMAT Exempt, DOT HMR40 compliant and fully charged ready to install.</li></ul>
USMS100-0382 | 175.42 | 004085M | Unirac Flashloc 004085M Mill Comp Kit, With Lag Bolt, Chemlink Sealant And Rail Hardware | <table width="100%" data-mce-fragment="1"><tbody data-mce-fragment="1"><tr data-mce-fragment="1"><td style="width: 955.59px;" data-mce-style="width: 955.59px;" data-mce-fragment="1"><strong>UNIRAC FLASHLOC 004085M MILL COMP KIT, WITH LAG BOLT, CHEMLINK SEALANT AND RAIL HARDWARE</strong></td></tr><tr data-mce-fragment="1"><td style="width: 955.59px;" data-mce-style="width: 955.59px;" data-mce-fragment="1"><p><span>The UNIRAC System is designed to meet the needs of commercial solar - navigating complex roof layouts, while also handling the most extreme environmental conditions.</span><br></p><p><strong>SPECIFICATIONS</strong></p><table width="100%"><tbody><tr><td style="width: 48.2638%;" data-mce-style="width: 48.2638%;"><span>Model</span></td><td style="width: 47.7362%;" data-mce-style="width: 47.7362%;">UNIRAC 004085M</td></tr><tr><td style="width: 48.2638%;" data-mce-style="width: 48.2638%;"><span>Series</span></td><td style="width: 47.7362%;" data-mce-style="width: 47.7362%;">-</td></tr><tr><td style="width: 48.2638%;" data-mce-style="width: 48.2638%;"><span>Manufacturer</span></td><td style="width: 47.7362%;" data-mce-style="width: 47.7362%;">UNIRAC<br></td></tr></tbody></table></td></tr></tbody></table><p><br><strong>GENERAL SPECIFICATION</strong><br></p><table width="100%"><tbody><tr><td style="width: 49.0244%;" data-mce-style="width: 49.0244%;"><div class="field--label">Type</div></td><td style="width: 47.9756%;" data-mce-style="width: 47.9756%;"><span>Roof Attachment</span></td></tr><tr><td style="width: 49.0244%;" data-mce-style="width: 49.0244%;">Color<br></td><td style="width: 47.9756%;" data-mce-style="width: 47.9756%;"><span data-mce-fragment="1">Mill</span><br></td></tr><tr><td style="width: 49.0244%;" data-mce-style="width: 49.0244%;">Material<br></td><td style="width: 47.9756%;" data-mce-style="width: 47.9756%;"><div class="product--variation-field--variation_field_product_material__9800 field field--name-field-product-material field--type-string field--label-inline"><div class="field--item"><span>Aluminum</span></div></div></td></tr><tr><td style="width: 49.0244%;" data-mce-style="width: 49.0244%;"><span>Application</span></td><td style="width: 47.9756%;" data-mce-style="width: 47.9756%;"><span>Residential</span></td></tr></tbody></table><p><strong>Warranty</strong><br data-mce-fragment="1"></p><ul><li>25Â Year Standard Warranty.</li></ul><p>* Refer to warranty document for terms and conditions<br data-mce-fragment="1"><strong>Documentation</strong></p><table width="100%"><tbody><tr><td style="width: 24%;" data-mce-style="width: 24%;"><a href="https://7534425.app.netsuite.com/core/media/media.nl?id=24550&amp;c=7534425&amp;h=W7qMTxeFx4ieMrfTGGC8KjZZ60tfYNM2WJFIqznuSGMk9MQ0&amp;_xt=.pdf"><span style="color: #2b00ff;" data-mce-style="color: #2b00ff;">Data Sheet</span></a></td></tr></tbody></table><p><br><strong>Detailed Information</strong><br></p><section class="description" id="product-description"><div class="product--variation-field--variation_field_product_description__9770 field field--name-field-product-description field--type-text-long field--label-hidden field--item"><p>This end cap is a simple piece that attaches to the end of the each rail, creating a clean, and flush look for your racking system.</p></div></section><div class="product--variation-field--variation_field_product_data_store__9770 field field--name-field-product-data-store field--type-entity-reference field--label-hidden field--item"><div class="eck-entity"><strong>High reliability</strong><br></div></div><p>Cell interconnections and diode placement use well-established industry practice and are field-proven to provide excellent reliability.</p><p>Made with Hard Metal</p><p>Strong in Structure</p>
USSS100-0133 | 273.08 | 115TT | OUTBACK POWER ENERGYCELL 115TT 112AH 12V AGM BATTERY | <p data-mce-fragment="1"><strong data-mce-fragment="1">Outback,EnergyCell TT VRLA-AGM Battery 12V 112Ah @ 20Hr, Top Terminal to accept M6 X 20mm bolt, Group 31, 115TT</strong></p><p data-mce-fragment="1"><br data-mce-fragment="1"></p><p data-mce-fragment="1"><span data-mce-fragment="1" class="ql-cursor"></span>The EnergyCell TT battery is built with virgin lead-alloy grids technology minimizing corrosion and maximizing life expectancy. These batteries are tolerant to extreme operating temperatures compared to general purpose VRLA AGM batteries. In addition, EnergyCell TT energy storage requires no periodic watering and at the end of life, batteries are 99% recyclable.</p><ul data-mce-fragment="1"><li data-mce-fragment="1">Voltage Per Unit: 12 VDC</li><li data-mce-fragment="1">Optimal Temperature Range: -40 to 140Â°F (-40 to 60Â°C)</li><li data-mce-fragment="1">Float Charging Voltage: 13.5 to 13.8 VDC</li><li data-mce-fragment="1">Terminal Type: M6 x 20mm bolt</li><li data-mce-fragment="1">Weight: 75lbs (32kg)</li><li data-mce-fragment="1">Dimensions H x D x W (in/mm): 8.75" x 13.5" x 6.71" / 214 x 343 x 170</li><li data-mce-fragment="1">Amp-hour capacity @20 Hr Rate: 112 Ah</li></ul><p><strong>Outback,EnergyCell TT VRLA-AGM Battery 12V 112Ah @ 20Hr, Top Terminal to accept M6 X 20mm bolt, Group 31, 115TT</strong></p><p><br></p><p><span class="ql-cursor"></span>The EnergyCell TT battery is built with virgin lead-alloy grids technology minimizing corrosion and maximizing life expectancy. These batteries are tolerant to extreme operating temperatures compared to general purpose VRLA AGM batteries. In addition, EnergyCell TT energy storage requires no periodic watering and at the end of life, batteries are 99% recyclable.</p><ul><li>Voltage Per Unit: 12 VDC</li><li>Optimal Temperature Range: -40 to 140Â°F (-40 to 60Â°C)</li><li>Float Charging Voltage: 13.5 to 13.8 VDC</li><li>Terminal Type: M6 x 20mm bolt</li><li>Weight: 75lbs (32kg)</li><li>Dimensions H x D x W (in/mm): 8.75" x 13.5" x 6.71" / 214 x 343 x 170</li><li>Amp-hour capacity @20 Hr Rate: 112 Ah</li></ul><p><strong>Outback, EnergyCell TT VRLA-AGM Battery 12V 112Ah @ 20Hr, Top Terminal to accept M6 X 20mm bolt, Group 31, 115TT</strong></p><p><br></p><p><span class="ql-cursor"></span>The EnergyCell TT battery is built with virgin lead-alloy grids technology minimizing corrosion and maximizing life expectancy. These batteries are tolerant to extreme operating temperatures compared to general purpose VRLA AGM batteries. In addition, EnergyCell TT energy storage requires no periodic watering and at the end of life, batteries are 99% recyclable.</p><ul><li>Voltage Per Unit: 12 VDC</li><li>Optimal Temperature Range: -40 to 140Â°F (-40 to 60Â°C)</li><li>Float Charging Voltage: 13.5 to 13.8 VDC</li><li>Terminal Type: M6 x 20mm bolt</li><li>Weight: 75lbs (32kg)</li><li>Dimensions H x D x W (in/mm): 8.75" x 13.5" x 6.71" / 214 x 343 x 170</li><li>Amp-hour capacity @20 Hr Rate: 112 Ah</li></ul><p>Â Â <a href="https://cdn.shopify.com/s/files/1/0566/3408/1340/files/2624_410-0004_Data_Sheet.pdf?v=1676644949"><strong>SPEC SHEET</strong></a></p>
USMS100-0123 | 11.1 | KOB-1L01-B1 | Ironridge Ko KOB-1L01-B1 Black Tile Replacement Base | <table data-mce-fragment="1" width="100%"><tbody data-mce-fragment="1"><tr data-mce-fragment="1"><td data-mce-fragment="1" style="width: 955.59px;" data-mce-style="width: 955.59px;"><strong>IRONRIDGE KO KOB-1L01-B1 BLACK TILE REPLACEMENT BASE</strong></td></tr><tr data-mce-fragment="1"><td data-mce-fragment="1" style="width: 955.59px;" data-mce-style="width: 955.59px;"><p><span>The innovative Knockout Tile replacement mount installs fast on roofs with or without battens, no matter whether flat, S, or W tile. No adjusting or tile grinding required. Solar installs on tile roofs can be messy and complicated. These jobs often require tile grinding to ensure fit, a struggle to align mounting components, and extensive searches to find the replacements for broken tiles..</span></p><p><strong>SPECIFICATIONS</strong></p><table width="100%"><tbody><tr><td style="width: 48.2638%;" data-mce-style="width: 48.2638%;"><span>Model</span></td><td style="width: 47.7362%;" data-mce-style="width: 47.7362%;">KOB-1L01-B1</td></tr><tr><td style="width: 48.2638%;" data-mce-style="width: 48.2638%;"><span>Series</span></td><td style="width: 47.7362%;" data-mce-style="width: 47.7362%;">-<br></td></tr><tr><td style="width: 48.2638%;" data-mce-style="width: 48.2638%;"><span>Manufacturer</span></td><td style="width: 47.7362%;" data-mce-style="width: 47.7362%;">IRONRIDGE<br></td></tr></tbody></table></td></tr></tbody></table><p><br><strong>GENERAL SPECIFICATION</strong><br></p><table width="100%"><tbody><tr></tr><tr><td style="width: 49.0244%;" data-mce-style="width: 49.0244%;"><span>Type</span></td><td style="width: 47.9756%;" data-mce-style="width: 47.9756%;"><span mce-data-marked="1">Grounding</span></td></tr><tr><td style="width: 49.0244%;" data-mce-style="width: 49.0244%;">Color</td><td style="width: 47.9756%;" data-mce-style="width: 47.9756%;"><span>Black</span></td></tr><tr><td style="width: 49.0244%;" data-mce-style="width: 49.0244%;"><span>Finish</span></td><td style="width: 47.9756%;" data-mce-style="width: 47.9756%;"><span mce-data-marked="1">Black Anodized</span></td></tr><tr><td style="width: 49.0244%;" data-mce-style="width: 49.0244%;"><span>Material</span></td><td style="width: 47.9756%;" data-mce-style="width: 47.9756%;"><span mce-data-marked="1">Aluminum/Stainless Steel</span></td></tr></tbody></table><p><strong>Warranty</strong><br data-mce-fragment="1"></p><ul><li>25 Year Standard Warranty.</li></ul><p>* Refer to warranty document for terms and conditions<br data-mce-fragment="1"><strong>Documentation</strong></p><table width="100%"><tbody><tr><td style="width: 24%;" data-mce-style="width: 24%;"><a href="https://cdn.shopify.com/s/files/1/0566/3408/1340/files/ZZ084700293_DS.pdf?v=1678353053"><span style="color: #2b00ff;" data-mce-style="color: #2b00ff;">Data Sheet</span></a></td></tr></tbody></table><p><br><strong>Detailed Information</strong><br></p><div class="mTab"><div class="divsWrap"><div class="showBlock" id="descriptionSection"><p itemprop="description"><span>The IronRidge Knockout Tile is the solution. The replacement mount rapidly and reliably integrates into the existing roof system. With the strike of a hammer, you create a solid stack of high-performance, form-fitting components which fully encases the waterproof seal. The result Unprecedented speed and flexibility during installation.</span></p></div></div></div><p><strong>High reliability</strong><br></p><p>Cell interconnections and diode placement use well-established industry practice and are field-proven to provide excellent reliability.</p><p>Natural tan color</p><p>2 X faster installation than traditional tile roof mounts<br></p><p>Near central loading on the base plate means higher pull out and lateral strength for high wind/snow regions</p>
USMS100-0623 | 5.03 | S-5-N Mini | S-5! S-5-N Mini (New) (No Bolt) Metal Roof Clamp | <p data-mce-fragment="1"><strong data-mce-fragment="1">S-5!, Clamp, Size N, Mini, fits 1" nail strip metal roof profiles including triangle type profiles, No Bolt, S-5-N Mini (New)</strong></p><p>S-5-N Mini clamp was designed with patented S-5!Â® zero-penetration technology for application on the popular 1" nail strip metal roof profiles: Taylor Metals' Easy Lockâ„¢, ASC Building Products' Skyline RoofingÂ®, McElroy Metals' Meridian, New<br>Tech Machinery's FF100, and roofing types with similar profiles. The clamp boasts a wider throat that accommodates most nail strip profiles, minimizing the need to field crimp. An angled wall with a nose permits the S-5-N Mini to engage the triangle type profiles during the installation processâ€”there is no longer a need to hold the clamp in place while setscrews are tensioned. The combination of these two features allows the clamp to sit straighter on the seam. Nail strip profiles just got a whole lot simpler!</p><p>The S-5-N Mini is a bit shorter than the S-5-N and has one setscrew rather than two. The Mini is the choice for attaching all kinds of rooftop accessories: signs, walkways, satellite dishes, antennas, rooftop lighting, lightning protection systems, solar arrays, exhaust stack bracing, conduit, condensate lines, mechanical equipmentâ€”just about anything!*</p><p>The S-5-N Mini clamps are each furnished with 300 series stainless steel hardware. Each box also includes a bit tip for tightening setscrews using an electric screw gun. A structural aluminum attachment clamp, the S-5-N MIni is compatible with most common metal roofing materials excluding copper. The S-5-N Mini clamp has been tested for load-to-failure results on most major brands of 1" nail strip profiles of standing seam roofing.</p><p data-mce-fragment="1"><strong>SPECIFICATIONS</strong></p><div><div class="product-line-sku-container"><span class="product-line-sku-label">SKU:<span>Â </span></span><span class="product-line-sku-value" itemprop="sku">260-0860</span></div></div><div><div><div class="custom-pdp-fields-line-container"><span class="custom-pdp-fields-label">Mfr. Part Number: S-5-N Mini</span></div><div class="custom-pdp-fields-line-container"><span class="custom-pdp-fields-label">Item Weight: 0.25 lb</span></div><div class="custom-pdp-fields-line-container"><span class="custom-pdp-fields-label">Dimensions (LxWxH): 2 x 2 x 2 inches</span></div></div></div>
USSS100-0008 | 8800 | eVault Max 18.5 | Fortress Power Evault Max 18.5 18.5KWH 48V Lithium Iron Phospate Battery | <p data-mce-fragment="1">The newest innovative Lithium Iron Phosphate battery from Fortress Power is the eVault Max 18.5 kWh. An all-in-one solution for your residential and commercial needs. Scalable up to 370kWh with a serviceable top cover, this battery is designed for a simple and worry-free installation. The eVault Max is AC/DC coupled to solar arrays and caters to a range of applications that require solar storage, including Off-Grid, Back-Up power, self-supply, and Peak Charge Reduction, to name a few.</p><p data-mce-fragment="1"><strong data-mce-fragment="1">SPECIFICATIONS</strong></p><ul data-mce-fragment="1"><li data-mce-fragment="1">Model: eVault Max 18.5</li><li data-mce-fragment="1">Series: Not specified</li><li data-mce-fragment="1">Manufacturer: Fortress</li></ul><p data-mce-fragment="1"><strong data-mce-fragment="1">GENERAL SPECIFICATIONS</strong></p><ul data-mce-fragment="1"><li data-mce-fragment="1">Type: Lithium Iron Phosphate (LiFePO4)</li><li data-mce-fragment="1">Mounting Options: Floor Standing</li><li data-mce-fragment="1">Weight: 476 lbs</li><li data-mce-fragment="1">Dimension: 19.2" x 21.3" x 38.8"</li></ul><p data-mce-fragment="1"><strong data-mce-fragment="1">Warranty</strong></p><ul data-mce-fragment="1"><li data-mce-fragment="1">Manufacturer provides a 10-year warranty.</li></ul><p data-mce-fragment="1"><em data-mce-fragment="1">Note: Refer to the warranty document for specific terms and conditions.</em></p><p data-mce-fragment="1"><strong data-mce-fragment="1">Documentation</strong></p><ul data-mce-fragment="1"><li data-mce-fragment="1"><a href="https://cdn.shopify.com/s/files/1/0566/3408/1340/files/Fortress-Power-eVault-18-5-Sales-Flyer-1.pdf?v=1691487472" data-mce-fragment="1" data-mce-href="https://cdn.shopify.com/s/files/1/0566/3408/1340/files/Fortress-Power-eVault-18-5-Sales-Flyer-1.pdf?v=1691487472" target="_new">Data Sheet</a></li></ul><p data-mce-fragment="1"><strong data-mce-fragment="1">Detailed Information</strong></p><p data-mce-fragment="1">Fortress Powerâ€™s engineers are dedicated to offering you the most cutting-edge Lithium Iron Phosphate Battery available. The Fortress eVault 18.5 kWh battery is not only safe, long-lasting, and cost-effective but also features a new LCD screen that presents information such as voltage, current, state of charge, and power output.</p><p data-mce-fragment="1"><strong data-mce-fragment="1">High Reliability</strong></p><ul data-mce-fragment="1"><li data-mce-fragment="1">Overcharge and Deep Discharge Protection</li><li data-mce-fragment="1">Over Current Protection</li><li data-mce-fragment="1">Voltage and Temperature Monitoring</li><li data-mce-fragment="1">Over-heat protection</li><li data-mce-fragment="1">Cell Monitoring and Balancing</li></ul>
USSB100-0089 | 2448.45 | PHI-3.8-48-M | Simpliphi PHI-3.8-48-M 3.8KWH Lithium Iron Phospate Battery (White Metal Case) | <p data-sourcepos="5:1-5:307">The Simpliphi PHI-3.8-48-M 3.8KWH Lithium Iron Phosphate Battery (White Metal Case) is a home energy storage battery that is designed to provide backup power during power outages and to store energy from solar panels. It has a capacity of 3.8kWh and can be used to power a variety of appliances and devices.</p><p data-sourcepos="7:1-7:18"><strong>Specifications</strong></p><ul data-sourcepos="9:1-20:0"><li data-sourcepos="9:1-9:21">Model: PHI-3.8-48-M</li><li data-sourcepos="10:1-10:31">Manufacturer: SimpliPhi Power</li><li data-sourcepos="11:1-11:30">Type: Lithium Iron Phosphate</li><li data-sourcepos="12:1-12:18">Capacity: 3.8kWh</li><li data-sourcepos="13:1-13:14">Voltage: 48V</li><li data-sourcepos="14:1-14:31">Depth of Discharge (DoD): 90%</li><li data-sourcepos="15:1-15:23">Efficiency: Up to 98%</li><li data-sourcepos="16:1-16:43">Operating Temperature Range: -20 to +65Â°C</li><li data-sourcepos="17:1-17:16">Weight: 85 lbs</li><li data-sourcepos="18:1-18:33">Dimensions: 17 x 12 x 19 inches</li><li data-sourcepos="19:1-20:0">Warranty: 10 years</li></ul><p data-sourcepos="21:1-21:24"><strong>Detailed Information</strong></p><ul data-sourcepos="23:1-29:0"><li data-sourcepos="23:1-23:127"><strong>Lithium Iron Phosphate (LiFePO4)</strong><span>Â </span>battery chemistry is known for its long lifespan, safety, and environmental friendliness</li><li data-sourcepos="24:1-24:81"><strong>90% Depth of Discharge (DoD)</strong><span>Â </span>allows you to use more of the battery's energy</li><li data-sourcepos="25:1-25:83"><strong>98% Efficiency</strong><span>Â </span>means that less energy is lost during charging and discharging</li><li data-sourcepos="26:1-26:88"><strong>White metal case</strong><span>Â </span>is corrosion-resistant and protects the battery from the elements</li><li data-sourcepos="27:1-27:103"><strong>Built-in accessible 80 Amp DC breaker On/Off switch</strong><span>Â </span>increases safety and simplifies installations</li><li data-sourcepos="28:1-29:0"><strong>10-year warranty</strong><span>Â </span>gives you peace of mind knowing that your battery is covered</li></ul><p><a href="https://cdn.shopify.com/s/files/1/0566/3408/1340/files/3485_480-0128_Spec_Sheet.pdf?v=1676639968">SPEC <span style="text-decoration: underline;">SHEET</span></a></p>
USSS100-0068 | 8338.89 | SCORE10-4 | Sonnen SCORE10-4 4.8KW Energy Storage System (10.0kwh Capacity) | <p><strong data-mce-fragment="1">sonnen, Core, Smart Energy Storage System, 10kWh Capacity, 4.8kW 120/240Vac Continuous, AC Coupled, 10 Yr. Warranty, UL9540, SCORE10-4</strong></p><p>Â </p><ul><li><a href="https://cdn.shopify.com/s/files/1/0566/3408/1340/files/2328_349-0090_Spec_Sheet.pdf?v=1676639036"><strong>Spec SheetÂ </strong></a></li></ul>
USSS100-0014 | 10331.3 | BATB-102-BY-US-10 | SMA BATB-102-BY-US-10 6.0KW Energy Storage System (10.2kwh Capacity) | <p data-mce-fragment="1">The SMA BATB-102-BY-US-10 is a lithium iron phosphate (LiFePO4) battery with a capacity of 10.2kWh. The battery is equipped with a built-in battery management system (BMS) that provides protection against overcharging, over-discharging, and short circuits. The SMA BATB-102-BY-US-10 is a high-quality battery that is made with durable components. The battery is also backed by a 10-year warranty.</p><br><p data-mce-fragment="1"><strong>Features</strong></p><ul><li><span>Easy installation and maintenance</span></li><li><span>Allows for customized configurations</span></li><li><span>Flexible modular design</span></li><li><span>Designed with natural cooling to provide optimum efficiency</span></li><li><span>Compatible with SMA and Kostal inverters</span></li></ul><p data-mce-fragment="1"><strong>Specification</strong></p><ul><li>AC nominal power: 6000 W</li><li>Backup overload @ 25Â° C for 1 minute: 7680 W</li><li>Nominal AC voltage / range: 240 V / 211 - 264 V</li><li>AC grid frequency / range: 60 Hz / 50 Hz</li><li>Rated power frequency / rated grid voltage: 60 Hz / 240 V</li><li>Maximum output power: 2000 W</li><li>Maximum output current: 16 A</li><li>Nominal AC voltage: 120 V</li><li>Operating temperature range: -25 CÂ° to 60Â° C (-13Â° F to 140Â° F)</li><li>Noise emission (typical): &lt; 36 dB(A)</li><li>Internal power consumption at night: &lt; 5 W</li><li>Topology: Transformerless</li></ul><p data-mce-fragment="1"><a href="https://cdn.shopify.com/s/files/1/0566/3408/1340/files/SMA-SunnyBoy-Storage-Datasheet-SBS3.8-5.0-6.0-US-DUS173415W.pdf?v=1691065802">DATASHEET</a></p><p><strong><br></strong></p>
USSS100-0091 | 8234.12 | EVDC-105-4 | Panasonic Evervolt EVDC-105-4 5.5KW Dc-coupled Energy Storage System (11.4kwh Capacity) | <p>Introducing the Panasonic EverVolt EVDC-105-4 Standard â€“ an advanced 11.4 kWh DC-coupled battery storage system, meticulously designed for seamless integration with new solar PV installations. This remarkable energy storage device brings you unparalleled efficiency and savings, enhancing your solar experience like never before.</p><p><strong>Key Features</strong>:</p><ul><li><strong>Optimized Energy Utilization</strong>: Harness your stored energy during peak rate hours or sell excess energy back to your local utility, ensuring substantial savings on your energy bills.</li><li><strong>Direct Solar Charging</strong>: Solar panels produce DC electricity, directly charging the battery and minimizing energy loss. This direct DC coupling boosts power efficiency and overall system usability.</li><li><strong>Modular Inverter with PowerHub</strong>: The EverVolt EVDC-105-4 features a 5.5 kW DC 120/240Vac modular inverter, coupled with a PowerHub programmable controller. This setup ensures efficient energy conversion and seamless management.</li><li><strong>Continuous Battery Output</strong>: With a continuous battery output capacity of 4.8 kW, the Standard model empowers you to run household appliances during power outages or grid disruptions.</li><li><strong>6-Hour Backup Time</strong>: Enjoy extended power availability during outages. The EverVolt EVDC-105-4 enables you to power your essentials for up to 6 hours.</li><li><strong>Reliability and Warranty</strong>: Backed by Panasonic's 10-year warranty and certified by UL, the EverVolt EVDC-105-4 guarantees consistent performance and peace of mind.</li></ul><p><strong>Enhanced Solar Investment</strong>: By integrating the EverVolt EVDC-105-4 into your solar setup, you amplify your investment's value. This energy storage solution maximizes savings, power efficiency, and household comfort.</p><p><strong>Comprehensive Documentation</strong>: For detailed technical specifications and warranty information, refer to the provided documentation.</p><p>Elevate your solar journey with the Panasonic EverVolt EVDC-105-4 Standard model. Embrace energy efficiency, minimize grid dependency, and experience newfound convenience in powering your home.</p><p>Â <a href="https://cdn.shopify.com/s/files/1/0566/3408/1340/files/EVDC-105-4.pdf?v=1691575758"><strong>Datasheet</strong></a></p>
USSS100-0079 | 24438.2 | A-6PHI-SA-12 | Simpliphi Access A-6PHI-SA-12 12.0KW Energy Storage System (22.8kwh Capacity) With SOL-ARK SA-12K | <p data-mce-fragment="1"><span>The SimpliPhi A-6PHI-SA-12 is a lithium iron phosphate (LiFePO4) battery with a capacity of 6.4kWh. The battery is equipped with an integrated battery management system (BMS) that provides protection against overcharging, over-discharging, and short circuits. The SimpliPhi A-6PHI-SA-12 is a high-quality battery that is made with durable components. The battery is also backed by a 10-year warranty.</span></p><p data-mce-fragment="1">Â <strong>Features</strong></p><ul><li>Internal transfer switch automatically disconnects from the grid during power outages and provides standby power for critical circuits</li><li>Outdoor rated enclosure can be free-standing, or pad-mounted</li><li>Advanced LFP batteries with a 10,000 cycle / 10-year warranty</li><li>98% round trip efficiency</li><li>Remote monitoring by web browser or mobile device app</li><li>No cobalt , thermal regulation, cooling, or risk of fire</li><li>Extended operating temperature</li><li>Solar MPPT for DC-coupled or off-grid installations</li><li>Automatic Generator control for additional standby power</li></ul><p><strong>Specification</strong></p><ul><li>Enclosure Rating: NEMA 3R Outdoor Rated</li><li>Operating Temperature: -4Â°F to 122Â°F (-20Â°C to 50Â°C)</li><li>Charging Temperature (batteriesL): 32Â°F to 120Â°F (0 Â°C to 49Â°C)</li><li>Mounting: Free-standing or Pad-mounted</li><li>Off-Grid Output Power System: 9 kW Continuous</li><li>Solar PV Continuous Power: 12 kW</li><li>Inverter AC Continuous Power: 9kW</li><li>Max Output Charging Current: 185 ADC</li><li>CEC Weighted Efficiency: 96.5%</li></ul><p><a href="https://cdn.shopify.com/s/files/1/0566/3408/1340/files/simpliphi-power-access-sol-ark-specification-sheet.pdf?v=1691065517">DATASHEET</a></p><p data-mce-fragment="1">Â </p>
USSS100-0134 | 23699.05 | ECOLX12SS-15 | Sonnen ECOLX12SS-15 8.0KW Energy Storage System (12.0kwh Capacity) | <p>The Sonnen ECOLX 12SS-15 is a lithium-ion battery designed for use in solar energy systems. It has a capacity of 15kWh and can be used to store energy from solar panels, providing backup power during outages or allowing for energy use at night. The battery is also equipped with a built-in battery management system (BMS) that protects it from overcharging, over-discharging, and other damage.</p><p><strong>Features</strong></p><ul><li>Smart configurable backup power</li><li>Smart demand control and load management</li><li>Smart weather forecasting</li><li>Time-of-use management</li><li>Solar self-consumption</li><li>Home automation integration</li></ul><p>Â </p>
USSS100-0080 | 20258.29 | A-4PHI-SA-12 | Simpliphi A-4PHI-SA-12 12.0kw Energy Storage System (15.2kwh Capacity) | <p>The SimpliPhi A-4PHI-SA-12 is a lithium iron phosphate (LiFePO4) battery with a capacity of 4.6kWh. The battery is equipped with an integrated battery management system (BMS) that provides protection against overcharging, over-discharging, and short circuits. The SimpliPhi A-4PHI-SA-12 is a high-quality battery that is made with durable components. The battery is also backed by a 10-year warranty.</p><p><strong>Features</strong></p><ul><li>Internal transfer switch automatically disconnects from the grid during power outages and provides standby power for critical circuits</li><li>Outdoor rated enclosure can be free-standing, or pad-mounted</li><li>Advanced LFP batteries with a 10,000 cycle / 10-year warranty</li><li>98% round trip efficiency</li><li>Remote monitoring by web browser or mobile device app</li><li>No cobalt , thermal regulation, cooling, or risk of fire</li><li>Extended operating temperature</li><li>Solar MPPT for DC-coupled or off-grid installations</li><li>Automatic Generator control for additional standby power</li></ul><p><strong>Specification</strong></p><ul><li>Enclosure Rating: NEMA 3R Outdoor Rated</li><li>Operating Temperature: -4Â°F to 122Â°F (-20Â°C to 50Â°C)</li><li>Charging Temperature (batteries): 32Â°F to 120Â°F (0 Â°C to 49Â°C)</li><li>Mounting: Free-standing or Pad-mounted</li><li>Enclosure Warranty Period: 2 years</li><li>Output Frequency (selectable): 60 Hz or 50 Hz</li><li>Max Output Charging Current: 185 ADC</li><li>CEC Weighted Efficiency: 96.5%</li></ul><p data-mce-fragment="1"><a href="https://cdn.shopify.com/s/files/1/0566/3408/1340/files/simpliphi-power-access-phi-sol-ark-15-2-kwh-19-kwh-specification-sheet_62cb8243-0195-44e4-8f3e-cb6e248827f4.pdf?v=1691125350">DATASHEET</a></p>
USSS100-0070 | 42142.86 | ECOLX30SC-15 | Sonnen ECOLX30SC-15 8.0KW Energy Storage System (30.0kwh Capacity), Ca Model | <p>The Sonnen ECOLX 30SC-15 is a lithium-ion battery designed for use in solar energy systems. It has a capacity of 15kWh and can be used to store energy from solar panels, providing backup power during outages or allowing for energy use at night. The battery is also equipped with a built-in battery management system (BMS) that protects it from overcharging, over-discharging, and other damage.</p><p><strong>Features</strong></p><ul><li>Home automation integration</li><li>Smart weather forecasting</li><li>Smart configurable backup power</li><li>Time-of-use load shifting</li><li>Solar self-consumption</li><li>Emergency backup power</li><li>Automatic transfer switch: Built-in 200A</li><li>Transfer time: 100 ms</li></ul><p><br></p>
USSS100-0071 | 30780.54 | ECOLX20SS-15 | Sonnen ECOLX20SS-15 8.0KW Energy Storage System (20.0kwh Capacity) | <p>The Sonnen ECOLX 20SS-15 is a lithium-ion battery designed for use in solar energy systems. It has a capacity of 15kWh and can be used to store energy from solar panels, providing backup power during outages or allowing for energy use at night. The battery is also equipped with a built-in battery management system (BMS) that protects it from overcharging, over-discharging, and other damage.</p><p><strong>Features</strong></p><ul><li>Home automation integration</li><li>Smart weather forecasting</li><li>Smart configurable backup power</li><li>Time-of-use load shifting</li><li>Solar self-consumption</li><li>Emergency backup power</li><li>Automatic transfer switch: Built-in 200A</li><li>Transfer time: 100 ms</li></ul><p><strong>Specification</strong></p><ul><li>Temperature range: 41 Â°F - 113 Â°F</li><li>Ventilation/Noise: Forced Air / &lt;70DBA</li><li>Comm. ports: Ethernet</li><li>Enclosure rating: NEMA 12</li><li>EMC / EMI protection: FCC Part 15B</li><li>Over-current Protection: 50 A</li><li>DC battery input voltage: 44.5â€“53.5 VDC</li><li>Max charge current: 50 A per module</li><li>Cell discharge: 2.0 kWh with 100% DoD</li><li>Overcharge Protection: MOSFET &amp; Fuse protection</li></ul><p><a href="https://cdn.shopify.com/s/files/1/0566/3408/1340/files/4890_5500561_ecoLinx_1.5_and_30_Tech_Spec_Sheet-_D.pdf?v=1691126674"><b>DATASHEET</b></a></p>
USSS100-0081 | 10554.44 | EVAC-105-4 | Panasonic Evervolt EVAC-105-4 5.5KW Ac-coupled Energy Storage System (11.4kwh Capacity) | <p>The Panasonic EVAC-105-4 is a lithium-ion battery designed for use in solar energy systems. It has a capacity of 10.5kWh and can be used to store energy from solar panels, providing backup power during outages or allowing for energy use at night. The battery is also equipped with a built-in battery management system (BMS) that protects it from overcharging, over-discharging, and other damage.</p><p data-mce-fragment="1"><strong>Features</strong></p><ul><li>Modular design with storage options from 11-102kWh to fit your needs</li><li>User friendly app to easily see your systemâ€™s performance</li><li>Multiple operating modes with master shutdown switch</li><li>Three main components for simple installation</li></ul><p><strong>Specifications</strong></p><ul><li>AC Coupled Model: EVAC-105-4</li><li>DC Coupled Model: EVDC-105-4</li><li>Usable Energy1: 11.4 kWh</li><li>Continuous Output Power to Loads: 4.6 kW</li><li>Maximum Output Power to Grid: 5.0 kW</li><li>Average Backup Capability: 6 hours</li><li>Nominal AC Voltage: 120V / 240V</li><li>Grid Frequency (auto sensing): 50Hz / 60Hz</li><li>Operating Voltage Range (DC Coupled Only): 120 - 500 VDC</li><li>MPPT Voltage Range (DC Coupled Only): 250 - 430 VDC</li><li>Maximum PV Array Input (DC Coupled Only): 6.5 kW DC</li><li>Nominal DC Battery Voltage: 46.2V</li><li>Roundtrip Efficiency (AC Coupled / DC Coupled): 86% / 90%</li></ul><p data-mce-fragment="1"><a href="https://cdn.shopify.com/s/files/1/0566/3408/1340/files/4889_349-0062_Data_Sheet.pdf?v=1691127161"><b>DATASHEET</b></a></p><p data-mce-fragment="1">Â </p>
USSS100-0124 | 13327.78 | OGHESS8015A | Outback Power MOJAVE OGHESS8015A 14.8KW Energy Storage System (11.8kwh Capacity) | <p data-mce-fragment="1">The OutBack Power OGHESS8015A is a lithium iron phosphate (LiFePO4) battery designed for use in solar energy systems. It has a capacity of 8.1kWh and can be used to store energy from solar panels, providing backup power during outages or allowing for energy use at night. The battery is also equipped with a built-in battery management system (BMS) that protects it from overcharging, over-discharging, and other damage.</p><p><strong>Features</strong><br></p><ul><li>Be ready for anything with off-grid capability</li><li>Easily start motors and compressors commonly found in freezers and HVAC systems, outpacing other energy storage systems</li><li>Seamlessly AC-couple with UL 1741-SA listed grid-tied inverters up to 8kW for easy addition to existing solar PV systems</li><li>Takes up just 2 square feet of floor space and fits between most garage doors and their side walls</li><li>Connect to the intuitive user interface via integrated Wi-Fi hotspot and a smartphone, tablet or laptop</li><li>Access OPTICS REâ„¢ via Ethernet or Wi-Fi internet connection</li><li>Easily add a generator or other secondary AC source</li><li>Quickly and easily install with mounting plate and roomy integrated wiring compartment</li></ul><p><strong>Specifications</strong></p><ul><li>AC Voltage: 120/240VAC (split-phase)</li><li>AC Frequency: 60Hz</li><li>Max Peak/Continuous AC Output Power: 10000VA / 8000VA (derate above 40Â°C)</li><li>Max Peak/Continuous Output Current: 42A/34A</li><li>Capacity Nameplate/Usable: 14.8 / 11.8kWh</li><li>Max Charging Current Peak/Continuous: 200A</li><li>Max Discharge Current Peak/Continuous: 200A</li><li>Integrated DC Disconnect Rating: 250A</li><li>Operating Temperature Range: 32 to 113Â°F (0 to 45Â°C)</li></ul><p><a href="https://cdn.shopify.com/s/files/1/0566/3408/1340/files/mojave_ess_datasheet.pdf?v=1691127726">DATASHEET</a></p><p>Â </p>
USMS100-0081 | 5.31 | XR10-BOSS-01-M1 | Ironridge XR10-BOSS-01-M1 Mill Bonded Structural Splice | <table width="100%" data-mce-fragment="1"><tbody data-mce-fragment="1"><tr data-mce-fragment="1"><td style="width: 955.59px;" data-mce-fragment="1" data-mce-style="width: 955.59px;"><strong>IRONRIDGE XR10-BOSS-01-M1 MILL BONDED STRUCTURAL SPLICE</strong></td></tr><tr data-mce-fragment="1"><td style="width: 955.59px;" data-mce-fragment="1" data-mce-style="width: 955.59px;"><p data-mce-fragment="1"><span>The BOSS (Bonded Structural Splice) provides a strong, bonded connection for XR Rails. No assembly, tools, or hardware required. The built-in bonding spring has teeth that bite into rail, creating a connection that meets all UL standards. The BOSS eliminates restrictions around splice locations. Place it anywhere along the span (except the outside cantilever).</span></p><p><strong>SPECIFICATIONS</strong><br></p><table width="100%"><tbody><tr><td style="width: 48.2638%;" data-mce-style="width: 48.2638%;"><span>Model</span></td><td style="width: 47.7362%;" data-mce-style="width: 47.7362%;">XR10-BOSS-01-M1</td></tr><tr><td style="width: 48.2638%;" data-mce-style="width: 48.2638%;"><span>Series</span></td><td style="width: 47.7362%;" data-mce-style="width: 47.7362%;"><span>-</span></td></tr><tr><td style="width: 48.2638%;" data-mce-style="width: 48.2638%;"><span>Manufacturer</span></td><td style="width: 47.7362%;" data-mce-style="width: 47.7362%;">IRONRIDGE<br></td></tr></tbody></table></td></tr></tbody></table><p><br><strong>GENERAL SPECIFICATIONS</strong><br></p><table width="100%"><tbody><tr><td style="width: 49.0244%;" data-mce-style="width: 49.0244%;"><span>Type</span></td><td style="width: 47.9756%;" data-mce-style="width: 47.9756%;"><span>Splice</span></td></tr><tr><td style="width: 49.0244%;" data-mce-style="width: 49.0244%;"><span>Color</span></td><td style="width: 47.9756%;" data-mce-style="width: 47.9756%;"><span>Clear</span></td></tr><tr><td style="width: 49.0244%;" data-mce-style="width: 49.0244%;"><span>Finish</span></td><td style="width: 47.9756%;" data-mce-style="width: 47.9756%;"><span>Mill Finish</span></td></tr><tr><td style="width: 49.0244%;" data-mce-style="width: 49.0244%;"><span>Material</span></td><td style="width: 47.9756%;" data-mce-style="width: 47.9756%;"><span mce-data-marked="1">Aluminium</span></td></tr></tbody></table><p><strong>Warranty</strong><br data-mce-fragment="1"></p><ul><li><span>25 years Standard warranty</span></li></ul><p>* Refer to warranty document for terms and conditions<br data-mce-fragment="1"><strong>Documentation</strong></p><table width="100%"><tbody><tr><td style="width: 24%;" data-mce-style="width: 24%;"><a href="https://cdn.shopify.com/s/files/1/0566/3408/1340/files/ZZ084700251_DS.pdf?v=1678425296"><span style="color: #2b00ff;" data-mce-style="color: #2b00ff;">Data Sheet</span></a></td></tr></tbody></table><p><br><strong>Detailed Information</strong></p><p><span>The XR10-BOSS-01-M1 BOSSâ„¢ (Bonded Structural Splice) provides a truly seamless, hidden connection for XR-10Â Rails. The built-in bonding springs have teeth that bite inside the rail, creating a bonded rail connection that meets all UL standards without any extra tools or hardware. In addition, the BOSSâ„¢ eliminates installation restrictions around splice locations by allowing you to place it anywhere along the span, except the outside cantilever.</span></p><p><span></span><strong>High Reliability</strong></p><p>High reliability due to lower heat dissipation</p><p><span>A physical stop provides tactile feedback allowing you to properly center the splice between two rails.</span></p>
USMS100-0622 | 23.63 | XR-10-132B | IRONRIDGE XR RAIL XR-10-132B 132" (11') BLACK RAIL | <table width="100%" data-mce-fragment="1"><tbody data-mce-fragment="1"><tr data-mce-fragment="1"><td style="width: 955.59px;" data-mce-fragment="1" data-mce-style="width: 955.59px;"><strong>IRONRIDGE XR RAIL XR-10-132B 132" (11') BLACK RAIL</strong></td></tr><tr data-mce-fragment="1"><td style="width: 955.59px;" data-mce-fragment="1" data-mce-style="width: 955.59px;"><p data-mce-fragment="1"><span>The XR Rail Family comes in three sizes, each with the power of a curved rail. Each size is designed to accommodate complex design loads while keeping material costs to a minimum. There is an XR Rail that corresponds to your position. Among solar mounting rails, the XR1000 is a heavyweight. It's made to withstand harsh weather and can stretch up to 12 feet in length for commercial use. The XR100 is the ultimate mounting rail for your house. It can withstand a variety of wind and snow conditions while maintaining full spans. The XR10 is a slim, low-profile mounting rail that is ideal for areas with little to no snow. It spans 6 feet while remaining light and cost-effective.</span></p><p><strong>SPECIFICATIONS</strong><br></p><table width="100%"><tbody><tr><td style="width: 48.2638%;" data-mce-style="width: 48.2638%;"><span>Model</span></td><td style="width: 47.7362%;" data-mce-style="width: 47.7362%;">XR RAIL XR-10-132B 132"</td></tr><tr><td style="width: 48.2638%;" data-mce-style="width: 48.2638%;"><span>Series</span></td><td style="width: 47.7362%;" data-mce-style="width: 47.7362%;"><span>-</span></td></tr><tr><td style="width: 48.2638%;" data-mce-style="width: 48.2638%;"><span>Manufacturer</span></td><td style="width: 47.7362%;" data-mce-style="width: 47.7362%;">IRONRIDGE<br></td></tr></tbody></table></td></tr></tbody></table><p><br><strong>GENERAL SPECIFICATIONS</strong><br></p><table width="100%"><tbody><tr><td style="width: 49.0244%;" data-mce-style="width: 49.0244%;"><span>Depth [mm (in)]</span></td><td style="width: 47.9756%;" data-mce-style="width: 47.9756%;">13in<br></td></tr><tr><td style="width: 49.0244%;" data-mce-style="width: 49.0244%;"><span>Length [mm (in)]</span></td><td style="width: 47.9756%;" data-mce-style="width: 47.9756%;"><span>132in</span></td></tr><tr><td style="width: 49.0244%;" data-mce-style="width: 49.0244%;"><span>Width [mm (in)]</span></td><td style="width: 47.9756%;" data-mce-style="width: 47.9756%;"><span>18in</span></td></tr><tr><td style="width: 49.0244%;" data-mce-style="width: 49.0244%;"><span>Weight [kg (lb)]</span></td><td style="width: 47.9756%;" data-mce-style="width: 47.9756%;"><span>4.8lb</span></td></tr></tbody></table><p><strong>Warranty</strong><br data-mce-fragment="1"></p><ul><li><span>25 years Standard warranty</span></li></ul><p>* Refer to warranty document for terms and conditions<br data-mce-fragment="1"><strong>Documentation</strong></p><table width="100%"><tbody><tr><td style="width: 24%;" data-mce-style="width: 24%;"><a href="https://cdn.shopify.com/s/files/1/0566/3408/1340/files/153_210-0998_Cut_Sheet.pdf?v=1678421791"><span style="color: #2b00ff;" data-mce-style="color: #2b00ff;">Data Sheet</span></a></td></tr></tbody></table><p><br><strong>Detailed Information</strong></p><p><span>The XR Rail Family is offered in three targeted sizes, each size supports specific design loads, while minimizing material costs. Depending on your location, there is an XR Rail to match your speicific site conditions. The XR-1000 is a heavyweight among solar mounting rails. It's built to handle extreme climates and spans 12 feet or more, mostly for commercial applications. The XR-100 is the ultimate residential mounting rail, supporting a range of wind and snow conditions, while also maximizing spans up to 8 feet. The XR-10 is a sleek, low-profile mounting rail, perfectly matched to regions without snow. It achieves 6 foot spans, while also staying light and economical.</span></p><p><span></span><strong>High Reliability</strong></p><p>High reliability due to lower heat dissipation</p><p><span>In most states, pre-stamped engineering letters are eligible. It's easy to develop, share, and price projects using online apps.</span></p><p><span>It's light and works with industry-standard attachments.</span></p>
USSS100-0090 | 9998.89 | EVAC-105-6 | Panasonic EVERVOLT EVAC-105-6 5.5kw Ac-coupled Energy Storage System (17.1kwh Capacity) | <p>The Panasonic EVAC-105-6 is a lithium-ion battery designed for use in solar energy systems. It has a capacity of 10.5kWh and can be used to store energy from solar panels, providing backup power during outages or allowing for energy use at night. The battery is also equipped with a built-in battery management system (BMS) that protects it from overcharging, over-discharging, and other damage.</p><p><strong>Features</strong></p><ul><li>Modular design with storage options from 11-102kWh to fit your needs</li><li>User friendly app to easily see your systemâ€™s performance</li><li>Multiple operating modes with master shutdown switch</li><li>Three main components for simple installation</li><li>10-year Panasonic warranty</li></ul><p><strong>Specifications</strong></p><ul><li>AC Coupled Model: EVAC-105-6</li><li>Usable Energy1: 17.1 kWh</li><li>Continuous Output Power to Loads: 5.5 kW</li><li>Maximum Output Power to Grid: 5.0 kW</li><li>Average Backup Capability: 9 hours</li><li>Inverter Maximum Output Power to Grid: 5.0 kW</li><li>Inverter Continuous Output Power to Loads2: 7.0 kW</li><li>Nominal AC Voltage: 120V / 240V</li><li>Grid Frequency (auto sensing): 50Hz / 60Hz</li><li>Operating Voltage Range (DC Coupled Only): 120 - 500 VDC</li><li>MPPT Voltage Range (DC Coupled Only): 250 - 430 VDC</li><li>Maximum PV Array Input (DC Coupled Only): 6.5 kW DC</li><li>Nominal DC Battery Voltage: 46.2V</li><li>Roundtrip Efficiency (AC Coupled / DC Coupled): 86% / 90%</li></ul><p data-mce-fragment="1"><a href="https://cdn.shopify.com/s/files/1/0566/3408/1340/files/evervolt_datasheet.pdf?v=1691128301">DATASHEET</a></p>
USMS100-0277 | 8.59 | 403216M | Unirac U-LA 403216M 2" Mounting Bracket | <table data-mce-fragment="1" width="100%"><tbody data-mce-fragment="1"><tr data-mce-fragment="1"><td data-mce-fragment="1" style="width: 955.59px;" data-mce-style="width: 955.59px;"><strong>UNIRAC U-LA 403216M 2" MOUNTING BRACKET</strong></td></tr><tr data-mce-fragment="1"><td data-mce-fragment="1" style="width: 955.59px;" data-mce-style="width: 955.59px;"><p><br data-mce-fragment="1"><span data-mce-fragment="1">UNIRAC LARGE ARRAY (ULA) supports a wider range of site and climatic challenges than any other PV structure on the market. ULA aluminum components merge with SOLARMOUNT rails and installer-supplied steel pipe to form durable, rigid truss structures.</span></p><p><strong>SPECIFICATIONS</strong></p><table width="100%"><tbody><tr><td style="width: 48.2638%;" data-mce-style="width: 48.2638%;"><span>Model</span></td><td style="width: 47.7362%;" data-mce-style="width: 47.7362%;">403216MÂ </td></tr><tr><td style="width: 48.2638%;" data-mce-style="width: 48.2638%;"><span>Series</span></td><td style="width: 47.7362%;" data-mce-style="width: 47.7362%;">U-LA</td></tr><tr><td style="width: 48.2638%;" data-mce-style="width: 48.2638%;"><span>Manufacturer</span></td><td style="width: 47.7362%;" data-mce-style="width: 47.7362%;">UNIRAC</td></tr></tbody></table></td></tr></tbody></table><p><br><strong>GENERAL SPECIFICATIONS</strong><br></p><table width="100%"><tbody><tr><td style="width: 49.0244%;" data-mce-style="width: 49.0244%;"><span>Item Weight</span></td><td style="width: 47.9756%;" data-mce-style="width: 47.9756%;"><span>2 lb</span></td></tr><tr><td style="width: 49.0244%;" data-mce-style="width: 49.0244%;"><span>Dimensions (LxWxH)</span></td><td style="width: 47.9756%;" data-mce-style="width: 47.9756%;"><span>5 x 5 x 5 inches</span></td></tr></tbody></table><p><strong>Warranty</strong><br data-mce-fragment="1"></p><ul><li>Manufacturer Warranty 25 Years</li></ul><p>* Refer to warranty document for terms and conditions<br data-mce-fragment="1"><strong>Documentation</strong></p><table width="100%"><tbody><tr><td style="width: 24%;" data-mce-style="width: 24%;"><span style="color: #2b00ff;" data-mce-style="color: #2b00ff;">Data Sheet</span></td></tr></tbody></table><p><br><strong>Detailed Information</strong></p><p>The size of a ULA is limited only by the size of your ground site.</p><p>ULA supports a wide range of site and climatic challenges.</p><p>Aluminum components merge with SOLARMOUNT rails and installer-supplied schedule 40 or 80 steel pipe (available anywhere) to create a durable structure that can accommodate uneven, rocky or sloping terrain.</p><p><strong>High reliability</strong></p><p>ULA is capable of withstanding Zone 4 seismic events or extreme wind or snow loads.</p><p>Increase your leading-edge height or optimize your tilt angle to clear ground obstructions.</p>
USSS100-0135 | 2551.85 | ENCHARGE-3T-1P-NA | Enphase Encharge ENCHARGE-3T-1P-NA 1.3KW Energy Storage System (3.4kwh Capacity) | <p><strong>Unlock the Power of Savings and Reliability with Enphase IQ Battery 3T</strong><br>Experience unparalleled energy independence with the Enphase IQ Battery 3T (ENCHARGE-3T-1P-NA). This all-in-one AC-coupled storage system offers a total usable energy capacity of 3.36kWh, and it seamlessly integrates with your existing Enphase setup. The system is intelligently designed to charge or discharge based on your household energy usage, ensuring optimal performance and utility savings.</p><h4>What's Included:</h4><ul><li>(1) B03-T01-US00-1-3 Base Unit, with 3.36kWh Usable Capacity</li><li>(1) B03T-C-0430-O Cover Kit, with Cover and Wall Mounting Bracket</li></ul><h3>Key Features &amp; Benefits</h3><p><strong>Reliability at Its Best</strong></p><ul><li>The system features four embedded IQ8X-BATT grid-forming microinverters known for their exceptional reliability.</li><li>Backed by a ten-year limited warranty for a worry-free experience.</li></ul><p><strong>Smart Energy Management</strong></p><ul><li>The grid-forming capability ensures your home stays powered even during grid outages.</li><li>Features like remote software and firmware upgrades, as well as mobile app-based monitoring, make management effortless.</li><li>Supports self-consumption and utility Time-of-Use (TOU) optimization for additional cost savings.</li></ul><p><strong>Simple and Convenient</strong></p><ul><li>A fully integrated AC battery system ensures quick and easy plug-and-play installation.</li><li>Interconnects effortlessly with standard household AC wiring.</li></ul><p><strong>Safety First</strong></p><ul><li>The battery is rigorously safety-tested and uses Lithium iron phosphate (LFP) chemistry for maximum safety and longevity.</li></ul><p><strong>Compatibility and Retrofitting</strong><br>The Enphase IQ Battery 3T is compatible with existing Enphase IQ series microinverters, Enpower, and IQ Envoy. This makes it a great option for either new installations or for expanding an existing setup.</p><blockquote><p><strong>Note:</strong> The new version maintains similar electrical specifications to the previous version but has slightly different dimensions and weight. Please consider this if you're expanding an existing system.</p></blockquote><p>Whether you're installing a new energy storage system or looking to enhance your current setup, the Enphase IQ Battery 3T provides a reliable, smart, and safe solution. Its turn-key design and exceptional features ensure you enjoy maximum energy savings, seamless operation, and peace of mind.</p>
USMS100-0312 | 4.51 | 303019M | Unirac Solarmount 303019M Mill Splice Bar | <table data-mce-fragment="1" width="100%"><tbody data-mce-fragment="1"><tr data-mce-fragment="1"><td data-mce-fragment="1" style="width: 955.59px;" data-mce-style="width: 955.59px;"><strong>Unirac Solarmount 303019M Mill Splice Bar</strong></td></tr><tr data-mce-fragment="1"><td data-mce-fragment="1" style="width: 955.59px;" data-mce-style="width: 955.59px;"><p data-mce-fragment="1">Order one splice wherever two SolarMount rail segments are to be joined into a single rail.The 303019M integrated bonding splice bar eliminates the need for copper wiring, lugs, bonding jumpers or grounding straps to electrically bond rails across the splice, reducing installations steps shave total installed cost. Pre-drilled pilot holes allow for one step installation.<br></p></td></tr></tbody></table><p><strong><br>SPECIFICATIONS</strong></p><table width="100%"><tbody><tr><td style="width: 48.2638%;"><span>Model</span></td><td style="width: 47.7362%;">303019MÂ </td></tr><tr><td style="width: 48.2638%;"><span>Series</span></td><td style="width: 47.7362%;"><span>SolarMount</span></td></tr><tr><td style="width: 48.2638%;"><span>Manufacturer</span></td><td style="width: 47.7362%;">UNIRAC</td></tr></tbody></table><p><br><strong><br>GENERAL SPECIFICATIONS</strong><br></p><table width="100%"><tbody><tr><td style="width: 49.0244%;" data-mce-style="width: 49.0244%;"><span>Item Weight</span></td><td style="width: 47.9756%;" data-mce-style="width: 47.9756%;"><span>0.45 lb</span></td></tr><tr><td style="width: 49.0244%;" data-mce-style="width: 49.0244%;"><span>Dimensions (LxWxH)</span></td><td style="width: 47.9756%;" data-mce-style="width: 47.9756%;"><span>4 x 1.5 x 1 inches</span></td></tr></tbody></table><p><strong>Warranty</strong><br data-mce-fragment="1"></p><ul><li>Manufacturer Warranty 25 Years</li></ul><p>* Refer to warranty document for terms and conditions<br data-mce-fragment="1"><strong>Documentation</strong></p><table width="100%"><tbody><tr><td style="width: 24%;" data-mce-style="width: 24%;"><a href="https://7534425.app.netsuite.com/core/media/media.nl?id=24491&amp;c=7534425&amp;h=YHQVyNto91d8OykbfpssW51KKzvgWbIsqWj4QeNg_7OrMkCu&amp;_xt=.pdf"><span style="color: #2b00ff;" data-mce-style="color: #2b00ff;">Data Sheet</span></a></td></tr></tbody></table><p><br><strong>Detailed Information</strong><br></p><p><span>SolarMount defined the standard in solar racking. Recent enhancements are designed to get installers off the roof faster than ever before.</span></p><p><span data-mce-fragment="1">Components are pre-assembled and optimized to reduce installation steps and save labor time.</span><br><br><span data-mce-fragment="1">Our new grounding &amp; bonding process reduces copper wire and eliminates grounding straps or bonding jumpers to reduce costs.</span><br></p><p><strong>High reliability</strong></p><p><span>Installers will be able to get off the roof quicker than ever before thanks to recent improvements. Pre-assembled and optimized components minimize assembly steps and labor time.</span></p><p><span>To save money, our new grounding and bonding process uses less copper wire and doesn't use grounding straps or bonding jumpers.</span></p>
USSS100-0092 | 9998.89 | EVDC-105-6 | Panasonic Evervolt EVDC-105-6 5.5KW Dc-coupled Energy Storage System (17.1kwh Capacity) | <p><span>The Panasonic EverVolt EVDC-105-6 Standard model is a DC-coupled 17.1 kWh battery storage system that installs easily with new solar PV installations. The EverVolt energy storage system will save you money by using your stored energy during expensive peak rate hours or by selling your surplus energy back to the local utility. Since solar panels produce DC power, the solar panels can directly charge the battery. Connecting DC-coupled battery storage to your solar panel system results in less power loss which means higher power efficiency and provides greater usability.</span></p><p><strong>Features</strong></p><ul><li>DC-coupled models deliver higher power efficiency and provide greater usability</li><li>For off-grid, backup power, grid-tied (self-supply/time-of-use) applications</li><li>Couple on-grid power with PV solar for grid independence</li><li>Multiple operating modes</li><li>Pre-programmed Time-Of-Use (TOU) settings help you manage your energy use and cost</li><li>User friendly app to easily see your systems performance</li><li>Three main components for simple installation</li><li>10-year Panasonic warranty</li></ul><p><strong>Specifications</strong></p><ul><li><span style="font-size: 0.875rem;">DC Coupled Model: EVDC-105-6</span></li><li><span style="font-size: 0.875rem;">Usable Energy1: 17.1 kWh</span></li><li><span style="font-size: 0.875rem;">Continuous Output Power to Loads: 5.5 kW</span></li><li><span style="font-size: 0.875rem;">Maximum Output Power to Grid: 5.0 kW</span></li><li><span style="font-size: 0.875rem;">Average Backup Capability: 9 hours</span></li><li><span style="font-size: 0.875rem;">Nominal AC Voltage: 120V / 240V</span></li><li><span style="font-size: 0.875rem;">Grid Frequency (auto sensing): 50Hz / 60Hz</span></li><li><span style="font-size: 0.875rem;">Nominal DC Battery Voltage: 46.2V</span></li></ul><ul></ul><p><a href="https://cdn.shopify.com/s/files/1/0566/3408/1340/files/evervolt_datasheet_1.pdf?v=1691469528">DATASHEET</a></p>
USMS100-0624 | 6.08 | A-UAS-1S | Prosolar Groundtrac A-UAS-1S Clear U-bolt Assembly | <table width="100%" data-mce-fragment="1"><tbody data-mce-fragment="1"><tr data-mce-fragment="1"><td style="width: 955.59px;" data-mce-fragment="1" data-mce-style="width: 955.59px;"><strong>PROSOLAR GROUNDTRAC A-UAS-1S CLEAR U-BOLT ASSEMBLY</strong></td></tr><tr data-mce-fragment="1"><td style="width: 955.59px;" data-mce-fragment="1" data-mce-style="width: 955.59px;"><p><span>Used in the proprietary GroundTrac system (with RoofTrac support rails of 2-1/2" or 3").</span></p></td></tr></tbody></table><p><strong><br>SPECIFICATIONS</strong></p><table width="100%"><tbody><tr><td style="width: 48.2638%;"><span>Model</span></td><td style="width: 47.7362%;"><span>A-UAS-1S</span></td></tr><tr><td style="width: 48.2638%;"><span>Series</span></td><td style="width: 47.7362%;"><span>-</span></td></tr><tr><td style="width: 48.2638%;"><span>Manufacturer</span></td><td style="width: 47.7362%;">ProSolor</td></tr></tbody></table><p><strong><br>GENERAL SPECIFICATIONS</strong><br></p><table width="100%"><tbody><tr><td style="width: 49.0244%;" data-mce-style="width: 49.0244%;"><span>Item Weight</span></td><td style="width: 47.9756%;" data-mce-style="width: 47.9756%;"><span>0.5 lb</span></td></tr><tr><td style="width: 49.0244%;" data-mce-style="width: 49.0244%;"><span>Dimensions (LxWxH)</span></td><td style="width: 47.9756%;" data-mce-style="width: 47.9756%;"><span>5 x 1.5 x 1.5 inches</span></td></tr><tr><td style="width: 49.0244%;" data-mce-style="width: 49.0244%;"><span>Product Line</span></td><td style="width: 47.9756%;" data-mce-style="width: 47.9756%;"><span>GroundTrac</span></td></tr><tr><td style="width: 49.0244%;" data-mce-style="width: 49.0244%;"><span>Finish</span></td><td style="width: 47.9756%;" data-mce-style="width: 47.9756%;"><span mce-data-marked="1">Clear</span></td></tr></tbody></table><p><strong><br>Warranty</strong><br data-mce-fragment="1"></p><ul><li>Manufacturer Warranty 1 Year</li></ul><p>* Refer to warranty document for terms and conditions<br data-mce-fragment="1"></p><table width="100%"><tbody></tbody></table><p><br><strong>Detailed Information</strong><br></p><p><span>Designed to fit 1-1/2" galvanized schedule 40 water tubing.</span></p><p><strong>High reliability</strong></p><p><span>Included is a ProSolar locking rail insert, which eliminates the need for ongoing retightening, which is needed by competitor systems.</span></p>
USMS100-0279 | 22.35 | 403211C | Unirac U-LA 403211C 2" Aluminum Front Cap | <table width="100%" data-mce-fragment="1"><tbody data-mce-fragment="1"><tr data-mce-fragment="1"><td style="width: 955.59px;" data-mce-fragment="1" data-mce-style="width: 955.59px;"><strong>UNIRAC U-LA 403211C 2" ALUMINUM FRONT CAP</strong></td></tr><tr data-mce-fragment="1"><td style="width: 955.59px;" data-mce-fragment="1" data-mce-style="width: 955.59px;"><p data-mce-fragment="1">UniRac designed U-LA's to support a wider range of site and climactic challenges than any other PV structure on the market. U-LA aluminum or steel components merge with SolarMount rails and installer-supplied steel pipe to form durable, rigid truss structures. U-LA aluminum or steel components are used to combine installer-supplied Schedule 40 or 80 steel pipe (available anywhere) to create a durable structure that can accommodate uneven, rocky, sloping terrain or heavy coastal winds.<br></p></td></tr></tbody></table><p><strong><br>SPECIFICATIONS</strong></p><table width="100%"><tbody><tr><td style="width: 48.2638%;"><span>Model</span></td><td style="width: 47.7362%;">403211CÂ </td></tr><tr><td style="width: 48.2638%;"><span>Series</span></td><td style="width: 47.7362%;"><span>U-LA</span></td></tr><tr><td style="width: 48.2638%;"><span>Manufacturer</span></td><td style="width: 47.7362%;">UNIRAC</td></tr></tbody></table><p><strong><br>GENERAL SPECIFICATIONS</strong><br></p><table width="100%"><tbody><tr><td style="width: 49.0244%;" data-mce-style="width: 49.0244%;"><span>Item Weight</span></td><td style="width: 47.9756%;" data-mce-style="width: 47.9756%;"><span>1.7 lb</span></td></tr><tr><td style="width: 49.0244%;" data-mce-style="width: 49.0244%;"><span>Dimensions (LxWxH)</span></td><td style="width: 47.9756%;" data-mce-style="width: 47.9756%;"><span>4.25 x 5.5 x 6 inches</span></td></tr></tbody></table><p><strong><br>Warranty</strong><br data-mce-fragment="1"></p><ul><li>Manufacturer Warranty 25 Years</li></ul><p>* Refer to warranty document for terms and conditions<br data-mce-fragment="1"><strong>Documentation</strong></p><table width="100%"><tbody><tr><td style="width: 24%;" data-mce-style="width: 24%;"><span style="color: #2b00ff;" data-mce-style="color: #2b00ff;">Data Sheet</span></td></tr></tbody></table><p><br><strong>Detailed Information</strong></p><p>Custom-designed arrays for ground or flat roof applications</p><p>Design software to ensure minimum attachments without overstressing any roof member</p><p>Optimal tilt angle and array clearance over other rooftop equipment</p><p>Accommodates uneven, rocky, sloping terrain or heavy costal winds</p><p>Better alternative than designing from scratch</p><p>Lightweight components ship economically and combine easily with installer-supplied Schedule 40 or 80 steel pipe, available everywhere</p><p><strong>High reliability</strong></p><p>Uses SolarMount standard and HD (heavy duty) rails</p><p>Ready with design documentation and testing reports</p><p>Capable of withstanding Zone 4 seismic events or extreme wind or snow loads</p><p>Diagonally braced</p>
USMS100-0625 | 5.4 | 17589(1) | Quickbolt 17589(1) All Tile Roof Hook, Side Mount Rails | <div data-mce-fragment="1" data-type="information-content-text" class="product-details-information-tab-content-container" id="product-details-information-tab-content-container-0"><p data-mce-fragment="1"><strong data-mce-fragment="1">QuickBolt, All Tile Roof Hook, Side Mount Rails, for flat and Spanish tile, 6mm thickness, 8mm adjustable height, 140 mm wide base, 9mm x 18 mm mounting screw slots, 10mm x 46mm rail attachment slot, includes (2) 1/4 x 3" SS screws, Qty. 1, 17589(1)</strong></p><p data-mce-fragment="1">90Â° All Tile Roof Hook with an adjustable height range of 8mm for side mount rails on Spanish tile and flat tile roofs. The foundation also has three leverage adjustment points, giving the installer more versatility when mounting to the roof. 5/16" or 3/8" bolts can be used in the 10mm x 46mm rail attachment slot. In the 9mm x 18mm mounting screw slots, use our #14 or 5/16" Solar Mounting Screws.</p><p data-mce-fragment="1"><strong>SPECIFICATIONS</strong><br></p><div data-view="Product.Sku"><div><div class="product-line-sku-container"><span class="product-line-sku-label">SKU:<span>Â </span></span><span class="product-line-sku-value" itemprop="sku">270-0877</span></div></div><div><div><div class="custom-pdp-fields-line-container"><span class="custom-pdp-fields-label">Item Weight: 1 lb</span></div><div class="custom-pdp-fields-line-container"><span class="custom-pdp-fields-label">Dimensions (LxWxH): 8 x 6 x 6 inches</span></div></div></div></div></div>
USSS100-0112 | 25045.59 | ECOLX12SC-15 | Sonnen ECOLX12SC-15 8.0KW Energy Storage System (12.0kwh Capacity), Ca Model | <p><span>The sonnenBatterie ecoLinx 12 is an all-in-one AC coupled 12 kWh solar battery storage solution, with display screen, that integrates seamlessly with smart home automation systems and new or existing solar arrays to power your home or business with clean energy. The Sonnen ecoLinx generation 1.5 battery storage system has a 12 kWh useable capacity and delivers 8 kWh of continuous power. The Sonnen ecoLinx is a safe, all-in-one energy management and clean energy storage solution that integrates directly with front-end home automation systems including Crestron and Control4, and Eaton intelligent circuit breakers to fully manage your home energy usage. This model is compliant with California Rule 21 for smart inverters.</span></p><p><strong>Features</strong></p><ul><li>Smart configurable backup power</li><li>Smart demand control and load management</li><li>Smart weather forecasting</li><li>Time-of-use management</li><li>Solar self-consumption</li><li>Home automation integration</li></ul><p><strong>Specifications</strong></p><ul><li>Temperature range: 41 Â°F - 113 Â°F</li><li>Ventilation: Forced Air</li><li>Voltage rating: 120/240 VAC</li><li>Certification: UL recognized component</li><li>Transfer time: &lt; 100 ms</li><li>Nominal frequency: 60 Hz</li><li>AC grid voltage: 120/240 VAC (Split phase)</li><li>Max AC grid current: 29 amps</li><li>Nominal frequency: 60 Hz</li><li>Adjustable frequency range: +/- 0.7 Hz from nominal</li></ul><p><a href="https://cdn.shopify.com/s/files/1/0566/3408/1340/files/sonnen_ecolinx-1.5-Tech-Spec-Sheet-Engl.pdf?v=1691130775"><strong data-mce-fragment="1">DATASHEET</strong></a></p>
USMS100-0626 | 56.1 | A20144-206-ML | SUNMODO A20144-206-ML 206" (17') MILL RAIL | <table width="100%" data-mce-fragment="1"><tbody data-mce-fragment="1"><tr data-mce-fragment="1"><td style="width: 955.59px;" data-mce-fragment="1" data-mce-style="width: 955.59px;"><strong>SUNMODO A20144-206-ML 206" (17') MILL RAIL</strong></td></tr><tr data-mce-fragment="1"><td style="width: 955.59px;" data-mce-fragment="1" data-mce-style="width: 955.59px;"><p><span>The SUNMODO System is designed to meet the needs of commercial solar - navigating complex roof layouts, while also handling the most extreme environmental conditions.</span><br></p></td></tr></tbody></table><p><strong><br>SPECIFICATIONS</strong><br></p><table width="100%"><tbody><tr><td style="width: 48.2638%;"><span>Model</span></td><td style="width: 47.7362%;">SUNMODO A20144-206-ML</td></tr><tr><td style="width: 48.2638%;"><span>Series</span></td><td style="width: 47.7362%;">-</td></tr><tr><td style="width: 48.2638%;"><span>Manufacturer</span></td><td style="width: 47.7362%;">SUNMODO</td></tr></tbody></table><p><strong><br>GENERAL SPECIFICATION</strong><br></p><table width="100%"><tbody><tr><td style="width: 49.0244%;" data-mce-style="width: 49.0244%;"><div class="field--label"><span>Slot Size</span></div></td><td style="width: 47.9756%;" data-mce-style="width: 47.9756%;"><span>3/8 and 1/4 Inch</span></td></tr><tr><td style="width: 49.0244%;" data-mce-style="width: 49.0244%;">Color<br></td><td style="width: 47.9756%;" data-mce-style="width: 47.9756%;">Silver</td></tr><tr><td style="width: 49.0244%;" data-mce-style="width: 49.0244%;"><span data-mce-fragment="1">Type</span><br></td><td style="width: 47.9756%;" data-mce-style="width: 47.9756%;"><div class="product--variation-field--variation_field_product_material__9800 field field--name-field-product-material field--type-string field--label-inline"><div class="field--item"><span>Racking</span></div></div></td></tr><tr><td style="width: 49.0244%;" data-mce-style="width: 49.0244%;"><span mce-data-marked="1">Dimension</span></td><td style="width: 47.9756%;" data-mce-style="width: 47.9756%;">206 inch, 2.50 inch, 14.78 Pounds</td></tr></tbody></table><p><strong><br>Warranty</strong><br data-mce-fragment="1"></p><ul><li>25Â Year Standard Warranty.</li></ul><p>* Refer to warranty document for terms and conditions<br data-mce-fragment="1"><strong>Documentation</strong></p><table width="100%"><tbody><tr><td style="width: 24%;" data-mce-style="width: 24%;"><a href="http://knowledgebase.sunmodo.com/wp-content/uploads/2021/09/2021-Catalog-v40-090721.pdf"><span style="color: #2b00ff;" data-mce-style="color: #2b00ff;">Data Sheet</span></a></td></tr></tbody></table><p><br><strong>Detailed Information</strong><br></p><section id="product-description" class="description"><div class="product--variation-field--variation_field_product_description__9770 field field--name-field-product-description field--type-text-long field--label-hidden field--item"><p>This end cap is a simple piece that attaches to the end of the each rail, creating a clean, and flush look for your racking system.</p></div></section><div class="product--variation-field--variation_field_product_data_store__9770 field field--name-field-product-data-store field--type-entity-reference field--label-hidden field--item"><div class="eck-entity"><strong>High reliability</strong><br></div></div><p>Cell interconnections and diode placement use well-established industry practice and are field-proven to provide excellent reliability.</p><p>Made with Hard Metal</p><p>Strong in Structure</p>
USMS100-0627 | 2.66 | VERSABRACKET-47 | S-5! VERSABRACKET-47 Metal Roof Mounting Bracket | <table width="100%" data-mce-fragment="1"><tbody data-mce-fragment="1"><tr data-mce-fragment="1"><td style="width: 955.59px;" data-mce-fragment="1" data-mce-style="width: 955.59px;"><strong>S-5! VERSABRACKET-47 METAL ROOF MOUNTING BRACKET</strong></td></tr><tr data-mce-fragment="1"><td style="width: 955.59px;" data-mce-fragment="1" data-mce-style="width: 955.59px;"><p>VersaBracket can be used to mount almost anything to an exposed-fastened roof system and is compatible with almost any trapezoidal exposed-fastened profile.</p><p>The VersaBracket comes with factory-applied butyl sealant already in the base and the S-5! patented reservoir conceals the sealant from UV exposure, preventing drying and cracks.</p><p>VersaBracket is the right way to attach almost anything to exposed-fastened roof profiles, including PV through rail methods.<br><br></p><p><strong>SPECIFICATIONS</strong></p><table width="100%"><tbody><tr><td style="width: 48.2638%;" data-mce-style="width: 48.2638%;"><span>Model</span></td><td style="width: 47.7362%;" data-mce-style="width: 47.7362%;">ROOF MOUNTING BRACKET</td></tr><tr><td style="width: 48.2638%;" data-mce-style="width: 48.2638%;"><span>Series</span></td><td style="width: 47.7362%;" data-mce-style="width: 47.7362%;"><span mce-data-marked="1">-</span></td></tr><tr><td style="width: 48.2638%;" data-mce-style="width: 48.2638%;"><span>Manufacturer</span></td><td style="width: 47.7362%;" data-mce-style="width: 47.7362%;">S-5!</td></tr></tbody></table></td></tr></tbody></table><p><br><strong>Genral Specification</strong><br></p><table width="100%"><tbody><tr><td style="width: 49.0244%;" data-mce-style="width: 49.0244%;"><span>Item Weight</span></td><td style="width: 47.9756%;" data-mce-style="width: 47.9756%;"><span>0.16 lb</span></td></tr><tr><td style="width: 49.0244%;" data-mce-style="width: 49.0244%;"><span>Dimensions (LxWxH)</span></td><td style="width: 47.9756%;" data-mce-style="width: 47.9756%;"><span>3 x 3 x 2.5 inches</span></td></tr></tbody></table><p><strong>Warranty</strong><br data-mce-fragment="1"></p><ul><li>Limited Lifetime Warranty.</li></ul><table width="100%"><tbody></tbody></table><p><br><strong>Detailed Information</strong><br></p><p>VersaBracket is compatible with almost any trapezoidal, face-fastened profile and can be used to mount almost anything to a face-fastened roof structure. There are no messy sealants to deal with. There's no way for leaks to happen. For a water-tight link, the VersaBracket comes with a factory-applied sealant in the foundation.</p><p><br>VersaBracket is so solid that it can handle even the most demanding applications, such as snow retention. The VersaBracketTM is the ideal fit for our ColorGard snow retention systems for exposed-fastened, trapezoidal profiles (For corrugated roofs use CorruBracket). VersaBracket is extremely cost-effective and allows for fast and simple installation.</p><p><br><span></span><strong>High reliability</strong></p><p><span>VersaBracket is available in two heights to fit different rib heights: the 2.65" VB-67 and the 1.86" VB-47. Since there are no holes or slots on the VB-67 mounting face, ancillary objects are usually secured with self-tapping screws (not included)</span></p><p><span>The VB-47 comes in a range of mounting face configurations with low purchase prices. In the base of each VersaBracketâ„¢ is factory-applied butyl sealant.</span></p>
USMS100-0628 | 8.41 | FJ-600-1 | Prosolar Fastjack FJ-600-1 6" Standoff | <table width="100%" data-mce-fragment="1"><tbody data-mce-fragment="1"><tr data-mce-fragment="1"><td style="width: 955.59px;" data-mce-style="width: 955.59px;" data-mce-fragment="1"><strong>PROSOLAR FASTJACK FJ-600-1 6" STANDOFF</strong></td></tr><tr data-mce-fragment="1"><td style="width: 955.59px;" data-mce-style="width: 955.59px;" data-mce-fragment="1"><p data-mce-fragment="1"><span>The patented design of the FastJack can be easily expressed as the most innovative, efficient and cost-effective tool of it's kind. Between the precision CNC machined base and stanchion along with strict engineering and material standards, the FastJack has been laboratory tested to provide 2,359 pouinds of strength using only a single lag bolt (included).</span></p><p><strong>SPECIFICATIONS</strong><br></p><table width="100%"><tbody><tr><td style="width: 48.2638%;" data-mce-style="width: 48.2638%;"><span>Model</span></td><td style="width: 47.7362%;" data-mce-style="width: 47.7362%;">FJ-600-1 6"</td></tr><tr><td style="width: 48.2638%;" data-mce-style="width: 48.2638%;"><span>Series</span></td><td style="width: 47.7362%;" data-mce-style="width: 47.7362%;"><span>-</span></td></tr><tr><td style="width: 48.2638%;" data-mce-style="width: 48.2638%;"><span>Manufacturer</span></td><td style="width: 47.7362%;" data-mce-style="width: 47.7362%;">Prosolar<br></td></tr></tbody></table></td></tr></tbody></table><p><br><strong>GENERAL SPECIFICATIONS</strong><br></p><table width="100%"><tbody><tr><td style="width: 49.0244%;" data-mce-style="width: 49.0244%;"><span>Technology</span></td><td style="width: 47.9756%;" data-mce-style="width: 47.9756%;"><span>Standoff</span></td></tr><tr><td style="width: 49.0244%;" data-mce-style="width: 49.0244%;">Dimensions</td><td style="width: 47.9756%;" data-mce-style="width: 47.9756%;"><span>1.50 x 3.50 x 2.50 inches</span></td></tr><tr><td style="width: 49.0244%;" data-mce-style="width: 49.0244%;">Weight</td><td style="width: 47.9756%;" data-mce-style="width: 47.9756%;"><span>0.50 lbs</span></td></tr><tr><td style="width: 49.0244%;" data-mce-style="width: 49.0244%;"><span>Height</span></td><td style="width: 47.9756%;" data-mce-style="width: 47.9756%;"><span>5.00 inches</span></td></tr></tbody></table><p><strong>Warranty</strong><br data-mce-fragment="1"></p><ul><li><span>25 years Standard warranty</span></li></ul><p>* Refer to warranty document for terms and conditions<br data-mce-fragment="1"></p><table width="100%"><tbody></tbody></table><p><br><strong>Detailed Information</strong></p><p><span>ProSolar Standoff- FastJack - FJ-300-1 ProSolar, FastJack, Standoff, 3", Qty. 1, FJ-300-1 The patented design of the FastJack can be easily expressed as the most innovative, efficient and cost-effective tool of it's kind. Between the precision CNC machined base and stanchion along with strict engineering and material standards</span></p><p><span></span><strong>High Reliability</strong></p><p>High reliability due to lower heat dissipation</p><p>The lag bolt is located directly under the stanchion in a patented design that provides superior strength values</p><p>Installs quickly and efficiently, saving time and money</p><p>There are no welds to corrode or split since it is precision machined from extruded aluminum</p>
USMS100-0400 | 9.57 | 00802CM | Unirac E-BOSS 00802CM Conduit Mount | <table width="100%" data-mce-fragment="1"><tbody data-mce-fragment="1"><tr data-mce-fragment="1"><td style="width: 955.59px;" data-mce-fragment="1" data-mce-style="width: 955.59px;"><strong>UNIRAC E-BOSS 00802CM CONDUIT MOUNT</strong></td></tr><tr data-mce-fragment="1"><td style="width: 955.59px;" data-mce-fragment="1" data-mce-style="width: 955.59px;"><p><span>TheÂ UNIRACÂ System is designed to meet the needs of commercial solar - navigating complex roof layouts, while also handling the most extreme environmental conditions.</span><br></p></td></tr></tbody></table><p><strong><br>SPECIFICATIONS</strong></p><table width="100%"><tbody><tr><td style="width: 48.2638%;"><span>Model</span></td><td style="width: 47.7362%;">UNIRAC 00802CM</td></tr><tr><td style="width: 48.2638%;"><span>Series</span></td><td style="width: 47.7362%;">-</td></tr><tr><td style="width: 48.2638%;"><span>Manufacturer</span></td><td style="width: 47.7362%;">UNIRAC</td></tr></tbody></table><p><strong><br>GENERAL SPECIFICATION</strong><br></p><table width="100%"><tbody><tr><td style="width: 49.0244%;" data-mce-style="width: 49.0244%;"><div class="field--label">Type</div></td><td style="width: 47.9756%;" data-mce-style="width: 47.9756%;"><span>Wire Management</span></td></tr><tr><td style="width: 49.0244%;" data-mce-style="width: 49.0244%;">Color<br></td><td style="width: 47.9756%;" data-mce-style="width: 47.9756%;">Black</td></tr><tr><td style="width: 49.0244%;" data-mce-style="width: 49.0244%;">Material<br></td><td style="width: 47.9756%;" data-mce-style="width: 47.9756%;"><div class="product--variation-field--variation_field_product_material__9800 field field--name-field-product-material field--type-string field--label-inline"><div class="field--item"><span>Other</span></div></div></td></tr><tr><td style="width: 49.0244%;" data-mce-style="width: 49.0244%;"><span>Application</span></td><td style="width: 47.9756%;" data-mce-style="width: 47.9756%;"><span>Other</span></td></tr></tbody></table><p><strong><br>Warranty</strong><br data-mce-fragment="1"></p><ul><li>25Â Year Standard Warranty.</li></ul><p>* Refer to warranty document for terms and conditions<br data-mce-fragment="1"></p><table width="100%"><tbody></tbody></table><p><br><strong>Detailed Information</strong><br></p><section id="product-description" class="description"><div class="product--variation-field--variation_field_product_description__9770 field field--name-field-product-description field--type-text-long field--label-hidden field--item"><p>UNIRAC E-BOSS is a complete line of electrical balance of systems components which integrate with UNIRAC mounting systems.Â </p></div></section><div class="product--variation-field--variation_field_product_data_store__9770 field field--name-field-product-data-store field--type-entity-reference field--label-hidden field--item"><div class="eck-entity"><strong>High reliability</strong><br></div></div><p>Cell interconnections and diode placement use well-established industry practice and are field-proven to provide excellent reliability.</p><p>Full integration<br></p><p>To be 100% sure you get every install 100% perfect, insist that your entire system is 100%</p><p><span>Installation is simple and the compatibility is remarkable.</span></p>
USMS100-0629 | 2.97 | C250IMC-1B-G | Prosolar C250IMC-1B-G Black Mid Clamp, 42.0-46.4MM | <table width="100%" data-mce-fragment="1"><tbody data-mce-fragment="1"><tr data-mce-fragment="1"><td style="width: 955.59px;" data-mce-fragment="1" data-mce-style="width: 955.59px;"><strong>PROSOLAR C250IMC-1B-G BLACK MID CLAMP, 42.0-46.4MM</strong></td></tr><tr data-mce-fragment="1"><td style="width: 955.59px;" data-mce-fragment="1" data-mce-style="width: 955.59px;"><p>The clamping system consists of end clamps and mid clamps to attach the module frame to the RoofTracÂ® support rail. This fully integrated clamping system actually changes the structural properties of the aluminum channel making it significantly stronger. This design allows solar modules to be installed at a lower profile to the roof, providing a more aesthetically pleasing installation.</p><p>Module clamps are specifically designed, extruded and engineered for each specific module frame. Their innovative clamping system provides inward tension on the module frame securing the laminate in the frame. Channel nuts with a grounding bus bar slide easily into position to hold the mid clamps, while the green lock washer indicates the proper electircal bond.</p><p><strong>SPECIFICATIONS</strong><br></p><table width="100%"><tbody><tr><td style="width: 48.2638%;" data-mce-style="width: 48.2638%;"><span>Model</span></td><td style="width: 47.7362%;" data-mce-style="width: 47.7362%;">C250IMC-1B-G</td></tr><tr><td style="width: 48.2638%;" data-mce-style="width: 48.2638%;"><span>Series</span></td><td style="width: 47.7362%;" data-mce-style="width: 47.7362%;"><span>-</span></td></tr><tr><td style="width: 48.2638%;" data-mce-style="width: 48.2638%;"><span>Manufacturer</span></td><td style="width: 47.7362%;" data-mce-style="width: 47.7362%;">Prosolar</td></tr></tbody></table></td></tr></tbody></table><p><br><strong>GENERAL SPECIFICATIONS</strong><br></p><table width="100%"><tbody><tr><td style="width: 49.0244%;" data-mce-style="width: 49.0244%;"><span>Finish</span></td><td style="width: 47.9756%;" data-mce-style="width: 47.9756%;">Black<br></td></tr><tr><td style="width: 49.0244%;" data-mce-style="width: 49.0244%;"><span>Panel Thickness</span></td><td style="width: 47.9756%;" data-mce-style="width: 47.9756%;"><span>(30.7mm to 31.2mm)</span></td></tr><tr><td style="width: 49.0244%;" data-mce-style="width: 49.0244%;"><span>Quantity</span></td><td style="width: 47.9756%;" data-mce-style="width: 47.9756%;"><span>1</span></td></tr><tr><td style="width: 49.0244%;" data-mce-style="width: 49.0244%;">Dimensions</td><td style="width: 47.9756%;" data-mce-style="width: 47.9756%;"><span>1.25 x 1.25 x 2.00 inches</span></td></tr></tbody></table><p><strong>Warranty</strong><br data-mce-fragment="1"></p><ul><li><span>10 years Standard warranty</span></li></ul><p>* Refer to warranty document for terms and conditions<br data-mce-fragment="1"></p><table width="100%"><tbody></tbody></table><p><br><strong>Detailed Information</strong></p><p><span>The clamping system consists of end clamps and mid clamps to attach the module frame to the RoofTrac support rail. This fully integrated clamping system actually changes the structural properties of the aluminum channel making it significantly stronger. This design allows solar modules to be installed at a lower profile to the roof, providing a more aesthetically pleasing installation. Module clamps are specifically designed, extruded and engineered for each specific module frame. Their innovative clamping system provides inward tension on the module frame securing the laminate in the frame. Channel nuts slide easily into position to hold the end clamps and mid clamps.</span></p><p><span></span><strong>High Reliability</strong></p><p>High reliability due to lower heat dissipation</p><p>The most cost effective and easy to install rail mounting system</p><p>Aluminum and Stainless Steel components for corrosion resistance and strength</p><p>Sleek, low profile design for great looking installs</p>
USMS100-0630 | 6.59 | 11830 | OATEY 11830 Galv Clear Flashing | <table width="100%" data-mce-fragment="1"><tbody data-mce-fragment="1"><tr data-mce-fragment="1"><td style="width: 955.59px;" data-mce-fragment="1" data-mce-style="width: 955.59px;"><strong>OATEY 11830 GALV CLEAR FLASHING</strong></td></tr><tr data-mce-fragment="1"><td style="width: 955.59px;" data-mce-fragment="1" data-mce-style="width: 955.59px;"><p data-mce-fragment="1"><span>Oatey Galvanized No-Calk Solar Flashings are designed for commercial and residential applications that require a watertight seal for roof penetrations around the plumbing vent pipe. Self-sealing collar slides over pipe and requires no caulking.Â </span></p><p><strong>SPECIFICATIONS</strong><br></p><table width="100%"><tbody><tr><td style="width: 48.2638%;" data-mce-style="width: 48.2638%;"><span>Model</span></td><td style="width: 47.7362%;" data-mce-style="width: 47.7362%;">OATEY 11830</td></tr><tr><td style="width: 48.2638%;" data-mce-style="width: 48.2638%;"><span>Series</span></td><td style="width: 47.7362%;" data-mce-style="width: 47.7362%;"><span>-</span></td></tr><tr><td style="width: 48.2638%;" data-mce-style="width: 48.2638%;"><span>Manufacturer</span></td><td style="width: 47.7362%;" data-mce-style="width: 47.7362%;">OATEY<br></td></tr></tbody></table></td></tr></tbody></table><p><br><strong>GENERAL SPECIFICATIONS</strong><br></p><table width="100%"><tbody><tr><td style="width: 49.0244%;" data-mce-style="width: 49.0244%;">Material</td><td style="width: 47.9756%;" data-mce-style="width: 47.9756%;">Galvanized Steel</td></tr><tr><td style="width: 49.0244%;" data-mce-style="width: 49.0244%;"><span>Pipe Diameter</span></td><td style="width: 47.9756%;" data-mce-style="width: 47.9756%;">0.5 in. - 1 in.</td></tr><tr><td style="width: 49.0244%;" data-mce-style="width: 49.0244%;"><span>Weight</span></td><td style="width: 47.9756%;" data-mce-style="width: 47.9756%;">0.7 lb.</td></tr><tr><td style="width: 49.0244%;" data-mce-style="width: 49.0244%;"><span>Color</span></td><td style="width: 47.9756%;" data-mce-style="width: 47.9756%;">Unfinished</td></tr></tbody></table><p><strong>Warranty</strong><br data-mce-fragment="1"></p><ul><li><span>25 years Standard warranty</span></li></ul><p>* Refer to warranty document for terms and conditions</p><p><strong>Documentation</strong><br></p><table width="100%"><tbody><tr><td style="width: 24%;" data-mce-style="width: 24%;"><a href="https://cdn.shopify.com/s/files/1/0566/3408/1340/files/Galvanized_No-Calk_Flashings_Data_Sheet.pdf?v=1678428708"><span style="color: #2b00ff;" data-mce-style="color: #2b00ff;">Data Sheet</span></a></td></tr></tbody></table><p><br><strong>Detailed Information</strong></p><p><span>Oatey 0.5" to 1" Galvanized 9" x 12.5" Base No-Calk Roof Flashing can be used in commercial and residential applications where a watertight seal for roof penetrations around the plumbing vent pipe is required.</span></p><p><span></span><strong>High Reliability</strong></p><p>High reliability due to lower heat dissipation</p><p>Non-fading sealing collar.</p><p>Rated 180Â°F continuous heat.</p><p>ESM Flashings (only) have collar and base separate to allow for easier installation.</p><p>Approved for Type B installations.</p>
USMS100-0295 | 22.06 | U-LA 403214C | Unirac U-LA 403214C Mill Rear Cap | <table data-mce-fragment="1" width="100%"><tbody data-mce-fragment="1"><tr data-mce-fragment="1"><td data-mce-fragment="1" style="width: 955.59px;" data-mce-style="width: 955.59px;"><strong>Unirac U-LA 403214C Mill Rear Cap</strong></td></tr><tr data-mce-fragment="1"><td data-mce-fragment="1" style="width: 955.59px;" data-mce-style="width: 955.59px;"><p data-mce-fragment="1"><strong data-mce-fragment="1">Rear Leg Cap</strong><span data-mce-fragment="1">Â </span>- Attaches front horizontal pipe to vertical pipes and anchors upper end of north-south braces. Available in steel and aluminum options.</p><h4 data-mce-fragment="1">Includes</h4><ul data-mce-fragment="1"><li data-mce-fragment="1">3/8-inch Hardware: Cross-Brace Bolt Sized for Pipe</li><li data-mce-fragment="1">1 Flange Nut</li><li data-mce-fragment="1">4 Set Screws</li></ul><p data-mce-fragment="1">UniRac designed U-LA's to support a wider range of site and climactic challenges than any other PV structure on the market. U-LA aluminum or steel components merge with SolarMount rails and installer-supplied steel pipe to form durable, rigid truss structures. U-LA aluminum or steel components are used to combine installer-supplied Schedule 40 or 80 steel pipe (available anywhere) to create a durable structure that can accommodate uneven, rocky, sloping terrain or heavy coastal winds.<br></p></td></tr></tbody></table><p><strong><br>SPECIFICATIONS</strong></p><table width="100%"><tbody><tr><td style="width: 48.2638%;"><span>Model</span></td><td style="width: 47.7362%;">403214CÂ </td></tr><tr><td style="width: 48.2638%;"><span>Series</span></td><td style="width: 47.7362%;"><span>U-LA</span></td></tr><tr><td style="width: 48.2638%;"><span>Manufacturer</span></td><td style="width: 47.7362%;">UNIRAC</td></tr></tbody></table><p><strong><br>GENERAL SPECIFICATIONS</strong><br></p><table width="100%"><tbody><tr><td style="width: 49.0244%;" data-mce-style="width: 49.0244%;"><span>Item Weight</span></td><td style="width: 47.9756%;" data-mce-style="width: 47.9756%;"><span>1.5 lb</span></td></tr><tr><td style="width: 49.0244%;" data-mce-style="width: 49.0244%;"><span>Dimensions (LxWxH)</span></td><td style="width: 47.9756%;" data-mce-style="width: 47.9756%;"><span>7 x 7 x 3 inches</span></td></tr></tbody></table><p><strong><br>Warranty</strong><br data-mce-fragment="1"></p><ul><li>Manufacturer Warranty 25 Years</li></ul><p>* Refer to warranty document for terms and conditions<br><br data-mce-fragment="1"><strong>Documentation</strong></p><table width="100%"><tbody><tr><td style="width: 24%;" data-mce-style="width: 24%;"><span style="color: #2b00ff;" data-mce-style="color: #2b00ff;">Data Sheet</span></td></tr></tbody></table><p><br><strong>Detailed Information</strong><br></p><p>Custom-designed arrays for ground or flat roof applications</p><p>Design software to ensure minimum attachments without overstressing any roof member</p><p>Optimal tilt angle and array clearance over other rooftop equipment</p><p>Accommodates uneven, rocky, sloping terrain or heavy costal winds</p><p>Better alternative than designing from scratch</p><p>Lightweight components ship economically and combine easily with installer-supplied Schedule 40 or 80 steel pipe, available everywhere</p><p><strong>High reliability</strong></p><p>Uses SolarMount standard and HD (heavy duty) rails</p><p>Ready with design documentation and testing reports</p><p>Capable of withstanding Zone 4 seismic events or extreme wind or snow loads</p><p>Diagonally braced</p>
USMS100-0631 | 9.52 | 004400D | Unirac 004400D 4" Dark Standoff | <table width="100%" data-mce-fragment="1"><tbody data-mce-fragment="1"><tr data-mce-fragment="1"><td style="width: 955.59px;" data-mce-fragment="1" data-mce-style="width: 955.59px;"><strong>UNIRAC 004400D 4" DARK STANDOFF</strong></td></tr><tr data-mce-fragment="1"><td style="width: 955.59px;" data-mce-fragment="1" data-mce-style="width: 955.59px;"><p><span>Unirac is the professionals' choice for residential PV mounting applications. Every aspect of the system is designed for an easier, faster installation experience.Â Unirac is a complete solution with revolutionary universal clamps, FLASHKIT PRO, full system UL 2703 certification and a 25-year warranty. Not only is Solarmount easy to install, but best-in-class aesthetics make it the most attractive on any block</span></p></td></tr></tbody></table><p><strong><br>SPECIFICATIONS</strong></p><table width="100%"><tbody><tr><td style="width: 48.2638%;"><span>Model</span></td><td style="width: 47.7362%;">UNIRAC 004400D 4"</td></tr><tr><td style="width: 48.2638%;"><span>Series</span></td><td style="width: 47.7362%;">-</td></tr><tr><td style="width: 48.2638%;"><span>Manufacturer</span></td><td style="width: 47.7362%;">UNIRAC</td></tr></tbody></table><p><strong><br>GENERAL SPECIFICATION</strong><br></p><table width="100%"><tbody><tr><td style="width: 49.0244%;" data-mce-style="width: 49.0244%;"><div class="field--label"><span>Dimensions</span></div></td><td style="width: 47.9756%;" data-mce-style="width: 47.9756%;"><span>4 In.</span></td></tr><tr><td style="width: 49.0244%;" data-mce-style="width: 49.0244%;"><span data-mce-fragment="1">Type</span><br></td><td style="width: 47.9756%;" data-mce-style="width: 47.9756%;"><span data-mce-fragment="1">Standoff</span><br></td></tr><tr><td style="width: 49.0244%;" data-mce-style="width: 49.0244%;"><span data-mce-fragment="1">Finish</span><br></td><td style="width: 47.9756%;" data-mce-style="width: 47.9756%;"><div class="product--variation-field--variation_field_product_material__9800 field field--name-field-product-material field--type-string field--label-inline"><div class="field--item"><span>Bronze Anodized</span></div></div></td></tr><tr><td style="width: 49.0244%;" data-mce-style="width: 49.0244%;"><span>Material</span></td><td style="width: 47.9756%;" data-mce-style="width: 47.9756%;"><span>Aluminum</span></td></tr></tbody></table><p><strong><br>Warranty</strong><br data-mce-fragment="1"></p><ul><li>25Â Year Standard Warranty.</li></ul><p>* Refer to warranty document for terms and conditions<br data-mce-fragment="1"><strong>Documentation</strong></p><table width="100%"><tbody><tr><td style="width: 24%;" data-mce-style="width: 24%;"><a href="https://cdn.shopify.com/s/files/1/0566/3408/1340/files/2-Piece_Standoff.pdf?v=1678683315"><span style="color: #2b00ff;" data-mce-style="color: #2b00ff;">Data Sheet</span></a></td></tr></tbody></table><p><br><strong>Detailed Information</strong><br></p><section id="product-description" class="description"><div class="product--variation-field--variation_field_product_description__9770 field field--name-field-product-description field--type-text-long field--label-hidden field--item"><p><span>When flashed installations are necessary, such as on tile roofs, use standoffs. Two-piece aluminum standoffs allow for precise flashing positioning over a protected base before the standoff is mounted. There are four common heights for standoffs: 3, 4, 6, and 7 inches. There are appropriate flashings open</span></p></div></section><div class="product--variation-field--variation_field_product_data_store__9770 field field--name-field-product-data-store field--type-entity-reference field--label-hidden field--item"><div class="eck-entity"><strong>High reliability</strong><br></div></div><p>Cell interconnections and diode placement use well-established industry practice and are field-proven to provide excellent reliability.</p><p>Concealed universal clamps with end caps that refine the finished look.</p><p><span>System is compatible with multiple mid and end clamp solution</span></p><p>Optional front trim assures maximum curb appeal with superior aesthetics</p>
USMS100-0287 | 131.79 | 410246M | Unirac Solarmount 410246m 246" (21') Mill Heavy Duty Rail | <table data-mce-fragment="1" width="100%"><tbody data-mce-fragment="1"><tr data-mce-fragment="1"><td data-mce-fragment="1" style="width: 955.59px;" data-mce-style="width: 955.59px;"><strong>UNIRAC SOLARMOUNT 410246M 246" (21') MILL HEAVY DUTY RAIL</strong></td></tr><tr data-mce-fragment="1"><td data-mce-fragment="1" style="width: 955.59px;" data-mce-style="width: 955.59px;"><p><span>SolarMount Rail HD (Heavy Duty) rail adds strength to PV PoleTops, U-LA's and custom applications requiring long spans.</span></p><p><strong>SPECIFICATIONS</strong></p><table width="100%"><tbody><tr><td style="width: 48.2638%;" data-mce-style="width: 48.2638%;"><span>Model</span></td><td style="width: 47.7362%;" data-mce-style="width: 47.7362%;">410246MÂ </td></tr><tr><td style="width: 48.2638%;" data-mce-style="width: 48.2638%;"><span>Series</span></td><td style="width: 47.7362%;" data-mce-style="width: 47.7362%;"><span>SolarMount</span></td></tr><tr><td style="width: 48.2638%;" data-mce-style="width: 48.2638%;"><span>Manufacturer</span></td><td style="width: 47.7362%;" data-mce-style="width: 47.7362%;">UNIRAC</td></tr></tbody></table></td></tr></tbody></table><p><br><strong>GENERAL SPECIFICATIONS</strong><br></p><table width="100%"><tbody><tr><td style="width: 49.0244%;" data-mce-style="width: 49.0244%;"><span>Item Weight</span></td><td style="width: 47.9756%;" data-mce-style="width: 47.9756%;"><span>27Â lb</span></td></tr><tr><td style="width: 49.0244%;" data-mce-style="width: 49.0244%;"><span>Dimensions (LxWxH)</span></td><td style="width: 47.9756%;" data-mce-style="width: 47.9756%;"><span>240 x 1 x 3 inches</span></td></tr></tbody></table><p><strong>Warranty</strong><br data-mce-fragment="1"></p><ul><li>Manufacturer Warranty 25 Years</li></ul><p>* Refer to warranty document for terms and conditions<br data-mce-fragment="1"><strong>Documentation</strong></p><table width="100%"><tbody><tr><td style="width: 24%;" data-mce-style="width: 24%;"><span style="color: #2b00ff;" data-mce-style="color: #2b00ff;">Data Sheet</span></td></tr></tbody></table><p><br><strong>Detailed Information</strong></p><p>Flush, high-profile or low-profile configurations</p><p>Roof or ground mount</p><p>Pitched or flat roof</p><p>Minimized penetration with longer attachment spans than competitive products.</p><p>Grounding and wire management options</p><p><strong>High reliability</strong></p><p>Three rail options to accommodate any job site</p><p>Incorporated into other major product lines</p>
USMS100-0115 | 8.19 | ATH-01-M1 | Ironridge UFO ATH-01-M1 Tile Hook Side Mount | <table data-mce-fragment="1" width="100%"><tbody data-mce-fragment="1"><tr data-mce-fragment="1"><td data-mce-fragment="1" style="width: 955.59px;" data-mce-style="width: 955.59px;"><strong>Ironridge UFO ATH-01-M1 Tile Hook Side Mount</strong></td></tr><tr data-mce-fragment="1"><td data-mce-fragment="1" style="width: 955.59px;" data-mce-style="width: 955.59px;"><p>The innovative Knockout Tile replacement mount installs fast on roofs with or without battens, no matter whether flat, S, or W tile. No adjusting or tile grinding required.Â Solar installs on tile roofs can be messy and complicated. These jobs often require tile grinding to ensure fit, a struggle to align mounting components, and extensive searches to find the replacements for broken tiles.</p><p>The IronRidge Knockout Tile is the solution. The replacement mount rapidly and reliably integrates into the existing roof system. With the strike of a hammer, you create a solid stack of high-performance, form-fitting components which fully encases the waterproof seal. The result? Unprecedented speed and flexibility during installation.</p><p><strong>SPECIFICATIONS</strong></p><table width="100%"><tbody><tr><td style="width: 48.2638%;" data-mce-style="width: 48.2638%;"><span>Model</span></td><td style="width: 47.7362%;" data-mce-style="width: 47.7362%;">UFO ATH-01-M1</td></tr><tr><td style="width: 48.2638%;" data-mce-style="width: 48.2638%;"><span>Series</span></td><td style="width: 47.7362%;" data-mce-style="width: 47.7362%;">-<br></td></tr><tr><td style="width: 48.2638%;" data-mce-style="width: 48.2638%;"><span>Manufacturer</span></td><td style="width: 47.7362%;" data-mce-style="width: 47.7362%;">Ironridge<br></td></tr></tbody></table></td></tr></tbody></table><p><br><strong>GENERAL SPECIFICATION</strong><br></p><table width="100%"><tbody><tr></tr><tr><td style="width: 49.0244%;" data-mce-style="width: 49.0244%;"><span>Type</span></td><td style="width: 47.9756%;" data-mce-style="width: 47.9756%;">Hook Side Mount</td></tr><tr><td style="width: 49.0244%;" data-mce-style="width: 49.0244%;">Weight</td><td style="width: 47.9756%;" data-mce-style="width: 47.9756%;">1.95</td></tr></tbody></table><p><strong>Warranty</strong><br data-mce-fragment="1"></p><ul><li>25 Year Standard Warranty.</li></ul><p>* Refer to warranty document for terms and conditions<br data-mce-fragment="1"><strong>Documentation</strong></p><table width="100%"><tbody><tr><td style="width: 24%;" data-mce-style="width: 24%;"><a href="https://cdn.shopify.com/s/files/1/0566/3408/1340/files/ironridge_cut_sheet_all_tile_hook.pdf?v=1678358992"><span style="color: #2b00ff;" data-mce-style="color: #2b00ff;">Data Sheet</span></a></td></tr></tbody></table><p><br><strong>Detailed Information</strong><br></p><div class="mTab"><div class="divsWrap"><div class="showBlock" id="descriptionSection"><p itemprop="description"><span>All Tile Hook is a simple adjustable roof attachment for mounting solar on tile roofs. It works with flat, S, and W tiles with optional deck flashing and has 7/16" hardware-making it a single socket installation</span></p></div></div></div><p><strong>High reliability</strong><br></p><p>Cell interconnections and diode placement use well-established industry practice and are field-proven to provide excellent reliability.</p><p>Strong and relieble</p>
USMS100-0294 | 53.84 | 320208M | UNIRAC SOLARMOUNT 320208M 208" (17') MILL RAIL | <table width="100%" data-mce-fragment="1"><tbody data-mce-fragment="1"><tr data-mce-fragment="1"><td style="width: 955.59px;" data-mce-style="width: 955.59px;" data-mce-fragment="1"><strong>UNIRAC SOLARMOUNT 320208M 208" (17') MILL RAIL</strong></td></tr><tr data-mce-fragment="1"><td style="width: 955.59px;" data-mce-style="width: 955.59px;" data-mce-fragment="1"><p><span>UniRac's SolarMount system sets the standard for solar racking, and the system's components are all built to get you off the roof as quickly as possible. Their grounding and bonding process removes the need for copper wire and grounding belts, saving you money in the long run. UniRac's latest Superior Aesthetics Package features a sleek clean edge and new front trim for improved curb appeal, and installation requires no special brackets. With revolutionary universal clamps, FlashKit Pro, full device UL 2703 certification, and a 25-year warranty, SolarMount is a complete solution.</span></p><p><strong>SPECIFICATIONS</strong></p><table width="100%"><tbody><tr><td style="width: 48.2638%;" data-mce-style="width: 48.2638%;"><span>Model</span></td><td style="width: 47.7362%;" data-mce-style="width: 47.7362%;">320208MÂ </td></tr><tr><td style="width: 48.2638%;" data-mce-style="width: 48.2638%;"><span>Series</span></td><td style="width: 47.7362%;" data-mce-style="width: 47.7362%;"><span>SolarMount</span></td></tr><tr><td style="width: 48.2638%;" data-mce-style="width: 48.2638%;"><span>Manufacturer</span></td><td style="width: 47.7362%;" data-mce-style="width: 47.7362%;">UNIRAC</td></tr></tbody></table></td></tr></tbody></table><p><br><strong>GENERAL SPECIFICATIONS</strong><br></p><table width="100%"><tbody><tr><td style="width: 49.0244%;" data-mce-style="width: 49.0244%;"><span>Item Weight</span></td><td style="width: 47.9756%;" data-mce-style="width: 47.9756%;"><span>13 lb</span></td></tr><tr><td style="width: 49.0244%;" data-mce-style="width: 49.0244%;"><span>Dimensions (LxWxH)</span></td><td style="width: 47.9756%;" data-mce-style="width: 47.9756%;"><span>208 x 4 x 3 inches</span></td></tr></tbody></table><p><strong>Warranty</strong><br data-mce-fragment="1"></p><ul><li>Manufacturer Warranty 25 Years</li></ul><p>* Refer to warranty document for terms and conditions<br data-mce-fragment="1"><strong>Documentation</strong></p><table width="100%"><tbody><tr><td style="width: 24%;" data-mce-style="width: 24%;"><span style="color: #2b00ff;" data-mce-style="color: #2b00ff;">Data Sheet</span></td></tr></tbody></table><p><br><strong>Detailed Information</strong><br></p><p><span>Roofs may be pitched or smooth.</span></p><p><span data-mce-fragment="1">Components that are easy to install. Penetration is reduced, and attachment spans are longer than competitive products.Â </span><br><br><span data-mce-fragment="1">Configurations include flush, high-profile, and low-profile.</span><br></p><p><strong>High reliability</strong></p><p><span>The universal Solarmount rail system has two options which can be assembled into a wide variety of PV mounting structures to accommodate any job site.</span></p><p><span>Standard rails give you ultimate flexibility, including bottom mounting and tilt-up options.</span></p><p><span>Components that are easy to install.Â </span></p>
USMS100-0336 | 0.97 | 008013S | Unirac Solarmount 008013S T-Bolt | <table width="100%" data-mce-fragment="1"><tbody data-mce-fragment="1"><tr data-mce-fragment="1"><td style="width: 955.59px;" data-mce-fragment="1" data-mce-style="width: 955.59px;"><strong>Unirac Solarmount 008013S T-bolt</strong></td></tr><tr data-mce-fragment="1"><td style="width: 955.59px;" data-mce-fragment="1" data-mce-style="width: 955.59px;"><p><span>SolarMount pre-assembled stainless steel bolt &amp; nut, attaches and bonds microinverter to rail. Washer at base keeps bolt upright for ease of assembly.</span></p><p><strong>SPECIFICATIONS</strong></p><table width="100%"><tbody><tr><td style="width: 48.2638%;" data-mce-style="width: 48.2638%;"><span>Model</span></td><td style="width: 47.7362%;" data-mce-style="width: 47.7362%;">008013S</td></tr><tr><td style="width: 48.2638%;" data-mce-style="width: 48.2638%;"><span>Series</span></td><td style="width: 47.7362%;" data-mce-style="width: 47.7362%;"><span>SolarMount</span></td></tr><tr><td style="width: 48.2638%;" data-mce-style="width: 48.2638%;"><span>Manufacturer</span></td><td style="width: 47.7362%;" data-mce-style="width: 47.7362%;">UNIRAC</td></tr></tbody></table></td></tr></tbody></table><p><br><strong>GENERAL SPECIFICATIONS</strong><br></p><table width="100%"><tbody><tr><td style="width: 49.0244%;" data-mce-style="width: 49.0244%;"><span>Item Weight</span></td><td style="width: 47.9756%;" data-mce-style="width: 47.9756%;"><span>0.1 lb</span></td></tr><tr><td style="width: 49.0244%;" data-mce-style="width: 49.0244%;"><span>Dimensions (LxWxH)</span></td><td style="width: 47.9756%;" data-mce-style="width: 47.9756%;"><span>0.25 x 0.25 x 0.5 inches</span></td></tr></tbody></table><p><strong>Warranty</strong><br data-mce-fragment="1"></p><ul><li>Manufacturer Warranty 25 Years</li></ul><p>* Refer to warranty document for terms and conditions<br data-mce-fragment="1"><strong>Documentation</strong></p><table width="100%"><tbody><tr><td style="width: 24%;" data-mce-style="width: 24%;"><span style="color: #2b00ff;" data-mce-style="color: #2b00ff;">Data Sheet</span></td></tr></tbody></table><p><br><strong>Detailed Information</strong></p><p>The stainless steel construction ensures durability and corrosion resistance, making it suitable for use in a variety of environments.</p><p>The T-bolt is designed to fit module thicknesses of 1/4" x 3/4", making it a versatile choice for a variety of solar panel installations.</p><p>Components in the SOLARMOUNT series are pre-assembled and optimized to reduce installation steps and save labor time.<br></p><p><strong>High reliability</strong></p><p>The new grounding &amp; bonding process reduces copper wire and eliminates grounding straps or bonding jumpers, reducing costs.</p><p>The microinverter mount with a wire management clip makes installation easier.</p>
USMS100-0404 | 25.9 | 307107M | UNIRAC 307107M 12" Clear Adjustable Tilt Leg | <table width="100%" data-mce-fragment="1"><tbody data-mce-fragment="1"><tr data-mce-fragment="1"><td style="width: 955.59px;" data-mce-fragment="1" data-mce-style="width: 955.59px;"><strong>UNIRAC 307107M 12" CLEAR ADJUSTABLE TILT LEG</strong></td></tr><tr data-mce-fragment="1"><td style="width: 955.59px;" data-mce-fragment="1" data-mce-style="width: 955.59px;"><p><span>The UNIRIC System is designed to meet the needs of commercial solar - navigating complex roof layouts, while also handling the most extreme environmental conditions.</span><br></p></td></tr></tbody></table><p><strong><br>SPECIFICATIONS</strong></p><table width="100%"><tbody><tr><td style="width: 48.2638%;"><span>Model</span></td><td style="width: 47.7362%;">UNIRAC 307107MÂ 12"</td></tr><tr><td style="width: 48.2638%;"><span>Series</span></td><td style="width: 47.7362%;">-</td></tr><tr><td style="width: 48.2638%;"><span>Manufacturer</span></td><td style="width: 47.7362%;">UNIRAC</td></tr></tbody></table><p><strong><br>GENERAL SPECIFICATION</strong><br></p><table width="100%"><tbody><tr><td style="width: 49.0244%;" data-mce-style="width: 49.0244%;"><div class="field--label">Type</div></td><td style="width: 47.9756%;" data-mce-style="width: 47.9756%;"><span>Tilt Leg</span></td></tr><tr><td style="width: 49.0244%;" data-mce-style="width: 49.0244%;">Color<br></td><td style="width: 47.9756%;" data-mce-style="width: 47.9756%;">Clear<br></td></tr><tr><td style="width: 49.0244%;" data-mce-style="width: 49.0244%;">Material<br></td><td style="width: 47.9756%;" data-mce-style="width: 47.9756%;"><div class="product--variation-field--variation_field_product_material__9800 field field--name-field-product-material field--type-string field--label-inline"><div class="field--item"><span data-mce-fragment="1">Aluminum</span></div></div></td></tr><tr><td style="width: 49.0244%;" data-mce-style="width: 49.0244%;"><span>Application</span></td><td style="width: 47.9756%;" data-mce-style="width: 47.9756%;"><span>Pole Mount - Top</span></td></tr></tbody></table><p><strong><br>Warranty</strong><br data-mce-fragment="1"></p><ul><li>25Â Year Standard Warranty.</li></ul><p>* Refer to warranty document for terms and conditions<br data-mce-fragment="1"><strong>Documentation</strong></p><table width="100%"><tbody><tr><td style="width: 24%;" data-mce-style="width: 24%;"><a href="https://cdn.myced.com/images/Products/ZZ0000/ZZ0275/00000/ZZ027500058_DS.pdf"><span style="color: #2b00ff;" data-mce-style="color: #2b00ff;">Data Sheet</span></a></td></tr></tbody></table><p><br><strong>Detailed Information</strong><br></p><section id="product-description" class="description"><div class="product--variation-field--variation_field_product_description__9770 field field--name-field-product-description field--type-text-long field--label-hidden field--item"><p><span>Minimize the vertical height of your arrayâ€”to hide an array behind a parapet, for example. You can also optimize tilt angle on a pitched roof to maximize system performance. Tilt angle depends on leg length and the make and model of your PV modules. Use standard rail with all tilt legs.</span></p></div></section><div class="product--variation-field--variation_field_product_data_store__9770 field field--name-field-product-data-store field--type-entity-reference field--label-hidden field--item"><div class="eck-entity"><strong>High reliability</strong><br></div></div><p>Cell interconnections and diode placement use well-established industry practice and are field-proven to provide excellent reliability.</p><p>Each leg contains a square tube, a strut insert, and fasteners.</p><p>Low profile solutions require the addition of two (2) L-foot for each leg.</p><p>Note that usable lengths are 2" less than stated because holes are drilled 1" from ends.</p>
USSB100-0086 | 11500 | HQCAESS1118 | Hanwha Q CELLS HQCAESS1118 7.6kw Energy Storage System (18.9kwh Capacity) | <p>The Q.HOME+ ESS HYB-G1/AC-G1 energy storage solution offers scalable storage capacity from 4.5 kWh up to 18.95 kWh and comes in a modular design for easy and fast installation. The system is offered in both DC-coupled and AC-coupled configurations and can connect up to three batteries in series using only one inverter and battery management system (BMS). The system includes an integrated backup power function for 100% of the rated inverter output to support critical loads in the event of power failure and offers remote monitoring using the Q.HOME+ web portal or Q.HOME+ ESS mobile app.<br data-mce-fragment="1"></p><p><strong>Features</strong></p><ul><li>Fully-wrapped QCELLS system. One contact for any troubleshooting, no finger pointing.</li><li>DC and AC coupled are available using the same hardware. Our hybrid inverter can replace PV and battery inverters</li><li>Most kilowatt hours stored for the dollar, including a $500 Q.PARTNER rebate per system installed</li><li>7.5kW continuous in backup</li><li>44.3A surge in backup.</li><li>Up to 4 MPPTs capable of up to 3.6kW per MPPT (150-500v window)</li><li>NEMA 3R and 4X and recommended temp rating to 113 degrees</li></ul><p><strong>Specification</strong></p><ul><li>Operating temperature inverter / storage: 32~ 113 (0~45Â°C)/32~ 113 (0~45Â°C)</li><li>Relative humidity: 0-100</li><li>Enclosure rating: Type 4X</li><li>Mounting: Wall mounted</li><li>Max. operating height without power loss: 2000</li><li>Cooling method: Natural</li><li>Noise emissions: â‰¤35</li><li>Max. input power: 9.12</li><li>Max. input voltage [VDC]: 600</li><li>Shutdown voltage: 80</li><li>Maximum DC power per MPPT: 3.6</li></ul><p><a href="https://cdn.shopify.com/s/files/1/0566/3408/1340/files/3086_349-0097_Data_Sheet_b29e7f48-52d4-4444-aa4c-7f39813cbc0d.pdf?v=1691131315">DATASHEET</a></p>
USSS100-0026 | 7653.09 | ENCHARGE-10T-1P-NA | Enphase Encharge ENCHARGE-10T-1P-NA 3.8KW Energy Storage System (10.5kawh Capacity) | <p data-mce-fragment="1">Introducing the Encharge 10â„¢ - an exceptional all-in-one AC-coupled storage system designed to elevate your energy independence and backup capabilities. Comprising three base Encharge 3â„¢ storage units, this system offers a total usable energy capacity of 10.1 kWh, coupled with twelve embedded grid-forming microinverters. Its versatility allows you to connect multiple Encharge 10â„¢ storage systems, maximizing your potential for comprehensive whole-home backup.</p><p data-mce-fragment="1"><strong data-mce-fragment="1">Key Features</strong>:</p><ul data-mce-fragment="1"><li data-mce-fragment="1"><strong data-mce-fragment="1">Ample Energy Capacity</strong>: The Encharge 10â„¢ seamlessly combines three Encharge 3â„¢ storage units, offering a total usable energy capacity of 10.1 kWh. This abundant energy reserve ensures your home's power needs are met.</li><li data-mce-fragment="1"><strong data-mce-fragment="1">Embedded Grid-Forming Microinverters</strong>: With twelve built-in grid-forming microinverters, the Encharge 10â„¢ efficiently converts harvested energy into usable AC electricity, ready to power your home.</li><li data-mce-fragment="1"><strong data-mce-fragment="1">Reliability and Simplicity</strong>: The Enphase storage system is renowned for its reliability, smart functionality, simplicity, and safety. It fulfills two crucial roles â€“ storing excess energy for later use and providing backup power during outages.</li><li data-mce-fragment="1"><strong data-mce-fragment="1">Seamless Integration</strong>: The IQ 8X-BAT microinverters work in harmony with the Enchargeâ„¢ batteries, making installation hassle-free and ensuring optimal system performance.</li><li data-mce-fragment="1"><strong data-mce-fragment="1">Designed for Flexibility</strong>: Whether for new solar installations or retrofitting existing setups, the Encharge 10â„¢ is adaptable, allowing installers to tailor the system size to meet specific energy needs.</li></ul><p data-mce-fragment="1"><strong data-mce-fragment="1">Updated Form Factor</strong>: Please note that this model features an updated form factor and may differ from the previous model (ENCHARGE-10-1P-NA).</p><p data-mce-fragment="1"><strong data-mce-fragment="1">Comprehensive Documentation</strong>: For detailed technical specifications, installation guidelines, and more, refer to the provided</p><p data-mce-fragment="1"><a href="https://cdn.shopify.com/s/files/1/0566/3408/1340/files/3309_480-0133_Data_Sheet.pdf?v=1676567179" data-mce-fragment="1" data-mce-href="https://cdn.shopify.com/s/files/1/0566/3408/1340/files/3309_480-0133_Data_Sheet.pdf?v=1676567179" target="_new">Data Sheet (Created 10/21/2021)</a>.</p><p data-mce-fragment="1">Elevate your energy capabilities with Encharge 10â„¢, an intelligent and dependable solution that empowers you to take control of your energy usage and enjoy uninterrupted power during outages.</p><p data-mce-fragment="1">Â </p><ul></ul>
USMS100-0632 | 6.56 | 17608 | QuickBolt 17608 Flat Tile Roof Hook, Side Mount Rails | <strong>QuickBOLT &gt; 90Â° Flat Tile Roof Hook Kit - 38mm Height with 5/16" x 3" Mounting Screws</strong><p><br><strong>Manufacturer part name: 17608</strong></p><p>90Â° Flat Tile Roof Hook, 38mm Height, Kit with 5/16" x 3" Solar Mounting Screws<br>Kit Quantity: 20 Hooks and 40 Screws</p><strong>Product Description</strong><p>90Â° Flat Tile Roof Hook for side mount rails with 38mm height. Made with Type 304 stainless steel to provide strength and rigidity for more efficient solar panel installation. The 10mm x 38mm rail attachment slot accepts 5/16" or 3/8" bolts. Use our #14 or 5/16" Solar Mounting Screws in the 9mm mounting screw holes.</p><p>Weight: 22.12 lb</p><span></span>
USMS100-0633 | 6.02 | RibBracket | S-5! Ribbracket Metal Roof Clamp | <table width="100%" data-mce-fragment="1"><tbody data-mce-fragment="1"><tr data-mce-fragment="1"><td style="width: 955.59px;" data-mce-fragment="1" data-mce-style="width: 955.59px;"><strong>S-5! RIBBRACKET METAL ROOF CLAMP</strong></td></tr><tr data-mce-fragment="1"><td style="width: 955.59px;" data-mce-fragment="1" data-mce-style="width: 955.59px;"><p><span data-mce-fragment="1">The RibBracket can be used to mount almost anything to the most traditional exposed-fastened, trapezoidal roof profiles currently on the market in North America. There are no sticky sealants to deal with! Leaks have no chance! The RibBracket comes with a factory-applied EPDM rubber gasket seal on the base and the S-5! the proprietary reservoir keeps the EPDM from drying out and cracking.</span>ge.<br></p></td></tr></tbody></table><p><strong><br>SPECIFICATIONS</strong><br></p><table width="100%"><tbody><tr><td style="width: 48.2638%;"><span>Model</span></td><td style="width: 47.7362%;"><span>RibBracket</span></td></tr><tr><td style="width: 48.2638%;"><span>Series</span></td><td style="width: 47.7362%;"><span>-</span></td></tr><tr><td style="width: 48.2638%;"><span>Manufacturer</span></td><td style="width: 47.7362%;">S-5!</td></tr></tbody></table><p><strong><br>GENERAL SPECIFICATIONS</strong><br></p><table width="100%"><tbody><tr><td style="width: 49.0244%;" data-mce-style="width: 49.0244%;"><span>Item Weight</span></td><td style="width: 47.9756%;" data-mce-style="width: 47.9756%;"><span>0.05 lb</span></td></tr><tr><td style="width: 49.0244%;" data-mce-style="width: 49.0244%;"><span>Dimensions (LxWxH)</span></td><td style="width: 47.9756%;" data-mce-style="width: 47.9756%;"><span>2 x 2 x 1.5 inches</span></td></tr><tr><td style="width: 49.0244%;" data-mce-style="width: 49.0244%;"><span>Product Line</span></td><td style="width: 47.9756%;" data-mce-style="width: 47.9756%;"><span>Clamps</span></td></tr><tr><td style="width: 49.0244%;" data-mce-style="width: 49.0244%;"><span>Material</span></td><td style="width: 47.9756%;" data-mce-style="width: 47.9756%;"><span>Aluminum</span></td></tr><tr><td style="width: 49.0244%;" data-mce-style="width: 49.0244%;">Technology</td><td style="width: 47.9756%;" data-mce-style="width: 47.9756%;"><span>Mounting Clamp</span></td></tr></tbody></table><p><strong><br>Warranty</strong><br data-mce-fragment="1"></p><ul><li>Manufacturer WarrantyÂ 25 Years</li></ul><p>* Refer to warranty document for terms and conditions<br data-mce-fragment="1"><strong>Documentation</strong></p><table width="100%"><tbody><tr><td style="width: 24%;" data-mce-style="width: 24%;"><a href="https://connect.soligent.net/site/Item%20Documents/2826_260-0786%20Brochure.pdf"><span style="color: #2b00ff;" data-mce-style="color: #2b00ff;">Data Sheet</span></a></td></tr></tbody></table><p><br><strong>Detailed Information</strong><br></p><p>The RibBracket is directly attached to the panel's crown, straddling the profile. There is no need to prepare the surface; simply wipe away any excess oil or dirt, align, and apply. Secure the supporting roof material with the necessary fasteners or Bulb-tite rivets through the pre-punched holes. RibBracket is the ideal complement to our S-5-PV Pack, or any other ancillary use, as it removes the possibility of cold bridging! RibBracket is extremely cost-effective and allows for fast and simple installation.</p><p><strong>High reliability</strong></p><p>The slotted top hole, which accepts regular M8 nuts and bolts, makes alignment easier and gives you more choices when it comes to adding ancillaries.RibBracket is a structural aluminum attachment bracket that works with most traditional metal roofing materials as well as many North American trapezoidal profiles.</p>
USMS100-0318 | 2.99 | 302035M-1 | Unirac Solarmount 302035M End Clamp | <table width="100%" data-mce-fragment="1"><tbody data-mce-fragment="1"><tr data-mce-fragment="1"><td style="width: 955.59px;" data-mce-fragment="1" data-mce-style="width: 955.59px;"><strong>UNIRAC SOLARMOUNT 302035M END CLAMP</strong></td></tr><tr data-mce-fragment="1"><td style="width: 955.59px;" data-mce-fragment="1" data-mce-style="width: 955.59px;"><p data-mce-fragment="1">UniRac's SolarMount Pro Series is the professionals' choice for residential PV mounting applications. It is also ideal for homeowner's because every aspect of the system is designed for an easier, faster installation experience. SolarMount is a complete solution with revolutionary universal mid and end clamps, FlashKit Pro, full system UL 2703 certification and a 25-year warranty. Not only is SolarMount easy to install, but best-in-class aesthetics make it the most attractive on any block!</p><p data-mce-fragment="1">The revolutionary concealed design of the 302035M SolarMount Pro Series Universal End Clamp creates superior aesthetics. This universal clamp secures any size module frame. Easy to access bolt head makes for a simple installation. The 302035M also includes and End Cap.</p><p data-mce-fragment="1"><strong data-mce-fragment="1">Ordering End Clamps:</strong><span data-mce-fragment="1">Â </span>You will need 4 for each row of modules you planÂ to mount.</p><p><strong>SPECIFICATIONS</strong></p><table width="100%"><tbody><tr><td style="width: 48.2638%;" data-mce-style="width: 48.2638%;"><span>Model</span></td><td style="width: 47.7362%;" data-mce-style="width: 47.7362%;"><span>302035M</span></td></tr><tr><td style="width: 48.2638%;" data-mce-style="width: 48.2638%;"><span>Series</span></td><td style="width: 47.7362%;" data-mce-style="width: 47.7362%;"><span>SolarMount</span></td></tr><tr><td style="width: 48.2638%;" data-mce-style="width: 48.2638%;"><span>Manufacturer</span></td><td style="width: 47.7362%;" data-mce-style="width: 47.7362%;">UNIRAC</td></tr></tbody></table></td></tr></tbody></table><p><br><strong>GENERAL SPECIFICATIONS</strong><br></p><table width="100%"><tbody><tr><td style="width: 49.0244%;" data-mce-style="width: 49.0244%;"><span>Item Weight</span></td><td style="width: 47.9756%;" data-mce-style="width: 47.9756%;"><span>0.15Â lb</span></td></tr><tr><td style="width: 49.0244%;" data-mce-style="width: 49.0244%;"><span>Dimensions (LxWxH)</span></td><td style="width: 47.9756%;" data-mce-style="width: 47.9756%;"><span>4.25 x 1.75 x 1 inches</span></td></tr></tbody></table><p><strong>Warranty</strong><br data-mce-fragment="1"></p><ul><li>Manufacturer Warranty 25 Years</li></ul><p>* Refer to warranty document for terms and conditions<br data-mce-fragment="1"><strong>Documentation</strong></p><table width="100%"><tbody><tr><td style="width: 24%;" data-mce-style="width: 24%;"><a href="https://ressupply.com/documents/unirac/SolarMount_Universal_Clamp_Data_Sheet.pdf"><span style="color: #2b00ff;" data-mce-style="color: #2b00ff;">Data Sheet</span></a></td></tr></tbody></table><p><br><strong>Detailed Information</strong><br></p><p>SolarMount is the professionalsâ€™ choice for residential PV mounting applications. Every aspect of the system is designed for an easier, faster installation experience. <br><br>SolarMount is a complete solution with revolutionary universal clamps, FLASHKIT PRO, full system UL 2703 certification and a 25-year warranty. <br><br>Not only is SolarMount easy to install, but best-in-class aesthetics make it the most attractive on any block!</p><p><strong>High reliability</strong></p><p><span>Installers will be able to get off the roof quicker than ever before thanks to recent improvements. Pre-assembled and optimized components minimize assembly steps and labor time.</span></p><p><span>To save money, our new grounding and bonding process uses less copper wire and doesn't use grounding straps or bonding jumpers.</span></p>
USIN100-0054 | 1099 | SE3800A-USS2RLCB2 | SolarEdge Storedge SE3800A-US SE3800A-USS2RLCB2 3.8KW 1-Ph Inverter | <div class="flex-1 overflow-hidden"><div class="react-scroll-to-bottom--css-wfwih-79elbk h-full dark:bg-gray-800"><div class="react-scroll-to-bottom--css-wfwih-1n7m0yu"><div class="flex flex-col text-sm dark:bg-gray-800"><div class="group w-full text-token-text-primary border-b border-black/10 dark:border-gray-900/50 bg-gray-50 dark:bg-[#444654]" data-testid="conversation-turn-68"><div class="p-4 justify-center text-base md:gap-6 md:py-6 m-auto"><div class="flex flex-1 gap-4 text-base mx-auto md:gap-6 md:max-w-2xl lg:max-w-[38rem] xl:max-w-3xl }"><div class="relative flex w-[calc(100%-50px)] flex-col gap-1 md:gap-3 lg:w-[calc(100%-115px)]"><div class="flex flex-grow flex-col gap-3 max-w-full"><div class="min-h-[20px] flex flex-col items-start gap-3 overflow-x-auto whitespace-pre-wrap break-words"><div class="markdown prose w-full break-words dark:prose-invert light"><div class="flex-1 overflow-hidden"><div class="react-scroll-to-bottom--css-wfwih-79elbk h-full dark:bg-gray-800"><div class="react-scroll-to-bottom--css-wfwih-1n7m0yu"><div class="flex flex-col text-sm dark:bg-gray-800"><div data-testid="conversation-turn-68" class="group w-full text-token-text-primary border-b border-black/10 dark:border-gray-900/50 bg-gray-50 dark:bg-[#444654]"><div class="p-4 justify-center text-base md:gap-6 md:py-6 m-auto"><div class="flex flex-1 gap-4 text-base mx-auto md:gap-6 md:max-w-2xl lg:max-w-[38rem] xl:max-w-3xl }"><div class="relative flex w-[calc(100%-50px)] flex-col gap-1 md:gap-3 lg:w-[calc(100%-115px)]"><div class="flex flex-grow flex-col gap-3 max-w-full"><div class="min-h-[20px] flex flex-col items-start gap-3 overflow-x-auto whitespace-pre-wrap break-words"><div class="markdown prose w-full break-words dark:prose-invert light"><p>Featuring SolarEdge Power Optimizers, this single-phase, grid-tied inverter operates with enhanced efficiency and user-friendliness. Thanks to its DC-to-AC power conversion and voltage regulation, the unit achieves an optimal 97% weighted efficiency. The inverter comes with a monitoring receiver that collects data from all Power Optimizers and transmits it to the SolarEdge monitoring portal for performance analysis.</p><h4>Specifications:</h4><ul><li><strong>Model</strong>: SE3800A-USS2RLCB2</li><li><strong>Series</strong>: N/A</li><li><strong>Manufacturer</strong>: SolarEdge</li><li><strong>Type</strong>: Grid-Tie</li><li><strong>Operating Temperature Range</strong>: -25Â°C - 60Â°C</li></ul><h4>Electrical Data:</h4><p><em>Note: Data specific to Electrical Output and Input was not provided.</em></p><h4>General Information:</h4><ul><li><strong>Weight</strong>: 51.2 lbs</li><li><strong>Dimensions</strong>: 30.5" x 12.5" x 7.2"</li></ul><h4>Warranty:</h4><ul><li>Manufacturer's warranty for 12 years, extendable to 20 or 25 years.</li><li><em>Refer to the warranty document for terms and conditions</em></li></ul><h4>Documentation:</h4><ul><li><a href="https://cdn.shopify.com/s/files/1/0566/3408/1340/files/SolarEdge-se-single-phase-us-inverter-SE3000A-US-thru-SE11400A-US-datasheet.pdf?v=1678165462" target="_new">Data Sheet</a></li></ul><h4>Detailed Information:</h4><p>The SolarEdge DC-AC PV inverter is specifically designed to work with the SolarEdge power optimizers. With MPPT and voltage management handled separately for each module by the power optimizer, the inverter is only responsible for the DC to AC inversion. The single-phase solar inverter has an integrated proprietary data monitoring receiver that aggregates performance data from each PV module. This data is then transmitted to the web and accessed via the SolarEdge monitoring portal for performance analysis, fault detection, and troubleshooting.</p><h4>Additional Features:</h4><ul><li><strong>High Reliability</strong>: The unit is small, lightweight, and easy to install on the provided bracket.</li></ul></div></div></div></div></div></div></div></div></div></div></div><div class="absolute bottom-0 left-0 w-full border-t md:border-t-0 dark:border-white/20 md:border-transparent md:dark:border-transparent md:bg-vert-light-gradient bg-white dark:bg-gray-800 md:!bg-transparent dark:md:bg-vert-dark-gradient pt-2 md:pl-2 md:w-[calc(100%-.5rem)]"><form class="stretch mx-2 flex flex-row gap-3 last:mb-2 md:mx-4 md:last:mb-6 lg:mx-auto lg:max-w-2xl xl:max-w-3xl"><div class="relative flex h-full flex-1 items-stretch md:flex-col"><div class="flex w-full items-center"><br></div></div></form></div></div></div></div></div></div></div></div></div></div></div></div>
USMS100-0587 | 4.49 | VERSAGARD | S-5-Versagard METAL ROOF L-FOOT | <table width="100%" data-mce-fragment="1"><tbody data-mce-fragment="1"><tr data-mce-fragment="1"><td style="width: 955.59px;" data-mce-fragment="1" data-mce-style="width: 955.59px;"><strong>S-5-VERSAGARD METAL ROOF L-FOOT</strong></td></tr><tr data-mce-fragment="1"><td style="width: 955.59px;" data-mce-fragment="1" data-mce-style="width: 955.59px;"><p><span>At an incredibly low cost, VersaGard can significantly reduce the risks associated with snow avalanches sliding off roofs and dropping tons of snow onto everything in their way. A VersaGard pipe snow retention device operates without obstructing the roof's lines and is much more durable than adhesive-mounted snow guards. VersaGard can also be used instead of an L-foot to support photovoltaic panel installation. VersaGard can be positioned parallel or perpendicular to the roofline and fits with most rail or racking systems.</span></p><p><strong>SPECIFICATIONS</strong></p><table width="100%"><tbody><tr><td style="width: 48.2638%;" data-mce-style="width: 48.2638%;"><span>Model</span></td><td style="width: 47.7362%;" data-mce-style="width: 47.7362%;">METAL ROOF L-FOOT</td></tr><tr><td style="width: 48.2638%;" data-mce-style="width: 48.2638%;"><span>Series</span></td><td style="width: 47.7362%;" data-mce-style="width: 47.7362%;"><span mce-data-marked="1">-</span></td></tr><tr><td style="width: 48.2638%;" data-mce-style="width: 48.2638%;"><span>Manufacturer</span></td><td style="width: 47.7362%;" data-mce-style="width: 47.7362%;"><strong>VERSAGARD</strong></td></tr></tbody></table></td></tr></tbody></table><p><br><strong>Genral Specification</strong><br></p><table width="100%"><tbody><tr><td style="width: 49.0244%;" data-mce-style="width: 49.0244%;"><span>Item Weight</span></td><td style="width: 47.9756%;" data-mce-style="width: 47.9756%;"><span>0.2 lb</span></td></tr><tr><td style="width: 49.0244%;" data-mce-style="width: 49.0244%;"><span>Dimensions (LxWxH)</span></td><td style="width: 47.9756%;" data-mce-style="width: 47.9756%;"><span>3.25 x 2.25 x 4 inches</span></td></tr></tbody></table><p><strong>Warranty</strong><br data-mce-fragment="1"></p><ul><li>Limited Lifetime Warranty<br></li></ul><p><strong>Documentation</strong></p><table width="100%"><tbody><tr><td style="width: 24%;" data-mce-style="width: 24%;"><a href="https://cdn.shopify.com/s/files/1/0566/3408/1340/files/2841_260-0780_Brochure.pdf?v=1678518779"><span style="color: #2b00ff;" data-mce-style="color: #2b00ff;">Data Sheet</span></a></td></tr></tbody></table><p><br><strong>Detailed Information</strong><br></p><p>VersaGard can be used with almost any exposed-fastened trapezoidal profile. There are no sticky sealants to deal with! Leaks have no chance! VersaGard comes with factory-applied butyl sealant already in the cap, and the S-5!-patented reservoir prevents the sealant from drying out and cracking.</p><p>It's easy to set up! VersaGard is installed directly into the roof's supporting framework, such as wood decking, wood or steel purlins, or trusses, in the flat of the panel. There is no need to prepare the surface; just wipe away any excess oil or dirt, peel the release paper from the foundation, align, and apply. Use the right screws for the supporting structure to secure into the pre-punched holes.</p><p><strong>High reliability</strong></p><p><span>A VersaGard pipe snow retention device operates without obstructing the roof's lines and is much more durable than adhesive-mounted snow guards.</span></p><p>VersaGard can be positioned parallel or perpendicular to the roofline and fits with most rail or racking systems.</p>
USMS100-0588 | 3.97 | 6660108006 | EJOT 6660108006 HANGER BOLT | <table width="100%" data-mce-fragment="1"><tbody data-mce-fragment="1"><tr data-mce-fragment="1"><td style="width: 955.59px;" data-mce-fragment="1" data-mce-style="width: 955.59px;"><strong>EJOT 6660108006 HANGER BOLT</strong></td></tr><tr data-mce-fragment="1"><td style="width: 955.59px;" data-mce-fragment="1" data-mce-style="width: 955.59px;"><div class="theme-has-static-header" id="main-container"><div class="shopping-layout-content" id="content"><div data-root-component-id="ProductDetails.Full.View" class="view product-detail" id="ProductDetails.Full.View"><div class="product-details-full"><article class="product-details-full-content"><section data-view="Product.Information"><div class="product-details-information-content"><div class="product-details-information-content-container"><div role="tabpanel"><div data-action="tab-content" data-type="information-content" class="product-details-information-tab-content"><div data-pusher="sc-pushable-xs" data-id="product-details-information-0" data-action="pushable" id="product-details-information-tab-0" class="product-details-information-tab-content-panel active" role="tabpanel" itemprop="description"><div data-type="information-content-text" class="product-details-information-tab-content-container" id="product-details-information-tab-content-container-0"><p>EJOT, Stainless Steel Hanger Bolt for wood, 8mm dia x 80mm long Lag, 10mm dia x 50mm Stud, JA3-SB-8.0x80/50-FZD, Qty. 1, 6660108006</p></div></div></div></div></div></div></section></article></div></div></div></div><p><strong>SPECIFICATIONS</strong></p><table width="100%"><tbody><tr><td style="width: 48.2638%;" data-mce-style="width: 48.2638%;"><span>Model</span></td><td style="width: 47.7362%;" data-mce-style="width: 47.7362%;">6660108006</td></tr><tr><td style="width: 48.2638%;" data-mce-style="width: 48.2638%;"><span>Series</span></td><td style="width: 47.7362%;" data-mce-style="width: 47.7362%;">-<br></td></tr><tr><td style="width: 48.2638%;" data-mce-style="width: 48.2638%;"><span>Manufacturer</span></td><td style="width: 47.7362%;" data-mce-style="width: 47.7362%;">EJOT</td></tr></tbody></table></td></tr></tbody></table><p><br><strong>GENERAL SPECIFICATION</strong><br></p><table width="100%"><tbody><tr></tr><tr><td style="width: 49.0244%;" data-mce-style="width: 49.0244%;"><span>Manufacturer</span></td><td style="width: 47.9756%;" data-mce-style="width: 47.9756%;">EJOT</td></tr><tr><td style="width: 49.0244%;" data-mce-style="width: 49.0244%;"><span>Weight</span></td><td style="width: 47.9756%;" data-mce-style="width: 47.9756%;"><span mce-data-marked="1">5</span></td></tr><tr><td style="width: 49.0244%;" data-mce-style="width: 49.0244%;"><span>Color</span></td><td style="width: 47.9756%;" data-mce-style="width: 47.9756%;">Silver</td></tr></tbody></table><p><strong>Warranty</strong><br data-mce-fragment="1"></p><ul><li>12 Year Standard Warranty.</li></ul><p>* Refer to warranty document for terms and conditions<br data-mce-fragment="1"></p><p><br><strong>Detailed Information</strong><br></p><p data-mce-fragment="1">EJOT, Stainless Steel Hanger Bolt for wood, 8mm dia x 80mm long Lag, 10mm dia x 50mm Stud, JA3-SB-8.0x80/50-FZD, Qty. 1, 6660108006</p><div class="sc-fSDTcK eIQEGF"><strong>High reliability</strong><br></div><p>Cell interconnections and diode placement use well-established industry practice and are field-proven to provide excellent reliability.</p><p>Strong and Hard</p>
USIN100-0055 | 1938.68 | SE7600H-US000BNI4 | Solaredge HD-WAVE SE7600H-US000BNI4 7.6KW 1-ph Inverter | <ul data-sourcepos="3:1-16:0" data-mce-fragment="1"><li data-sourcepos="3:1-6:208" data-mce-fragment="1"><ul data-sourcepos="4:5-6:208" data-mce-fragment="1"><li data-sourcepos="4:5-4:202" data-mce-fragment="1">The SolarEdge HD-WAVE SE7600H-US000BNI4 is a 7.6kW single-phase inverter with HD-Wave technology. It is designed for use in the United States and can be used with a variety of solar panel systems.</li><li data-sourcepos="5:5-5:161" data-mce-fragment="1">The inverter features a high efficiency of up to 98.5%, making it a great choice for homeowners and businesses looking to save money on their energy bills.</li><li data-sourcepos="6:5-6:208" data-mce-fragment="1">It also has a number of features that make it a good choice for homes with battery backup, including a DC-coupled design and the ability to connect to up to 3 inverters for up to 22.8kW of backup power.</li></ul></li><li data-sourcepos="7:1-16:0" data-mce-fragment="1"><strong data-mce-fragment="1">Specification:</strong><ul data-sourcepos="8:5-16:0" data-mce-fragment="1"><li data-sourcepos="8:5-8:24" data-mce-fragment="1">Rated Power: 7.6kW</li><li data-sourcepos="9:5-9:36" data-mce-fragment="1">Input Voltage Range: 90-480VAC</li><li data-sourcepos="10:5-10:34" data-mce-fragment="1">Output Voltage Range: 240VAC</li><li data-sourcepos="11:5-11:29" data-mce-fragment="1">Efficiency: Up to 98.5%</li><li data-sourcepos="12:5-12:37" data-mce-fragment="1">Dimensions: (LxWxH): 16 x 10 x 22.5 inches</li><li data-sourcepos="13:5-13:20" data-mce-fragment="1">Weight: 89 lbs</li><li data-sourcepos="14:5-14:76" data-mce-fragment="1">Communication Protocol: RS485, Ethernet, Wi-Fi (Operational), Cellular</li><li data-sourcepos="15:5-16:0" data-mce-fragment="1">Warranty: 12-25 years</li></ul></li></ul><p data-sourcepos="17:1-17:88" data-mce-fragment="1">Here are some of the benefits of using the SolarEdge HD-WAVE SE7600H-US000BNI4 inverter:</p><ul data-sourcepos="19:1-24:0" data-mce-fragment="1"><li data-sourcepos="19:1-19:140" data-mce-fragment="1">High efficiency: The inverter can convert up to 98.5% of the solar energy into electricity, which can save you money on your energy bills.</li><li data-sourcepos="20:1-20:173" data-mce-fragment="1">HD-Wave technology: The inverter uses HD-Wave technology, which allows it to produce a pure sine wave output, making it a good choice for homes with sensitive electronics.</li><li data-sourcepos="21:1-21:159" data-mce-fragment="1">Built-in consumption monitoring: The inverter comes with built-in consumption monitoring, so you can track how much energy your home is using and generating.</li><li data-sourcepos="22:1-22:162" data-mce-fragment="1">DC-coupled design: The inverter is DC-coupled, which means it can be connected directly to a battery. This makes it a good choice for homes with battery backup.</li><li data-sourcepos="23:1-24:0" data-mce-fragment="1">Scalable: The inverter can be scaled up to 22.8kW by connecting up to 3 inverters. This makes it a good choice for homes with large solar panel systems or homes that want to add battery backup.</li></ul><p data-sourcepos="25:1-25:159" data-mce-fragment="1">If you are looking for a high-efficiency, reliable, and safe solar inverter with HD-Wave technology, the SolarEdge HD-WAVE SE7600H-US000BNI4 is a great option.</p><p data-sourcepos="27:1-27:86" data-mce-fragment="1">Here are some additional features of the SolarEdge HD-WAVE SE7600H-US000BNI4 inverter:</p><ul data-sourcepos="29:1-33:0" data-mce-fragment="1"><li data-sourcepos="29:1-29:47" data-mce-fragment="1">Supports 2 MPPTs for maximum solar harvesting</li><li data-sourcepos="30:1-30:64" data-mce-fragment="1">Grid-forming technology for seamless integration with the grid</li><li data-sourcepos="31:1-31:72" data-mce-fragment="1">Supports V2G (vehicle-to-grid) technology for bidirectional power flow</li><li data-sourcepos="32:1-33:0" data-mce-fragment="1">Remote monitoring and control via the SolarEdge App</li></ul><p data-sourcepos="34:1-34:315" data-mce-fragment="1">The SolarEdge HD-WAVE SE7600H-US000BNI4 is a powerful and versatile solar inverter that can be used to meet the needs of a variety of homeowners and businesses. It is a great choice for those looking for a high-efficiency, reliable, and safe inverter with HD-Wave technology, as well as battery backup capabilities.</p>
USMS100-0589 | 8 | XR1000-BOSS-01-M1 | Ironridge XR1000-BOSS-01-M1 Mill Bonded Structural Splice | <table data-mce-fragment="1" width="100%"><tbody data-mce-fragment="1"><tr data-mce-fragment="1"><td data-mce-fragment="1"><strong>IRONRIDGE XR1000-BOSS-01-M1 MILL BONDED STRUCTURAL SPLICE</strong></td></tr><tr data-mce-fragment="1"><td data-mce-fragment="1"><p><span>The BOSS (Bonded Structural Splice) provides a strong, bonded connection for XR Rails. No assembly, tools, or hardware required. The built-in bonding spring has teeth that bite into rail, creating a connection that meets all UL standards. The BOSS eliminates restrictions around splice locations. Place it anywhere along the span (except the outside cantilever).</span></p><table width="100%"><tbody><tr><td><table width="100%"><tbody><tr><td style="width: 51.4725%;" data-mce-style="width: 51.4725%;"></td><td style="width: 45.8759%;" data-mce-style="width: 45.8759%;"><br></td></tr><tr><td style="width: 51.4725%;" data-mce-style="width: 51.4725%;"><div style="text-align: start;"><img style="margin-bottom: 16px; float: none;" src="https://cdn.shopify.com/s/files/1/0566/3408/1340/files/Screenshot_15_480x480.png?v=1676539817" alt="Description image"></div></td><td style="width: 45.8759%;" data-mce-style="width: 45.8759%;"><br></td></tr><tr><td style="width: 51.4725%;" data-mce-style="width: 51.4725%;"></td><td style="width: 45.8759%;" data-mce-style="width: 45.8759%;"></td></tr></tbody></table><strong>Specifications</strong><table width="100%"><tbody><tr><td style="width: 48.2638%;" data-mce-style="width: 48.2638%;"><span>Model</span></td><td style="width: 47.7362%;" data-mce-style="width: 47.7362%;">IRONRIDGE XR1000-BOSS-01-M1</td></tr><tr><td style="width: 48.2638%;" data-mce-style="width: 48.2638%;"><span>Series</span></td><td style="width: 47.7362%;" data-mce-style="width: 47.7362%;">XR100 Bonded Splice</td></tr><tr><td style="width: 48.2638%;" data-mce-style="width: 48.2638%;"><span>Manufacturer</span></td><td style="width: 47.7362%;" data-mce-style="width: 47.7362%;">Iron Ridge<br></td></tr></tbody></table></td></tr></tbody></table><p><br><strong>GENERAL SPECIFICATION</strong><br></p><table width="100%"><tbody><tr></tr><tr><td style="width: 49.0244%;" data-mce-style="width: 49.0244%;">TypeÂ </td><td style="width: 47.9756%;" data-mce-style="width: 47.9756%;"><span>Splice</span></td></tr><tr><td style="width: 49.0244%;" data-mce-style="width: 49.0244%;">Dimension<br></td><td style="width: 47.9756%;" data-mce-style="width: 47.9756%;">12 Inch</td></tr><tr><td style="width: 49.0244%;" data-mce-style="width: 49.0244%;">MaterialÂ </td><td style="width: 47.9756%;" data-mce-style="width: 47.9756%;">Aluminum</td></tr><tr><td style="width: 49.0244%;" data-mce-style="width: 49.0244%;">ColorÂ </td><td style="width: 47.9756%;" data-mce-style="width: 47.9756%;">Silver<br></td></tr><tr><td style="width: 49.0244%;" data-mce-style="width: 49.0244%;">ApplicationÂ </td><td style="width: 47.9756%;" data-mce-style="width: 47.9756%;"><span>Residential</span></td></tr></tbody></table><p><strong>Warranty</strong><br data-mce-fragment="1"></p><ul><li>25 Years Product Warranty.<br></li></ul><p>* Refer to warranty document for terms and conditions<br data-mce-fragment="1"><strong>Documentation</strong></p><table width="100%"><tbody><tr><td style="width: 24%;" data-mce-style="width: 24%;"><a href="https://cdn.shopify.com/s/files/1/0566/3408/1340/files/ZZ084700251_DS.pdf?v=1678425296"><span style="color: #2b00ff;" data-mce-style="color: #2b00ff;">Data Sheet</span></a></td></tr></tbody></table><p><br><strong>Detailed Information</strong></p><p><span>The XR100-BOSS-01-M1 BOSSâ„¢ (Bonded Structural Splice) provides a truly seamless, hidden connection for XR-100 Rails. The built-in bonding springs have teeth that bite inside the rail, creating a bonded rail connection that meets all UL standards without any extra tools or hardware. In addition, the BOSSâ„¢ eliminates installation restrictions around splice locations by allowing you to place it anywhere along the span, except the outside cantilever.</span></p><p><strong>High reliability</strong></p><p>Cell interconnections and diode placement use well-established industry practice and are field-proven to provide excellent reliability.</p><p>Protect against buckling</p><p>Safely and efficiently transfer loads to the building structure</p><p>Superior spanning capability requires fewer roof attchments, reducing the number of roof penetrations</p><p>Compatible with flat &amp; pitched roofs</p></td></tr></tbody></table>
USIN100-0056 | 2641.91 | SE11400H-US000BEI4 | SolarEdge, SE11400H-US SE11400H-US000BEI4, HD-Wave, 1-Ph, Grid Tied Inverter | <p data-mce-fragment="1">The <strong data-mce-fragment="1">SolarEdge SE11400H-US</strong> is a 1-Phase HD-Wave Grid-Tied Inverter with a power rating of 11.4kW and an output voltage of 240Vac operating at 60 Hz. This inverter is designed for residential solar installations and comes equipped with advanced features. It features 3 unfused input channels and provides Ground-Fault/Arc-Fault Protection for safety. The inverter is built to withstand harsh conditions, with an operating temperature as low as -40Â°C. It includes AC-RSD (Rapid Shutdown) functionality along with RGM (Revenue Grade Meter) and Consumption Meter capabilities (additional CTs required). The inverter is UL1741-SA certified and SetApp Enabled, offering easy setup and monitoring. It's also compatible with the Energy Net Communicator.</p><p data-mce-fragment="1"><strong data-mce-fragment="1">Specifications:</strong></p><ul data-mce-fragment="1"><li data-mce-fragment="1"><strong data-mce-fragment="1">Model:</strong> SE11400H-US</li><li data-mce-fragment="1"><strong data-mce-fragment="1">Type:</strong> HD-Wave Grid Tied Inverter</li><li data-mce-fragment="1"><strong data-mce-fragment="1">Power Rating:</strong> 11.4kW</li><li data-mce-fragment="1"><strong data-mce-fragment="1">Output Voltage:</strong> 240Vac</li><li data-mce-fragment="1"><strong data-mce-fragment="1">Frequency:</strong> 60 Hz</li><li data-mce-fragment="1"><strong data-mce-fragment="1">Input Channels:</strong> 3 Unfused</li><li data-mce-fragment="1"><strong data-mce-fragment="1">Warranty:</strong> 12 Years</li><li data-mce-fragment="1"><strong data-mce-fragment="1">Protection:</strong> Ground-Fault/Arc-Fault Protection</li><li data-mce-fragment="1"><strong data-mce-fragment="1">Communication:</strong> RS485 and Ethernet</li><li data-mce-fragment="1"><strong data-mce-fragment="1">Operating Temperature:</strong> -40Â°C</li><li data-mce-fragment="1"><strong data-mce-fragment="1">Additional Features:</strong> AC-RSD (Rapid Shutdown), RGM &amp; Consumption Meter (requires additional CTs)</li><li data-mce-fragment="1"><strong data-mce-fragment="1">Certifications:</strong> UL1741-SA, SetApp Enabled</li><li data-mce-fragment="1"><strong data-mce-fragment="1">Compatibility:</strong> Energy Net Communicator</li><li data-sourcepos="9:5-9:36"><strong>Input Voltage Range:</strong> 90-480VAC</li><li data-sourcepos="11:5-11:27"><strong>Efficiency:</strong> Up to 99%</li><li data-sourcepos="12:5-12:42"><strong>Dimensions: </strong>(LxWxH): 16 x 16 x 40 inches</li><li data-sourcepos="13:5-13:20"><strong>Weight:</strong>Â 46 lbs</li></ul><p data-mce-fragment="1"><strong data-mce-fragment="1">Warranty:</strong> SolarEdge provides a <strong data-mce-fragment="1">12-year limited product warranty</strong> for their inverters. For more details, refer to the <a href="https://cdn.shopify.com/s/files/1/0566/3408/1340/files/SolarEdge_HD-Wave_Warranty_4.pdf?v=1676564384" data-mce-fragment="1" data-mce-href="https://cdn.shopify.com/s/files/1/0566/3408/1340/files/SolarEdge_HD-Wave_Warranty_4.pdf?v=1676564384" target="_new">SolarEdge HD-Wave Inverter Warranty document</a>.</p>
USMS100-0374 | 88.98 | 411246M | Unirac GFT 411246M 246" (21') Mill Ground Tilt Rail | <table width="100%" data-mce-fragment="1"><tbody data-mce-fragment="1"><tr data-mce-fragment="1"><td style="width: 955.59px;" data-mce-style="width: 955.59px;" data-mce-fragment="1"><strong>UNIRAC GFT 411246M 246" (21') MILL GROUND TILT RAIL</strong></td></tr><tr data-mce-fragment="1"><td style="width: 955.59px;" data-mce-style="width: 955.59px;" data-mce-fragment="1"><p><span>The UNIRAC System is designed to meet the needs of commercial solar - navigating complex roof layouts, while also handling the most extreme environmental conditions.</span><br></p><p><strong>SPECIFICATIONS</strong></p><table width="100%"><tbody><tr><td style="width: 48.2638%;" data-mce-style="width: 48.2638%;"><span>Model</span></td><td style="width: 47.7362%;" data-mce-style="width: 47.7362%;">UNIRAC 411246M</td></tr><tr><td style="width: 48.2638%;" data-mce-style="width: 48.2638%;"><span>Series</span></td><td style="width: 47.7362%;" data-mce-style="width: 47.7362%;">-</td></tr><tr><td style="width: 48.2638%;" data-mce-style="width: 48.2638%;"><span>Manufacturer</span></td><td style="width: 47.7362%;" data-mce-style="width: 47.7362%;">UNIRAC</td></tr></tbody></table></td></tr></tbody></table><p><strong>GENERAL SPECIFICATION</strong><br></p><table width="100%"><tbody><tr><td style="width: 49.0244%;" data-mce-style="width: 49.0244%;"><div class="field--label">Type</div></td><td style="width: 47.9756%;" data-mce-style="width: 47.9756%;"><span>Rail</span></td></tr><tr><td style="width: 49.0244%;" data-mce-style="width: 49.0244%;">Color<br></td><td style="width: 47.9756%;" data-mce-style="width: 47.9756%;"><span data-mce-fragment="1">Silver</span><br></td></tr><tr><td style="width: 49.0244%;" data-mce-style="width: 49.0244%;">Material<br></td><td style="width: 47.9756%;" data-mce-style="width: 47.9756%;"><div class="product--variation-field--variation_field_product_material__9800 field field--name-field-product-material field--type-string field--label-inline"><div class="field--item"><span>Aluminum</span></div></div></td></tr><tr><td style="width: 49.0244%;" data-mce-style="width: 49.0244%;"><span>Application</span></td><td style="width: 47.9756%;" data-mce-style="width: 47.9756%;"><span>Residential</span></td></tr></tbody></table><p><strong>Warranty</strong><br data-mce-fragment="1"></p><ul><li>25Â Year Standard Warranty.</li></ul><p>* Refer to warranty document for terms and conditions<br data-mce-fragment="1"><strong>Documentation</strong></p><table width="100%"><tbody><tr><td style="width: 24%;" data-mce-style="width: 24%;"><a href="https://s3.amazonaws.com/ecodirect_docs/UNIRAC/Unirac-GFT-Ground-Fixed-Tilt/Unirac-GFT-SalesBrochure-8.pdf"><span style="color: #2b00ff;" data-mce-style="color: #2b00ff;">Data Sheet</span></a></td></tr></tbody></table><p><br><strong>Detailed Information</strong><br></p><section class="description" id="product-description"><div class="product--variation-field--variation_field_product_description__9770 field field--name-field-product-description field--type-text-long field--label-hidden field--item"><p>Mill finish rails are rails as they come straight off the mill. They are silver in color. They do not have the protective coating of an anodized rail, so they are not suitable for use in corrosive environments, such as near the ocean. However, in the right environment mill finish rails can save on material costs.</p></div></section><div class="product--variation-field--variation_field_product_data_store__9770 field field--name-field-product-data-store field--type-entity-reference field--label-hidden field--item"><div class="eck-entity"><strong>High reliability</strong><br></div></div><p>Cell interconnections and diode placement use well-established industry practice and are field-proven to provide excellent reliability.</p><p>Strong in Structure</p><p><span>They do not have the protective coating of an anodized rail</span></p>
USMS100-0319 | 2.41 | 302030M | Unirac Solarmount 302030M Mill Mid Clamp, 30-51mm | <table width="100%" data-mce-fragment="1"><tbody data-mce-fragment="1"><tr data-mce-fragment="1"><td style="width: 955.59px;" data-mce-fragment="1" data-mce-style="width: 955.59px;"><strong>Unirac Solarmount 302030M Mill Mid Clamp, 30-51mm</strong></td></tr><tr data-mce-fragment="1"><td style="width: 955.59px;" data-mce-fragment="1" data-mce-style="width: 955.59px;"><p data-mce-fragment="1">UniRac's SolarMount Pro Series is the professionals' choice for residential PV mounting applications. It is also ideal for homeowner's because every aspect of the system is designed for an easier, faster installation experience. SolarMount is a complete solution with revolutionary universal mid and end clamps, FlashKit Pro, full system UL 2703 certification and a 25-year warranty. Not only is SolarMount easy to install, but best-in-class aesthetics make it the most attractive on any block!</p><p data-mce-fragment="1">One tool and a one person install is possible with the universal, self-standing 302030M SolarMount Pro Series Universal Mid Clamp. With recessed hardware, you will achieve the clean look you value. This universal clamp secures 30mm-51mm module frames and includes UL2703 integrated bonding and a proprietary coating that prevents galling. Easy to access bolt head makes for a simple installation. The 302030M is also available in Dark aluminum.</p><p data-mce-fragment="1"><strong data-mce-fragment="1">Ordering Mid Clamps:</strong><span data-mce-fragment="1">Â </span>For each row, take one less than the number of modules in the row and multiply that figure by 2. For example, a row of 4 modules requires 6 mid clamps: (4 - 1) x 2 = 6.<br></p></td></tr></tbody></table><p><strong><br>SPECIFICATIONS</strong></p><table width="100%"><tbody><tr><td style="width: 48.2638%;"><span>Model</span></td><td style="width: 47.7362%;">302030MÂ </td></tr><tr><td style="width: 48.2638%;"><span>Series</span></td><td style="width: 47.7362%;"><span>SolarMount</span></td></tr><tr><td style="width: 48.2638%;"><span>Manufacturer</span></td><td style="width: 47.7362%;">UNIRAC</td></tr></tbody></table><p><br><strong>GENERAL SPECIFICATIONS</strong><br></p><table width="100%"><tbody><tr><td style="width: 49.0244%;" data-mce-style="width: 49.0244%;"><span>Item Weight</span></td><td style="width: 47.9756%;" data-mce-style="width: 47.9756%;"><span>0.2 lb</span></td></tr><tr><td style="width: 49.0244%;" data-mce-style="width: 49.0244%;"><span>Dimensions (LxWxH)</span></td><td style="width: 47.9756%;" data-mce-style="width: 47.9756%;"><span>1.5 x 1.5 x 2.5 inches</span></td></tr></tbody></table><p><strong>Warranty</strong><br data-mce-fragment="1"></p><ul><li>Manufacturer Warranty 25 Years</li></ul><p>* Refer to warranty document for terms and conditions<br data-mce-fragment="1"><strong>Documentation</strong></p><table width="100%"><tbody><tr><td style="width: 24%;" data-mce-style="width: 24%;"><a href="https://tandem-solar-systems.com/wp-content/uploads/2021/01/Unirac_SM_brochure.pdf"><span style="color: #2b00ff;" data-mce-style="color: #2b00ff;">Data Sheet</span></a></td></tr></tbody></table><p><br><strong>Detailed Information</strong><br></p><p><span>SolarMount defined the standard in solar racking. Recent enhancements are designed to get installers off the roof faster than ever before.</span></p><p><span data-mce-fragment="1">Components are pre-assembled and optimized to reduce installation steps and save labor time.</span><br><br><span data-mce-fragment="1">Our new grounding &amp; bonding process reduces copper wire and eliminates grounding straps or bonding jumpers to reduce costs.</span><br></p><p><strong>High reliability</strong></p><p><span>Installers will be able to get off the roof quicker than ever before thanks to recent improvements. Pre-assembled and optimized components minimize assembly steps and labor time.Â </span></p><p><span>Â To save money, our new grounding and bonding process uses less copper wire and doesn't use grounding straps or bonding jumpers.</span></p><p>Universal module clamps and MLPE/grounding lug: less SKUs &amp; more value from parts</p>
USMS100-0304 | 78.45 | 310246C | UNIRAC SOLARMOUNT 310246C 246" (21') CLEAR RAIL | <table width="100%" data-mce-fragment="1"><tbody data-mce-fragment="1"><tr data-mce-fragment="1"><td style="width: 955.59px;" data-mce-style="width: 955.59px;" data-mce-fragment="1"><strong>UNIRAC SOLARMOUNT 310246C 246" (21') CLEAR RAIL</strong></td></tr><tr data-mce-fragment="1"><td style="width: 955.59px;" data-mce-style="width: 955.59px;" data-mce-fragment="1"><p data-mce-fragment="1">UniRac's SolarMount system defined the standard in solar racking and the components of the system are designed to get you off the roof faster. Their grounding &amp; bonding process eliminates the need for copper wire and grounding straps, reducing your overall costs.Â UniRac's new Superior Aesthetics Package provides a streamlined clean edge with a new front trim for enhanced curb appeal and there no special brackets required for installation. SolarMount is a complete solution with revolutionary universal clamps, FlashKit Pro, full system UL 2703 certification and a 25-year warranty. Not only is SolarMount easy to install, but best-in-class aesthetics make it the most attractive on any block!</p><p data-mce-fragment="1">The SolarMount 310246C Rail is fully compatible with all of the existing SolarMount components and comes in a clear anodized finish. If your desired rail length exceeds 246 inches, you will need a splice kit. Spliced segments should be as close to equal lengths as possible.</p><p><strong>SPECIFICATIONS</strong></p><table width="100%"><tbody><tr><td style="width: 48.2638%;" data-mce-style="width: 48.2638%;"><span>Model</span></td><td style="width: 47.7362%;" data-mce-style="width: 47.7362%;">310246CÂ </td></tr><tr><td style="width: 48.2638%;" data-mce-style="width: 48.2638%;"><span>Series</span></td><td style="width: 47.7362%;" data-mce-style="width: 47.7362%;"><span>SolarMount</span></td></tr><tr><td style="width: 48.2638%;" data-mce-style="width: 48.2638%;"><span>Manufacturer</span></td><td style="width: 47.7362%;" data-mce-style="width: 47.7362%;">UNIRAC</td></tr></tbody></table></td></tr></tbody></table><p><br><strong>GENERAL SPECIFICATIONS</strong><br></p><table width="100%"><tbody><tr><td style="width: 49.0244%;" data-mce-style="width: 49.0244%;"><span>Item Weight</span></td><td style="width: 47.9756%;" data-mce-style="width: 47.9756%;"><span>15 lb</span></td></tr><tr><td style="width: 49.0244%;" data-mce-style="width: 49.0244%;"><span>Dimensions (LxWxH)</span></td><td style="width: 47.9756%;" data-mce-style="width: 47.9756%;"><span>246 x 2.5 x 1 inches</span></td></tr></tbody></table><p><strong>Warranty</strong><br data-mce-fragment="1"></p><ul><li>Manufacturer Warranty 25 Years</li></ul><p>* Refer to warranty document for terms and conditions<br data-mce-fragment="1"><strong>Documentation</strong></p><table width="100%"><tbody><tr><td style="width: 24%;" data-mce-style="width: 24%;"><span style="color: #2b00ff;" data-mce-style="color: #2b00ff;">Data Sheet</span></td></tr></tbody></table><p><br><strong>Detailed Information</strong><br></p><p><span data-mce-fragment="1">Maximum flexibility: Flush, high-profile or low-profile configurations, roof or ground mount, pitched or flat roof.</span><br data-mce-fragment="1"><span data-mce-fragment="1"></span></p><p><span data-mce-fragment="1">Minimized penetration with longer attachment spans than competitive products.</span></p><p><strong>High reliability</strong></p><p><span>The universal Solarmount rail system has two options which can be assembled into a wide variety of PV mounting structures to accommodate any job site.</span></p><p><span>Standard rails give you ultimate flexibility, including bottom mounting and tilt-up options.</span></p>
USMS100-0590 | 7.35 | S-5-CorruBracket | S-5! Corrubracket Metal Roof Mounting Bracket | <table width="100%" data-mce-fragment="1"><tbody data-mce-fragment="1"><tr data-mce-fragment="1"><td style="width: 955.59px;" data-mce-fragment="1" data-mce-style="width: 955.59px;"><strong>S-5! CORRUBRACKET METAL ROOF MOUNTING BRACKET</strong></td></tr><tr data-mce-fragment="1"><td style="width: 955.59px;" data-mce-fragment="1" data-mce-style="width: 955.59px;"><p><span>CorruBracket can be used to mount virtually anything to corrugated metal roofing and is compatible with 7/8" and 3/4" corrugated roofing. No messy sealants to apply! No chance for leaks! The CorruBracket comes with factory-applied sealant already in the base for a water-tight attachment.</span><br><br><span>Installation is simple! CorruBracket is mounted directly into the supporting structure of the roof, i.e. wood decking, wood or steel purlins or trusses. No surface preparation is necessary; simply wipe away excess oils and debris, peel the release paper, align and apply. Secure through the pre-punched holes using the appropriate screws for the supporting structure.<br></span></p></td></tr></tbody></table><p><strong><br>SPECIFICATIONS</strong></p><table width="100%"><tbody><tr><td style="width: 48.2638%;"><span>Model</span></td><td style="width: 47.7362%;"><span>CorruBracket</span></td></tr><tr><td style="width: 48.2638%;"><span>Series</span></td><td style="width: 47.7362%;"><span>-</span></td></tr><tr><td style="width: 48.2638%;"><span>Manufacturer</span></td><td style="width: 47.7362%;">S-5!</td></tr></tbody></table><p><strong><br>GENERAL SPECIFICATIONS</strong><br></p><table width="100%"><tbody><tr><td style="width: 49.0244%;" data-mce-style="width: 49.0244%;"><span>Item Weight</span></td><td style="width: 47.9756%;" data-mce-style="width: 47.9756%;"><span>0.2 lb</span></td></tr><tr><td style="width: 49.0244%;" data-mce-style="width: 49.0244%;"><span>Dimensions (LxWxH)</span></td><td style="width: 47.9756%;" data-mce-style="width: 47.9756%;"><span>3.5 x 2 x 2 inches</span></td></tr><tr><td style="width: 49.0244%;" data-mce-style="width: 49.0244%;"><span>Product Line</span></td><td style="width: 47.9756%;" data-mce-style="width: 47.9756%;"><span>Clamps</span></td></tr><tr><td style="width: 49.0244%;" data-mce-style="width: 49.0244%;">Roof Type</td><td style="width: 47.9756%;" data-mce-style="width: 47.9756%;"><span>Corrugated Metal</span></td></tr></tbody></table><p><strong><br>Warranty</strong><br data-mce-fragment="1"></p><ul><li>Manufacturer WarrantyÂ 25 Years</li></ul><p>* Refer to warranty document for terms and conditions<br><br data-mce-fragment="1"><strong>Documentation</strong></p><table width="100%"><tbody><tr><td style="width: 24%;" data-mce-style="width: 24%;"><a href="https://connect.soligent.net/site/Item%20Documents/2839_260-0573%20Brochure.pdf" data-mce-href="https://connect.soligent.net/site/Item%20Documents/2839_260-0573%20Brochure.pdf"><span style="color: #2b00ff;" data-mce-style="color: #2b00ff;">Data Sheet</span></a></td></tr></tbody></table><p><br><strong>Detailed Information</strong><br></p><p>CorruBracket has been rigorously tested normal-to-seam (pull-up) and parallel-to-seam (drag load) for load-to-failure results on wood decking, metal, and wood purlins.</p><p><strong>High reliability</strong></p><p>Easy installation and high compatibility.</p>
USMS100-0591 | 6.65 | QMCMT-A-12 | Quick Mount PV QMCMT-A-12 Mill Conduit Mount | <h3 data-mce-fragment="1">Quick Mount PV QMCMT A 1 Conduit Mount, For Tile Roofs, Stainless Steel, Mill Finish, Qty. 1</h3><p data-mce-fragment="1">The QMCMT A 1 Conduit Mount for Tile is designed to lift electrical conduit off the roof to protect wiring from overheating. The Conduit Mount works with flat or curved tile and does not require tile cutting or grinding. All stainless steel hardware included.</p><h4 data-mce-fragment="1">Includes:</h4><ul data-mce-fragment="1"><li data-mce-fragment="1">Conduit Mount for Tile top clamp</li><li data-mce-fragment="1">Conduit Mount for Tile bottom clamp</li><li data-mce-fragment="1">4" tap bolt</li><li data-mce-fragment="1">1" cap screw</li></ul><h4 data-mce-fragment="1">Features</h4><ul data-mce-fragment="1"><li data-mce-fragment="1">Raises array wiring off hot roofing</li><li data-mce-fragment="1">Works with flat and curved tile roofs</li><li data-mce-fragment="1">No tile cutting or grinding</li><li data-mce-fragment="1">No penetrations through the roof</li><li data-mce-fragment="1">Meets or exceeds roofing industry best practices</li><li data-mce-fragment="1">100% IBC compliant</li><li data-mce-fragment="1">25-year warranty</li></ul><p><strong>SPECIFICATIONS</strong></p><div><div class="product-line-sku-container"><span class="product-line-sku-label">SKU:<span>Â </span></span><span class="product-line-sku-value" itemprop="sku">270-0902</span></div></div><div><div><div class="custom-pdp-fields-line-container"><span class="custom-pdp-fields-label">Mfr. Part Number: QMCMT-A-12</span></div><div class="custom-pdp-fields-line-container"><span class="custom-pdp-fields-label">Item Weight: 0.5 lb</span></div><div class="custom-pdp-fields-line-container"><span class="custom-pdp-fields-label">Dimensions (LxWxH): 8.5 x 1 x 4.25 inches</span></div></div></div>
USIN100-0057 | 1303.94 | SE3800H-US000BEI4 | SolarEdge HD-WAVE SE3800H-US SE3800H-US000BNI4 3.8KW 1-Ph Grid Tied Inverter | <p>SolarEdge's latest generation of single-phase inverters leverages novel power conversion technology based on distributed switching and robust DSP processing. This technology allows the inverter to generate a clean sine wave, drastically reducing the need for heavy magnetics and cooling elements. As a result, this inverter is smaller and lighter, making it easier to ship, store, and install. Its record-breaking 99% efficiency also allows for more energy production, enhancing the return on investment (ROI).</p><h4>Specifications:</h4><ul><li><strong>Model</strong>: SE3800H-US000BNI4</li><li><strong>Series</strong>: N/A</li><li><strong>Manufacturer</strong>: SolarEdge</li><li><strong>Type</strong>: Single-Phase Inverter with HD-Wave Technology</li><li><strong>Watts</strong>: 3800W</li><li><strong>Input Voltage</strong>: 380V DC</li></ul><h4>General Information:</h4><ul><li><strong>Dimensions</strong>: 17.7 x 14.6 x 6.8 in.</li></ul><h4>Warranty:</h4><ul><li>Manufacturer offers a 12-year warranty, extendable to longer terms.</li><li><em>Refer to the warranty document for terms and conditions</em></li></ul><h4>Documentation:</h4><ul><li><a href="https://cdn.shopify.com/s/files/1/0566/3408/1340/files/40008799962.pdf?v=1678164778" target="_new">Data Sheet</a></li></ul><h4>Detailed Information:</h4><p>This latest generation inverter by SolarEdge is designed using a new form of power conversion technology, based on distributed switching and powerful DSP processing. It synthesizes a clean sine wave that reduces the need for heavy magnetics and cooling elements. This leads to a smaller and lighter inverter that is easy for one person to install. It also achieves a record-breaking 99% efficiency, allowing for greater energy production and an improved ROI.</p><h4>Additional Features:</h4><ul><li><strong>High Reliability</strong>: The unit is small, lightweight, and easy to install.</li><li>Reduced heat dissipation enhances its reliability</li></ul>
USMS100-0592 | 3.73 | S-5-S mini | S-5! S-5-S Mini (No Bolt) Metal Roof Clamp | <table width="100%" data-mce-fragment="1"><tbody data-mce-fragment="1"><tr data-mce-fragment="1"><td style="width: 955.59px;" data-mce-fragment="1" data-mce-style="width: 955.59px;"><strong>S-5! S-5-S Mini (No Bolt) Metal Roof Clamp</strong></td></tr><tr data-mce-fragment="1"><td style="width: 955.59px;" data-mce-fragment="1" data-mce-style="width: 955.59px;"><p data-mce-fragment="1"><span>Compared to the S-5-S Mini is slightly shorter and has one setscrew and one threaded bolt hole rather than two. The mini is a great option to attach rooftop accessories: signs, walkways, satellite dishes, antennas, rooftop lighting, lightning protection systems, solar arrays, exhaust stack bracing, conduit, condensate lines, mechanical equipmentâ€”just about anything! As a note, the S-5! Mini clamps are not compatible with, and should not be used with, S-5! SnoRailâ„¢/SnoFenceâ„¢ or ColorGardÂ® snow retention systems.</span></p><p><strong>SPECIFICATIONS</strong><br></p><table width="100%"><tbody><tr><td style="width: 48.2638%;" data-mce-style="width: 48.2638%;"><span>Model</span></td><td style="width: 47.7362%;" data-mce-style="width: 47.7362%;">S-5-S Mini</td></tr><tr><td style="width: 48.2638%;" data-mce-style="width: 48.2638%;"><span>Series</span></td><td style="width: 47.7362%;" data-mce-style="width: 47.7362%;"><span>-</span></td></tr><tr><td style="width: 48.2638%;" data-mce-style="width: 48.2638%;"><span>Manufacturer</span></td><td style="width: 47.7362%;" data-mce-style="width: 47.7362%;">S-5<br></td></tr></tbody></table></td></tr></tbody></table><p><br><strong>GENERAL SPECIFICATIONS</strong><br></p><table width="100%"><tbody><tr><td style="width: 49.0244%;" data-mce-style="width: 49.0244%;"><span>Length [mm (in)]</span></td><td style="width: 47.9756%;" data-mce-style="width: 47.9756%;"><span>1.18 inch</span></td></tr><tr><td style="width: 49.0244%;" data-mce-style="width: 49.0244%;"><span>Width [mm (in)]</span></td><td style="width: 47.9756%;" data-mce-style="width: 47.9756%;"><span>1.5 inch</span></td></tr><tr><td style="width: 49.0244%;" data-mce-style="width: 49.0244%;"><span>Depth [mm (in)]</span></td><td style="width: 47.9756%;" data-mce-style="width: 47.9756%;"><span>1.5 inch</span></td></tr><tr><td style="width: 49.0244%;" data-mce-style="width: 49.0244%;"><span>Weight [kg (lb)]</span></td><td style="width: 47.9756%;" data-mce-style="width: 47.9756%;"><span data-mce-fragment="1">3.3 oz</span><br></td></tr></tbody></table><p><strong>Warranty</strong><br data-mce-fragment="1"></p><ul><li>Manufacturer 25 Years Warranty</li></ul><p>* Refer to warranty document for terms and conditions<br data-mce-fragment="1"><strong>Documentation</strong></p><table width="100%"><tbody><tr><td style="width: 24%;" data-mce-style="width: 24%;"><a href="https://f.hubspotusercontent00.net/hubfs/3482954/Resources/Product%20Documents/Clamps/S-5-H90/s-5-h90-clamps-brochure.pdf"><span style="color: #2b00ff;" data-mce-style="color: #2b00ff;">Data Sheet</span></a></td></tr></tbody></table><p><br><strong>Detailed Information</strong></p><p>The<span>Â </span>S-5-H90 miniÂ (â€œHâ€ forÂ Horizontal<span>Â </span>seam) is designed for standing seam panels with horizontal, single-folded seams. The mini is the choice for attaching all kinds of rooftop accessories: signs, walkways, satellite dishes, antennas, rooftop lighting, lightning protection systems, solar arrays, exhaust stack bracing, conduit, condensate lines, mechanical equipment just about anything, including<span> DualGrad Snow Retention System</span></p><p>For horizontal seam dimensions greater than 0.65â€ (16.5 mm), theÂ H90 miniÂ offers you a secure and cost-effective utility mounting attachment solution. The setscrews are top-down oriented. For horizontal (or â€œangle seamsâ€) of .5â€ (13mm) or less, see the<span>Â S-5-H90</span></p><p><span></span><strong>High Reliability</strong></p><p>Designed for standing seam panels with horizontal, single folded seams</p><p>Medium-Duty applications such as solar installation, signs, etc., or can be used in pairs with<span>Â DualGrad Snow Retention System</span></p>
USIN100-0058 | 1391.37 | SE5000H-US000NNV2 | SolarEdge HD-WAVE SE5000H-US000NNV2 5.0kw 1-ph Inverter W/ Ev Charger | <ul><li><p>The SolarEdge SE5000H-US is a high-efficiency, single-phase grid-tied inverter designed with advanced digital control technology and a powerful power conversion architecture. This enables superior solar power harvesting and best-in-class efficiency. It features a patented data monitoring receiver that collects power optimizer output data from each photovoltaic (PV) module. This data can be transmitted to the web for performance analysis, fault detection, and system troubleshooting via the SolarEdge monitoring portal. The inverter also comes with a built-in DC switch and is lightweight for easy installation.</p><h4>Specifications:</h4><ul><li><strong>Model</strong>: SE5000H-US000NNV2</li><li><strong>Type</strong>: 1-Phase Grid-Tied Inverter with Level 2 EV Charger</li><li><strong>Wattage</strong>: 5000W</li><li><strong>Voltage</strong>: 240Vac, 60 Hz</li><li><strong>Inputs</strong>: 2 Unfused</li><li><strong>Features</strong>: Ground-Fault/AFCI, Ungrounded, RS485 and Ethernet, AC-RSD</li><li><strong>Certifications</strong>: UL-1741-SA (Rule-21)</li></ul><h4>Additional Features:</h4><ul><li><strong>Data Monitoring</strong>: Patented data monitoring receiver for performance analysis and troubleshooting</li><li><strong>Ease of Installation</strong>: Built-in DC switch, lightweight, and can be mounted by one person on a supplied bracket.</li></ul><h4>Warranty:</h4><ul><li>12-Year Manufacturer Warranty</li></ul><h4>Documentation:</h4><ul><li><a href="https://cdn.shopify.com/s/files/1/0566/3408/1340/files/2105_310-0104_Spec_Sheet.pdf?v=1676559676" target="_new">Spec Sheet (Created 1/27/2019)</a></li></ul></li></ul>
USMS100-0068 | 27.61 | XR-10-168A | IRONRIDGE XR RAIL XR-10-168A 168" (14') CLEAR RAIL | <table width="100%" data-mce-fragment="1"><tbody data-mce-fragment="1"><tr data-mce-fragment="1"><td style="width: 955.59px;" data-mce-style="width: 955.59px;" data-mce-fragment="1"><strong>IRONRIDGE XR RAIL XR-10-168A 168" (14') CLEAR RAIL</strong></td></tr><tr data-mce-fragment="1"><td style="width: 955.59px;" data-mce-style="width: 955.59px;" data-mce-fragment="1"><p data-mce-fragment="1"><span>The XR Rail Family comes in three sizes, each with the power of a curved rail. Each size is designed to accommodate complex design loads while keeping material costs to a minimum. There is an XR Rail that corresponds to your position. Among solar mounting rails, the XR1000 is a heavyweight. It's made to withstand harsh weather and can stretch up to 12 feet in length for commercial use. The XR100 is the ultimate mounting rail for your house. It can withstand a variety of wind and snow conditions while maintaining full spans. The XR10 is a slim, low-profile mounting rail that is ideal for areas with little to no snow. It spans 6 feet while remaining light and cost-effective.</span></p><p><strong>SPECIFICATIONS</strong><br></p><table width="100%"><tbody><tr><td style="width: 48.2638%;" data-mce-style="width: 48.2638%;"><span>Model</span></td><td style="width: 47.7362%;" data-mce-style="width: 47.7362%;">XR RAIL XR-10-168A 168"</td></tr><tr><td style="width: 48.2638%;" data-mce-style="width: 48.2638%;"><span>Series</span></td><td style="width: 47.7362%;" data-mce-style="width: 47.7362%;"><span>-</span></td></tr><tr><td style="width: 48.2638%;" data-mce-style="width: 48.2638%;"><span>Manufacturer</span></td><td style="width: 47.7362%;" data-mce-style="width: 47.7362%;">IRONRIDGE<br></td></tr></tbody></table></td></tr></tbody></table><p><br><strong>GENERAL SPECIFICATIONS</strong><br></p><table width="100%"><tbody><tr><td style="width: 49.0244%;" data-mce-style="width: 49.0244%;"><span>Depth [mm (in)]</span></td><td style="width: 47.9756%;" data-mce-style="width: 47.9756%;">13in<br></td></tr><tr><td style="width: 49.0244%;" data-mce-style="width: 49.0244%;"><span>Length [mm (in)]</span></td><td style="width: 47.9756%;" data-mce-style="width: 47.9756%;"><span>132in</span></td></tr><tr><td style="width: 49.0244%;" data-mce-style="width: 49.0244%;"><span>Width [mm (in)]</span></td><td style="width: 47.9756%;" data-mce-style="width: 47.9756%;"><span>18in</span></td></tr><tr><td style="width: 49.0244%;" data-mce-style="width: 49.0244%;"><span>Weight [kg (lb)]</span></td><td style="width: 47.9756%;" data-mce-style="width: 47.9756%;"><span>4.8lb</span></td></tr></tbody></table><p><strong>Warranty</strong><br data-mce-fragment="1"></p><ul><li><span>25 years Standard warranty</span></li></ul><p>* Refer to warranty document for terms and conditions<br data-mce-fragment="1"><strong>Documentation</strong></p><table width="100%"><tbody><tr><td style="width: 24%;" data-mce-style="width: 24%;"><a href="https://cdn.shopify.com/s/files/1/0566/3408/1340/files/153_210-0998_Cut_Sheet.pdf?v=1678421791"><span style="color: #2b00ff;" data-mce-style="color: #2b00ff;">Data Sheet</span></a></td></tr></tbody></table><p><br><strong>Detailed Information</strong></p><p><span>The XR Rail Family is offered in three targeted sizes, each size supports specific design loads, while minimizing material costs. Depending on your location, there is an XR Rail to match your speicific site conditions. The XR-1000 is a heavyweight among solar mounting rails. It's built to handle extreme climates and spans 12 feet or more, mostly for commercial applications. The XR-100 is the ultimate residential mounting rail, supporting a range of wind and snow conditions, while also maximizing spans up to 8 feet. The XR-10 is a sleek, low-profile mounting rail, perfectly matched to regions without snow. It achieves 6 foot spans, while also staying light and economical.</span></p><p><span></span><strong>High Reliability</strong></p><p>High reliability due to lower heat dissipation</p><p><span>In most states, pre-stamped engineering letters are eligible. It's easy to develop, share, and price projects using online apps.</span></p><p><span>It's light and works with industry-standard attachments.</span></p>
USIN100-0322 | 2940.04 | XVT076A03 | Generac XVT076A03 Pwrcell Battery Inverter (W/ Cts), Grid Tie, 7600w, 1p-120/240vac, Storage | <p data-sourcepos="5:1-5:389">The Generac XVT076A03 Pwrcell Battery Inverter is a grid-tied, battery-based inverter that is designed for residential solar power systems. It is a 7.6kW inverter that can be used with a variety of battery types, including lead-acid, lithium-ion, and flow batteries. The XVT076A03 also features Generac's PowerCell technology, which allows it to provide backup power during a power outage.</p><p data-sourcepos="7:1-7:18"><strong>Specifications</strong></p><ul data-sourcepos="9:1-18:0"><li data-sourcepos="9:1-9:18">Model: XVT076A03</li><li data-sourcepos="10:1-10:23">Manufacturer: Generac</li><li data-sourcepos="11:1-11:36">Continuous AC Power Output: 7600 W</li><li data-sourcepos="12:1-12:30">Max Operating Voltage: 950 V</li><li data-sourcepos="13:1-13:30">Min Operating Voltage: 200 V</li><li data-sourcepos="14:1-14:26">Battery Voltages: 48 VDC</li><li data-sourcepos="15:1-15:33">Warranty: Manufacturer 10 Years</li><li data-sourcepos="16:1-16:24">Weight:Â 62.7 lb</li><li data-sourcepos="17:1-18:0">Dimensions: (LXWXH) 24.5 x 19.25 x 8 inches</li></ul><p data-sourcepos="19:1-19:24"><strong>Detailed Information</strong></p><ul data-sourcepos="21:1-26:0"><li data-sourcepos="21:1-21:56"><strong>Grid-tied inverter</strong><span>Â </span>can connect to the utility grid</li><li data-sourcepos="22:1-22:80"><strong>Battery-based inverter</strong><span>Â </span>can also provide backup power during a power outage</li><li data-sourcepos="23:1-23:65"><strong>PowerCell technology</strong><span>Â </span>maximizes the efficiency of the system</li><li data-sourcepos="24:1-24:89"><strong>Remote monitoring and control</strong><span>Â </span>allows you to monitor your solar system from anywhere</li><li data-sourcepos="25:1-26:0"><strong>10-year warranty</strong><span>Â </span>gives you peace of mind</li></ul>
USMS100-0593 | 5.84 | FJE-450-18 | Prosolar Fastjack FJE-450-1 4.5" Standoff | <table width="100%" data-mce-fragment="1"><tbody data-mce-fragment="1"><tr data-mce-fragment="1"><td style="width: 955.59px;" data-mce-fragment="1" data-mce-style="width: 955.59px;"><strong>PROSOLAR FASTJACK FJE-450-1 4.5" STANDOFF</strong></td></tr><tr data-mce-fragment="1"><td style="width: 955.59px;" data-mce-fragment="1" data-mce-style="width: 955.59px;"><p><span>The FastJack E-Series is the best option for any experienced, high-volume installer because of its cost-effectiveness and ease of installation. The solid aluminum post prevents water from funneling, and the entire product is made without welding to avoid corrosion and breakage.</span></p></td></tr></tbody></table><p><strong><br>SPECIFICATIONS</strong></p><table width="100%"><tbody><tr><td style="width: 48.2638%;"><span>Model</span></td><td style="width: 47.7362%;"><span>FJE-450-18</span></td></tr><tr><td style="width: 48.2638%;"><span>Series</span></td><td style="width: 47.7362%;"><span>-</span></td></tr><tr><td style="width: 48.2638%;"><span>Manufacturer</span></td><td style="width: 47.7362%;">ProSolar</td></tr></tbody></table><p><strong><br>GENERAL SPECIFICATIONS</strong><br></p><table width="100%"><tbody><tr><td style="width: 49.0244%;" data-mce-style="width: 49.0244%;"><span>Item Weight</span></td><td style="width: 47.9756%;" data-mce-style="width: 47.9756%;"><span>0.5 lb</span></td></tr><tr><td style="width: 49.0244%;" data-mce-style="width: 49.0244%;"><span>Dimensions (LxWxH)</span></td><td style="width: 47.9756%;" data-mce-style="width: 47.9756%;"><span>5 x 1.5 x 1.5 inches</span></td></tr><tr><td style="width: 49.0244%;" data-mce-style="width: 49.0244%;"><span>Product Line</span></td><td style="width: 47.9756%;" data-mce-style="width: 47.9756%;"><span>FastJack</span></td></tr></tbody></table><p><strong><br>Warranty</strong><br data-mce-fragment="1"></p><ul><li>Manufacturer WarrantyÂ 10 Year</li></ul><p>* Refer to warranty document for terms and conditions<br data-mce-fragment="1"></p><table width="100%"><tbody></tbody></table><p><br><strong>Detailed Information</strong><br></p><p>Easy to install</p><p>Patented single lag bolt design Patent No. 6,360,491</p><p>Independently laboratory tested to 3,600 lbs ultimate pull out, 1,380 lbs ultimate side axial loads</p><p>Lightweight and corrosion resistant Aluminum and Stainless Steel materials (no inferior ferrous metals which rust and weaken over time)</p><p><strong>High reliability</strong></p><p>Solid Aluminum post prevents water funneling down through top of post</p><p>No welds to corrode or break</p><p>Designed for the Experienced high volume installer</p><p>3/16" pilot hole drill guide accessory available</p><p>Available in 3" and 4-1/2" tall sizes</p><p>Leveling kit available to accommodate roof height variation</p>
USIN100-0059 | 2022.11 | SE7600H-US000BEI4 | SolarEdge HD-WAVE SE7600H-US000BEI4 7.6kw 1-ph Inverter | <p data-mce-fragment="1">The <strong data-mce-fragment="1">SolarEdge SE7600H-US</strong> is a 1-Phase HD-Wave Grid-Tied Inverter designed to optimize solar energy conversion in residential installations. With a power output of 7600W and an output voltage of 240Vac at 60 Hz, this inverter ensures efficient electricity generation. It features 2 unfused input channels for convenient connectivity and comes with Ground-Fault/Arc-Fault Protection to enhance safety. The inverter is suitable for various environmental conditions, capable of operating at temperatures as low as -40Â°C. It incorporates AC-RSD (Rapid Shutdown) functionality and is equipped with both RS485 and Ethernet communication options. Additionally, it supports Revenue Grade Meter (RGM) and Consumption Meter functionalities (requires additional CTs). The inverter is UL1741-SA certified, SetApp Enabled for easy configuration and monitoring, and is also compatible with the Energy Net Communicator.</p><p data-mce-fragment="1"><strong data-mce-fragment="1">Specifications:</strong></p><ul data-mce-fragment="1"><li data-mce-fragment="1"><strong data-mce-fragment="1">Model:</strong> SE7600H-US</li><li data-mce-fragment="1"><strong data-mce-fragment="1">Type:</strong> HD-Wave Grid Tied Inverter</li><li data-mce-fragment="1"><strong data-mce-fragment="1">Power Output:</strong> 7600W</li><li data-mce-fragment="1"><strong data-mce-fragment="1">Output Voltage:</strong> 240Vac</li><li data-mce-fragment="1"><strong data-mce-fragment="1">Frequency:</strong> 60 Hz</li><li data-mce-fragment="1"><strong data-mce-fragment="1">Input Channels:</strong> 2 Unfused</li><li data-mce-fragment="1"><strong data-mce-fragment="1">Warranty:</strong> 12 Years</li><li data-mce-fragment="1"><strong data-mce-fragment="1">Protection:</strong> Ground-Fault/Arc-Fault Protection</li><li data-mce-fragment="1"><strong data-mce-fragment="1">Communication:</strong> RS485 and Ethernet</li><li data-mce-fragment="1"><strong data-mce-fragment="1">Operating Temperature:</strong> -40Â°C</li><li data-mce-fragment="1"><strong data-mce-fragment="1">Additional Features:</strong> AC-RSD (Rapid Shutdown), RGM &amp; Consumption Meter (requires additional CTs)</li><li data-mce-fragment="1"><strong data-mce-fragment="1">Certifications:</strong> UL1741-SA, SetApp Enabled</li><li data-mce-fragment="1"><strong data-mce-fragment="1">Compatibility:</strong> Energy Net Communicator</li><li data-sourcepos="12:5-12:37"><strong>Dimensions:</strong> (LxWxH): 16 x 10 x 22.5 inches</li><li data-sourcepos="13:5-13:20"><strong>Weight:</strong>Â 89 lbs</li></ul><p data-mce-fragment="1"><strong data-mce-fragment="1">Warranty:</strong> SolarEdge offers a <strong data-mce-fragment="1">12-year limited product warranty</strong> for their inverters. For more detailed information, you can refer to the <a href="https://cdn.shopify.com/s/files/1/0566/3408/1340/files/SolarEdge_HD-Wave_Warranty_1.pdf?v=1676558428" data-mce-fragment="1" data-mce-href="https://cdn.shopify.com/s/files/1/0566/3408/1340/files/SolarEdge_HD-Wave_Warranty_1.pdf?v=1676558428" target="_new">SolarEdge HD-Wave Inverter Warranty document</a>.</p>
USIN100-0060 | 1717.11 | SE5000H-US000BEI4 | SolarEdge HD-WAVE SE5000H-US000BEI4 5.0kw 1-ph Inverter | <p><strong data-mce-fragment="1">SolarEdge, SE5000H-US HD-Wave, 1-Ph, Grid Tied Inverter, 5000W, 240Vac, 60 Hz, 2 Unfused Input, 12 Yr Warr, Ground-Fault/Arc-Fault Protection, RS485 and Ethernet, -40C, AC RSD, w/RGM &amp;amp; Consumption Meter (Add CTâ€™s), UL1741-SA, SetApp Enabled, Compatible with Energy Net Communicator, SE5000H-US000BEI4</strong></p><p><strong>WARRANTY</strong></p><p><strong><a href="https://cdn.shopify.com/s/files/1/0566/3408/1340/files/SolarEdge_HD-Wave_Warranty.pdf?v=1676557634">SolarEdge HD-Wave Inverter Warranty</a></strong></p><p>SolarEdge provides a 12-year limited product warranty for their inverters.</p>
USMS100-0321 | 2.58 | 302030D | Unirac Solarmount 302030D Dark Mid Clamp, 30-51mm | <table data-mce-fragment="1" width="100%"><tbody data-mce-fragment="1"><tr data-mce-fragment="1"><td data-mce-fragment="1" style="width: 955.59px;" data-mce-style="width: 955.59px;"><strong>UNIRAC SOLARMOUNT 302030D DARK MID CLAMP, 30-51MM</strong></td></tr><tr data-mce-fragment="1"><td data-mce-fragment="1" style="width: 955.59px;" data-mce-style="width: 955.59px;"><p data-mce-fragment="1">UniRac's SolarMount Pro Series is the professionals' choice for residential PV mounting applications. It is also ideal for homeowner's because every aspect of the system is designed for an easier, faster installation experience. SolarMount is a complete solution with revolutionary universal mid and end clamps, FlashKit Pro, full system UL 2703 certification and a 25-year warranty. Not only is SolarMount easy to install, but best-in-class aesthetics make it the most attractive on any block!</p><p data-mce-fragment="1">One tool and a one person install is possible with the universal, self-standing 302030D SolarMount Pro Series Universal Mid Clamp. With recessed hardware, you will achieve the clean look you value. This universal clamp secures 30mm-51mm module frames and includes UL2703 integrated bonding and a proprietary coating that prevents galling. Easy to access bolt head makes for a simple installation. The 302030DÂ is also available in Mill Finish aluminum.</p><p><strong>SPECIFICATIONS</strong></p><table width="100%"><tbody><tr><td style="width: 48.2638%;" data-mce-style="width: 48.2638%;"><span>Model</span></td><td style="width: 47.7362%;" data-mce-style="width: 47.7362%;">302030DÂ </td></tr><tr><td style="width: 48.2638%;" data-mce-style="width: 48.2638%;"><span>Series</span></td><td style="width: 47.7362%;" data-mce-style="width: 47.7362%;"><span>SolarMount</span></td></tr><tr><td style="width: 48.2638%;" data-mce-style="width: 48.2638%;"><span>Manufacturer</span></td><td style="width: 47.7362%;" data-mce-style="width: 47.7362%;">UNIRAC</td></tr></tbody></table></td></tr></tbody></table><p><br><strong>GENERAL SPECIFICATIONS</strong><br></p><table width="100%"><tbody><tr><td style="width: 49.0244%;" data-mce-style="width: 49.0244%;"><span>Item Weight</span></td><td style="width: 47.9756%;" data-mce-style="width: 47.9756%;"><span>0.13Â lb</span></td></tr><tr><td style="width: 49.0244%;" data-mce-style="width: 49.0244%;"><span>Dimensions (LxWxH)</span></td><td style="width: 47.9756%;" data-mce-style="width: 47.9756%;"><span>2 x 2 x 3 inches</span></td></tr></tbody></table><p><strong>Warranty</strong><br data-mce-fragment="1"></p><ul><li>Manufacturer Warranty 25 Years</li></ul><p>* Refer to warranty document for terms and conditions<br data-mce-fragment="1"><strong>Documentation</strong></p><table width="100%"><tbody><tr><td style="width: 24%;" data-mce-style="width: 24%;"><a href="https://www.solarflexion.com/v/vspfiles/files/pdfs/unirac/302030D_Data_Sheet.pdf" data-mce-href="https://www.solarflexion.com/v/vspfiles/files/pdfs/unirac/302030D_Data_Sheet.pdf"><span style="color: #2b00ff;" data-mce-style="color: #2b00ff;">Data Sheet</span></a></td></tr></tbody></table><p><br><strong>Detailed Information</strong><br></p><p><span>Universal, self-standing mid clamp with recessed hardware provides the clean look valued by homeowners.</span></p><p>No anti-size needed: proprietary coating prevents galling.<br><span data-mce-fragment="1"></span></p><p><span data-mce-fragment="1">SolarMount created the industry standard for solar racking.Â </span><br></p><p><strong>High reliability</strong></p><p><span>Installers will be able to get off the roof quicker than ever before thanks to recent improvements. Pre-assembled and optimized components minimize assembly steps and labor time.</span></p><p><span>To save money, our new grounding and bonding process uses less copper wire and doesn't use grounding straps or bonding jumpers.</span></p>
USIN100-0061 | 1125.4318 | SE3800H-US000BEU4 | Solaredge HD-WAVE SE3800H SE3800H-US000BEU4 3.8KW 1-PH Grid Tied Inverter | <p>The SolarEdge HD-Wave SE3800H is a cutting-edge grid-tied inverter featuring unique power conversion technology. It uses distributed switching and powerful DSP processing. The HD-Wave technology allows it to synthesize a clean sine wave while significantly reducing the need for heavy cooling elements and magnetics. Designed to be small and lightweight, this inverter simplifies shipping, storage, and can be installed by one person. It boasts record-breaking efficiency, maximizing energy production for residential solar systems.</p><h4>Detailed Information:</h4><p>SolarEdge's HD-Wave SE3800H offers Level 2 EV charging capabilities, up to six times faster than a standard Level 1 charger. This is enabled through its solar boost mode that utilizes grid and PV charging simultaneously. The inverter is compatible with all plug-in vehicles that use a J1772 socket. It eliminates the need for additional wiring, conduit, and a dedicated circuit breaker, serving as both an EV charger and a PV inverter in one unit. The inverter also allows homeowners to monitor and control EV charging, track the charging status, and set schedules for vehicle charging.</p><h4>Specifications:</h4><ul><li><strong>Model</strong>: SE3800H-US000BEU4</li><li><strong>Manufacturer</strong>: SolarEdge</li><li><strong>Type</strong>: Grid-Tied</li><li><strong>Operating Temperature Range</strong>: -25Â° C to +60Â° C</li><li><strong>Enclosure</strong>: NEMA 3R (Inverter with Safety Switch)</li></ul><h4>Dimensions:</h4><ul><li><strong>Width</strong>: 17.7"</li><li><strong>Height</strong>: 14.6"</li><li><strong>Depth</strong>: 6.8"</li></ul><h4>Warranty:</h4><ul><li>Manufacturer offers a 12-Year Warranty (Please refer to the warranty document for terms and conditions)</li></ul><h4>Additional Features:</h4><ul><li>Fully integrated with the SolarEdge monitoring platform</li><li>Built-in meter for separate tracking of EV power usage</li></ul><h4>Documentation:</h4><ul><li><a href="https://ressupply.com/documents/solaredge/EV_Charger_Brochure.pdf" target="_new">Data Sheet</a></li></ul>
USIN100-0062 | 2286.68 | SE10000H- US000BEU4 | Solaredge Hd-wave SE10000H-US SE10000H- US000BEU4 10.0KW 1-ph Inverter | <p data-sourcepos="5:1-5:340" data-mce-fragment="1">The SolarEdge SE10000H-US is a single-phase inverter with HD-Wave technology that breaks the mold of traditional solar inverters. It is specifically designed to work with SolarEdge power optimizers and comes with a built-in DC safety switch, integrated rapid shutdown, and a standard 12-year warranty that can be extended to 20 or 25 years.</p><p data-sourcepos="7:1-7:18" data-mce-fragment="1"><strong data-mce-fragment="1">Specifications</strong></p><ul data-sourcepos="9:1-23:0" data-mce-fragment="1"><li data-sourcepos="9:1-9:30" data-mce-fragment="1">Model: SolarEdge SE10000H-US</li><li data-sourcepos="10:1-10:21" data-mce-fragment="1">Technology: HD-Wave</li><li data-sourcepos="11:1-11:15" data-mce-fragment="1">Phase: Single</li><li data-sourcepos="12:1-12:23" data-mce-fragment="1">Input Voltage: 240Vac</li><li data-sourcepos="13:1-13:24" data-mce-fragment="1">Input Frequency: 60 Hz</li><li data-sourcepos="14:1-14:20" data-mce-fragment="1">Input Current: 30A</li><li data-sourcepos="15:1-15:20" data-mce-fragment="1">Output Power: 10kW</li><li data-sourcepos="16:1-16:51" data-mce-fragment="1">Warranty: 12 years (extendable to 20 or 25 years)</li><li data-sourcepos="17:1-17:48" data-mce-fragment="1">Protection: Ground-fault/arc-fault, ungrounded</li><li data-sourcepos="18:1-18:35" data-mce-fragment="1">Communication: RS485 and Ethernet</li><li data-sourcepos="19:1-19:38" data-mce-fragment="1">Operating Temperature: -40Â°C to 60Â°C</li><li data-sourcepos="20:1-20:23" data-mce-fragment="1">UL Listing: UL1741-SA</li><li data-sourcepos="21:1-21:21" data-mce-fragment="1">SetApp Enabled: Yes</li><li data-sourcepos="22:1-23:0" data-mce-fragment="1">Compatible with Energy Net Communicator: Yes</li></ul><p data-sourcepos="24:1-24:13" data-mce-fragment="1">Â </p>
USIN100-0063 | 1649 | SE7600A-USS2RLCB2 | SolarEdge StorEdge SE7600A-USS2RLCB2 7.6KW 1-PH Inverter | <p data-mce-fragment="1" data-sourcepos="5:1-5:202">The SolarEdge StorEdge SE7600A-USS2RLCB2 is a 7.6kW single-phase hybrid inverter that combines solar energy with battery storage to provide backup power, self-consumption, and peak shaving capabilities.</p><p data-mce-fragment="1" data-sourcepos="7:1-7:232">The inverter uses DC coupling to connect the solar panels and the battery, which results in greater efficiency and less energy loss. It also has a built-in DC switch for safety and can be mounted on a supplied bracket by one person.</p><p data-mce-fragment="1" data-sourcepos="9:1-9:18"><strong data-mce-fragment="1">Specifications</strong></p><ul data-mce-fragment="1" data-sourcepos="11:1-26:0"><li data-mce-fragment="1" data-sourcepos="11:1-11:45">Model: SolarEdge StorEdge SE7600A-USS2RLCB2</li><li data-mce-fragment="1" data-sourcepos="12:1-12:25">Technology: DC Coupling</li><li data-mce-fragment="1" data-sourcepos="13:1-13:15">Phase: Single</li><li data-mce-fragment="1" data-sourcepos="14:1-14:23">Input Voltage: 240Vac</li><li data-mce-fragment="1" data-sourcepos="15:1-15:24">Input Frequency: 60 Hz</li><li data-mce-fragment="1" data-sourcepos="16:1-16:20">Input Current: 21A</li><li data-mce-fragment="1" data-sourcepos="17:1-17:21">Output Power: 7.6kW</li><li data-mce-fragment="1" data-sourcepos="18:1-18:20">Warranty: 12 years</li><li data-mce-fragment="1" data-sourcepos="19:1-19:48">Protection: Ground-fault/arc-fault, ungrounded</li><li data-mce-fragment="1" data-sourcepos="20:1-20:35">Communication: RS485 and Ethernet</li><li data-mce-fragment="1" data-sourcepos="21:1-21:38">Operating Temperature: -25Â°C to 60Â°C</li><li data-mce-fragment="1" data-sourcepos="22:1-22:23">UL Listing: UL1741-SA</li><li data-mce-fragment="1" data-sourcepos="23:1-23:11">AFCI: Yes</li><li data-mce-fragment="1" data-sourcepos="24:1-24:20">Cell plan: 5 years</li><li data-mce-fragment="1" data-sourcepos="25:1-26:0">Battery Storage: Up to 10kWh</li><li data-mce-fragment="1" data-sourcepos="25:1-26:0"><strong>Dimensions:(LxWxH): </strong>16 x 10 x 22.5 inches</li><li data-mce-fragment="1" data-sourcepos="25:1-26:0"><strong>ï»¿Weight:Â </strong>ï»¿32 lbs<strong>ï»¿</strong>ï»¿ï»¿</li></ul><p data-mce-fragment="1" data-sourcepos="27:1-27:12"><strong data-mce-fragment="1">Features</strong></p><ul data-mce-fragment="1" data-sourcepos="29:1-34:0"><li data-mce-fragment="1" data-sourcepos="29:1-29:36">DC Coupling for greater efficiency</li><li data-mce-fragment="1" data-sourcepos="30:1-30:31">Built-in DC switch for safety</li><li data-mce-fragment="1" data-sourcepos="31:1-31:15">Easy to mount</li><li data-mce-fragment="1" data-sourcepos="32:1-32:63">Backup power, self-consumption, and peak shaving capabilities</li><li data-mce-fragment="1" data-sourcepos="33:1-34:0">Up to 10kWh of battery storage</li></ul><p data-mce-fragment="1" data-sourcepos="35:1-35:12"><strong data-mce-fragment="1">Benefits</strong></p><ul data-mce-fragment="1" data-sourcepos="37:1-41:0"><li data-mce-fragment="1" data-sourcepos="37:1-37:33">Save money on your energy bills</li><li data-mce-fragment="1" data-sourcepos="38:1-38:35">Increase your energy independence</li><li data-mce-fragment="1" data-sourcepos="39:1-39:38">Protect your home from power outages</li><li data-mce-fragment="1" data-sourcepos="40:1-41:0">Reduce your carbon footprint</li></ul>
USIN100-0240 | 1099 | SE3800A-USS2RNCB2 | SolarEdge StorEdge SE3800A-US SE3800A-USS2RNCB2 3.8KW 1-Ph Grid Tied Inverter | <div data-testid="conversation-turn-13" class="group w-full text-token-text-primary border-b border-black/10 dark:border-gray-900/50 bg-gray-50 dark:bg-[#444654]"><div class="p-4 justify-center text-base md:gap-6 md:py-6 m-auto"><div class="flex flex-1 gap-4 text-base mx-auto md:gap-6 md:max-w-2xl lg:max-w-[38rem] xl:max-w-3xl }"><div class="relative flex w-[calc(100%-50px)] flex-col gap-1 md:gap-3 lg:w-[calc(100%-115px)]"><div class="flex flex-grow flex-col gap-3 max-w-full"><div class="min-h-[20px] flex flex-col items-start gap-3 overflow-x-auto whitespace-pre-wrap break-words"><div class="markdown prose w-full break-words dark:prose-invert light"><p>The SolarEdge StorEdge 3.8 kW 1-Ph Grid Tied Inverter (SE3800A-USS2RNCB2) is designed to provide superior solar power harvesting and best-in-class efficiency. This advanced PV inverter integrates sophisticated digital control technology with a powerful power conversion architecture to optimize solar energy generation.</p><p><strong>Specifications:</strong></p><ul><li>Rated Power Output: 3.8 kW (3800W)</li><li>Input Voltage: 240VAC, 60Hz</li><li>DC Disconnect: Included</li><li>PV Inputs: 2 Unfused PV Inputs</li><li>Warranty: 12 Years</li><li>Grounding: Ungrounded</li><li>Communication Interfaces: RS485, Ethernet</li><li>Monitoring and Control: 5-Year Cell Plan Included</li><li>Rapid Shutdown (RSD): Supported</li><li>Operating Temperature Range: -25Â°C</li><li>Arc-Fault Circuit Interrupter (AFCI): Yes</li><li>UL Certification: UL-1741-SA</li></ul><p><strong>Key Features:</strong></p><ul><li><p><strong>Power Optimization:</strong> The SolarEdge PV inverter utilizes power optimization technology to maximize solar energy harvesting, ensuring optimal performance even in challenging conditions.</p></li><li><p><strong>Data Monitoring:</strong> This inverter features a patented data monitoring receiver that collects output data from each PV module equipped with power optimizers. This data can be transmitted to the web and accessed through the SolarEdge monitoring portal for performance analysis, fault detection, and troubleshooting of PV systems.</p></li><li><p><strong>Built-in DC Switch:</strong> The single-phase inverter includes a built-in DC switch for added convenience and safety during installation and maintenance.</p></li><li><p><strong>Easy Installation:</strong> Lightweight and designed for simplicity, this inverter can be easily mounted on a supplied bracket by a single person, reducing installation time and effort.</p></li></ul><p>The SolarEdge StorEdge 3.8 kW 1-Ph Grid Tied Inverter is a reliable and efficient choice for residential solar power systems, offering advanced features and robust monitoring capabilities.</p><p>For more information, please visit the <a href="https://www.solaredge.com/products/inverters/se-single-phase-inverter" target="_new">SolarEdge product page</a>.</p></div></div></div><div class="flex justify-between lg:block"><div class="text-gray-400 flex self-end lg:self-center justify-center mt-2 gap-2 md:gap-3 lg:gap-1 lg:absolute lg:top-0 lg:translate-x-full lg:right-0 lg:mt-0 lg:pl-2 visible"><button class="flex ml-auto gap-2 rounded-md p-1 hover:bg-gray-100 hover:text-gray-700 dark:text-gray-400 dark:hover:bg-gray-700 dark:hover:text-gray-200 disabled:dark:hover:text-gray-400"><svg xmlns="http://www.w3.org/2000/svg" width="1em" height="1em" class="h-4 w-4" stroke-linejoin="round" stroke-linecap="round" viewbox="0 0 24 24" stroke-width="2" fill="none" stroke="currentColor"><path d="M16 4h2a2 2 0 0 1 2 2v14a2 2 0 0 1-2 2H6a2 2 0 0 1-2-2V6a2 2 0 0 1 2-2h2"></path><rect ry="1" rx="1" height="4" width="8" y="2" x="8"></rect></svg></button><div class="flex gap-1"></div></div></div></div></div></div></div>
USIN100-0064 | 1500 | SE7600A-USS2RNCB2 | SolarEdge StorEdge SE7600A-USS2RNCB2 7.6KW 1-PH Inverter | <p data-sourcepos="5:1-5:255" data-mce-fragment="1">The SolarEdge StorEdge SE7600A-USS2RNCB2 is a discontinued 7.6kW single-phase hybrid inverter that combines solar energy with battery storage to provide backup power, self-consumption, and peak shaving capabilities. It is no longer available for purchase.</p><p data-sourcepos="7:1-7:18" data-mce-fragment="1"><strong data-mce-fragment="1">Specifications</strong></p><ul data-sourcepos="9:1-24:0" data-mce-fragment="1"><li data-sourcepos="9:1-9:45" data-mce-fragment="1">Model: SolarEdge StorEdge SE7600A-USS2RNCB2</li><li data-sourcepos="10:1-10:25" data-mce-fragment="1">Technology: DC Coupling</li><li data-sourcepos="11:1-11:15" data-mce-fragment="1">Phase: Single</li><li data-sourcepos="12:1-12:23" data-mce-fragment="1">Input Voltage: 240Vac</li><li data-sourcepos="13:1-13:24" data-mce-fragment="1">Input Frequency: 60 Hz</li><li data-sourcepos="14:1-14:20" data-mce-fragment="1">Input Current: 21A</li><li data-sourcepos="15:1-15:21" data-mce-fragment="1">Output Power: 7.6kW</li><li data-sourcepos="16:1-16:20" data-mce-fragment="1">Warranty: 12 years</li><li data-sourcepos="17:1-17:48" data-mce-fragment="1">Protection: Ground-fault/arc-fault, ungrounded</li><li data-sourcepos="18:1-18:35" data-mce-fragment="1">Communication: RS485 and Ethernet</li><li data-sourcepos="19:1-19:38" data-mce-fragment="1">Operating Temperature: -25Â°C to 60Â°C</li><li data-sourcepos="20:1-20:23" data-mce-fragment="1">UL Listing: UL1741-SA</li><li data-sourcepos="21:1-21:11" data-mce-fragment="1">AFCI: Yes</li><li data-sourcepos="22:1-22:20" data-mce-fragment="1">Cell plan: 5 years</li><li data-sourcepos="23:1-24:0" data-mce-fragment="1">Battery Storage: Up to 10kWh</li><li data-sourcepos="23:1-24:0" data-mce-fragment="1"><strong>Dimensions: </strong>(LxWxH): 15 x 13.75 x 40 inchesÂ </li><li data-sourcepos="23:1-24:0" data-mce-fragment="1"><strong>Weight:Â </strong>ï»¿89 lbs<br></li></ul><p data-sourcepos="25:1-25:12" data-mce-fragment="1"><strong data-mce-fragment="1">Features</strong></p><ul data-sourcepos="27:1-32:0" data-mce-fragment="1"><li data-sourcepos="27:1-27:36" data-mce-fragment="1">DC Coupling for greater efficiency</li><li data-sourcepos="28:1-28:31" data-mce-fragment="1">Built-in DC switch for safety</li><li data-sourcepos="29:1-29:15" data-mce-fragment="1">Easy to mount</li><li data-sourcepos="30:1-30:63" data-mce-fragment="1">Backup power, self-consumption, and peak shaving capabilities</li><li data-sourcepos="31:1-32:0" data-mce-fragment="1">Up to 10kWh of battery storage</li></ul><p data-sourcepos="33:1-33:12" data-mce-fragment="1"><strong data-mce-fragment="1">Benefits</strong></p><ul data-sourcepos="35:1-39:0" data-mce-fragment="1"><li data-sourcepos="35:1-35:33" data-mce-fragment="1">Save money on your energy bills</li><li data-sourcepos="36:1-36:35" data-mce-fragment="1">Increase your energy independence</li><li data-sourcepos="37:1-37:38" data-mce-fragment="1">Protect your home from power outages</li><li data-sourcepos="38:1-39:0" data-mce-fragment="1">Reduce your carbon footprint</li></ul><p data-sourcepos="40:1-40:200" data-mce-fragment="1">If you are looking for a single-phase hybrid inverter with battery storage, I recommend checking out the current SolarEdge StorEdge inverters. They offer a variety of features and benefits, including:</p><ul data-sourcepos="42:1-47:0" data-mce-fragment="1"><li data-sourcepos="42:1-42:37" data-mce-fragment="1">Greater efficiency with DC coupling</li><li data-sourcepos="43:1-43:26" data-mce-fragment="1">Built-in safety features</li><li data-sourcepos="44:1-44:19" data-mce-fragment="1">Easy installation</li><li data-sourcepos="45:1-45:38" data-mce-fragment="1">A variety of battery storage options</li><li data-sourcepos="46:1-47:0" data-mce-fragment="1">Remote monitoring and control</li></ul>
USIN100-0083 | 1483.66 | SB7.7-1SP-US-41 | Sma Sunny Boy SB7.7-1SP-US-41 7.7KW 1-ph Inverter | <p>The SMA Sunny Boy SB-7.7-US 1-Phase Grid Tied Inverter is an advanced, versatile residential inverter with a maximum output of 7700W. Integrated with 208/240VAC, 60Hz, this inverter offers features like an integrated DC Discon, three MPPT inputs, and 10-year warranty. It's transformerless and provides arc-fault protection, as well as built-in Ethernet/WLAN. The inverter is SunSpec RSD compliant and is designed to be a part of the Power+ Solution when paired with SMA TS4-R-F, making it NEC compliant for module-level shutdown.</p><p>It also includes a Secure Power Supply (SPS), although the switch and 20A outlet are not included. The inverter is compatible with SMA TS4-R-S (rapid shutdown module) and/or TS4-R-O (rapid shutdown + optimizer module), and can be coupled with an SMA ROOFCOMMKIT-P2-US (rooftop communication kit). It's suitable for both 240V and 208V sites, is UL listed, and is backed by the SMA Power+ customer service package.</p><h3>Specifications</h3><h4>General Information</h4><ul><li><strong>Model</strong>: SB 7.7-1SP-US-41</li><li><strong>Series</strong>: N/A</li><li><strong>Manufacturer</strong>: SMA</li></ul><h4>General Specification</h4><ul><li><strong>Dimensions (W / H / D) in mm (in)</strong>: 535 x 730 x 198 (21.1 x 28.5 x 7.8)</li><li><strong>Packaging Dimensions (W / H / D) in mm (in)</strong>: 600 x 800 x 300 (23.6 x 31.5 x 11.8)</li><li><strong>Weight / packaging weight</strong>: 26 kg (57 lb) / 30 kg (66 lb)</li><li><strong>Temperature range: operating / non-operating</strong>: â€“25Â°C â€¦+60Â°C / â€“40Â°C â€¦+60Â°C</li><li><strong>Environmental protection rating</strong>: NEMA 3R</li></ul><h3>Warranty</h3><ul><li><strong>10 Years</strong>: Refer to warranty document for terms and conditions</li></ul><h3>Documentation</h3><ul><li><a href="https://cdn.shopify.com/s/files/1/0566/3408/1340/files/2712_310-0613_Spec_Sheet.pdf?v=1676552566" target="_new">Data Sheet</a></li></ul><h3>Quality and Certifications</h3><ul><li>UL 1741, UL 1741 SA incl. CA Rule 21 RSD, UL 1998, UL 1699B Ed. 1, IEEE1547, FCC Part 15 (Class A &amp; B), CAN/CSA V22.2 107.1-1, HECO Rule 14H, PV Rapid Shutdown System Equipment.</li></ul>
USIN100-0295 | 1151.61 | SB5.0-1SP-US-41 | SMA SUNNY BOY SB5.0-1SP-US-41 5.0KW 1-PH INVERTER | <p data-mce-fragment="1"><strong data-mce-fragment="1">SMA, Sunny Boy SB-5.0-US 1-Ph Grid Tied Inverter, 5000W, 208/240VAC, 60Hz, integrated DC Discon, 3 MPPT Input, 10 Yr Warr, Transformerless, Arc-Fault Protection, Built in Ethernet/WLAN, SunSpec RSD compliant, SB5.0-1SP-US-41</strong></p><p data-mce-fragment="1"><br data-mce-fragment="1"></p><p data-mce-fragment="1">The SMA "-41" Series, Sunny Boy SB5.0-1SP-US-41 inverter is one of the most versatile residential inverters available. The newest Sunny Boy-US features a SunSpec signal transmitter chip and brings even more value-added features to the Power+ Solution. By combining the SB5.0-1SP-US-41 with the SMA TS4-R-F, you will be able to build a cost effective, NEC compliant module-level shutdown system.</p><p data-mce-fragment="1">Â </p><p data-mce-fragment="1">The SB5.0-1SP-US-41 inverter includes a Secure Power Supply (SPS) (Switch and 20A outlet not included) which is functional without any SMA Module Level Power Electronics (MLPE) at all, or add the SMA TS4-R-S (rapid shutdown module) and/or TS4-R-O (rapid shutdown + optimizer module) along with a SMA ROOFCOMMKIT-P2-US (rooftop communication kit). Please note, the SMA TS4-R-F MLPE with SunSpec technology does not support SPS functionality.<br></p><p data-mce-fragment="1"><br data-mce-fragment="1"></p><p data-mce-fragment="1">The inverter is compatible with both 240V and 208V sites. It has a maximum 600VDC input and is suitable for indoor and outdoor use. It is also backed by the SMA Power+ customer service package.</p><p data-mce-fragment="1"><br data-mce-fragment="1"></p><p data-mce-fragment="1">The SB5.0-1SP-US-41 inverter is UL 1741-SA (CA Rule 21), UL 1998, UL 1699B listed and also compliant with IEEE-1547, and FCC Part 15 (Class A &amp; B). Advanced AFCI compliant to new Standard UL 1699B Ed.1 for arc fault protection â€“ delivering improved safety and reliability while allowing for automatic resetting to meet NEC 2011 requirements.</p><p data-mce-fragment="1"><br data-mce-fragment="1"></p><p data-mce-fragment="1">NOTE: When using SMA Module Level Power Electronics (MLPE), only the TS4-R-S and TS4-R-O are compatible with the SPS. The TS4-R-F does not support the SPS functionality.</p><p data-mce-fragment="1">Â </p><p data-mce-fragment="1"><a href="https://cdn.shopify.com/s/files/1/0566/3408/1340/files/2713_310-0610_Spec_Sheet.pdf?v=1676551969">SPEC DATASHEET</a></p>
USIN100-0146 | 2292.5 | SE11400H-US000BEU4 | SolarEdge HD-WAVE SE11400H-US SE11400H-US000BEU4 11.4kw 1-ph Inverter | <p data-sourcepos="5:1-5:323" data-mce-fragment="1">The SolarEdge HD-WAVE SE11400H-US SE11400H-US000BEU4 is a single-phase inverter that is designed for residential and commercial applications. It has a maximum power output of 11.4 kW and can be used with up to 33 solar panels. The inverter also has a number of features that make it ideal for these applications, including:</p><ul data-sourcepos="7:1-12:0" data-mce-fragment="1"><li data-sourcepos="7:1-7:35" data-mce-fragment="1">A high efficiency of up to 98.5%.</li><li data-sourcepos="8:1-8:44" data-mce-fragment="1">A wide input voltage range of 180-900 VDC.</li><li data-sourcepos="9:1-9:102" data-mce-fragment="1">A built-in communication interface that allows the inverter to be monitored and controlled remotely.</li><li data-sourcepos="10:1-10:65" data-mce-fragment="1">A compact and lightweight design that makes it easy to install.</li><li data-sourcepos="11:1-12:0" data-mce-fragment="1">Built-in DC safety switch</li></ul><p data-sourcepos="13:1-13:18" data-mce-fragment="1"><strong data-mce-fragment="1">Specification:</strong></p><ul data-sourcepos="15:1-21:0" data-mce-fragment="1"><li data-sourcepos="15:1-15:24" data-mce-fragment="1">Maximum power: 11.4 kW</li><li data-sourcepos="16:1-16:34" data-mce-fragment="1">Input voltage range: 180-900 VDC</li><li data-sourcepos="17:1-17:25" data-mce-fragment="1">Output voltage: 240 VAC</li><li data-sourcepos="18:1-18:25" data-mce-fragment="1">Efficiency: Up to 98.5%</li><li data-sourcepos="19:1-19:28" data-mce-fragment="1">Weight:Â 30.5 lbs</li><li data-sourcepos="20:1-21:0" data-mce-fragment="1">Dimensions: (LxWxH): 23.08 x 15.75 x 11.03 inches</li></ul><p data-sourcepos="22:1-22:13" data-mce-fragment="1"><strong data-mce-fragment="1">Features:</strong></p><ul data-sourcepos="24:1-29:0" data-mce-fragment="1"><li data-sourcepos="24:1-24:17" data-mce-fragment="1">High efficiency</li><li data-sourcepos="25:1-25:26" data-mce-fragment="1">Wide input voltage range</li><li data-sourcepos="26:1-26:34" data-mce-fragment="1">Built-in communication interface</li><li data-sourcepos="27:1-27:32" data-mce-fragment="1">Compact and lightweight design</li><li data-sourcepos="28:1-29:0" data-mce-fragment="1">Built-in DC safety switch</li></ul><p data-sourcepos="30:1-30:13" data-mce-fragment="1"><strong data-mce-fragment="1">Benefits:</strong></p><ul data-sourcepos="32:1-37:0" data-mce-fragment="1"><li data-sourcepos="32:1-32:49" data-mce-fragment="1">Efficiently converts solar energy into AC power</li><li data-sourcepos="33:1-33:35" data-mce-fragment="1">Maximizes solar energy production</li><li data-sourcepos="34:1-34:29" data-mce-fragment="1">Easy to monitor and control</li><li data-sourcepos="35:1-35:22" data-mce-fragment="1">Durable and reliable</li><li data-sourcepos="36:1-37:0" data-mce-fragment="1">Protects your home from arc faults</li></ul>
USIN100-0066 | 1718.7159 | SE7600H-US000BNU4 | SolarEdge HD-WAVE SE7600H-US000BNU4 7.6KW 1-ph Inverter | <p data-sourcepos="5:1-5:379" data-mce-fragment="1">The SolarEdge HD-WAVE SE7600H-US000BNU4 is a single-phase inverter that uses HD-Wave technology to achieve superior solar power harvesting and best-in-class efficiency. It is specifically designed to work with SolarEdge power optimizers and comes with a built-in DC safety switch, integrated rapid shutdown, and a standard 12-year warranty that can be extended to 20 or 25 years.</p><p data-sourcepos="7:1-7:18" data-mce-fragment="1"><strong data-mce-fragment="1">Specifications</strong></p><ul data-sourcepos="9:1-23:0" data-mce-fragment="1"><li data-sourcepos="9:1-9:44" data-mce-fragment="1">Model: SolarEdge HD-WAVE SE7600H-US000BNU4</li><li data-sourcepos="10:1-10:21" data-mce-fragment="1">Technology: HD-Wave</li><li data-sourcepos="11:1-11:15" data-mce-fragment="1">Phase: Single</li><li data-sourcepos="12:1-12:23" data-mce-fragment="1">Input Voltage: 240Vac</li><li data-sourcepos="13:1-13:24" data-mce-fragment="1">Input Frequency: 60 Hz</li><li data-sourcepos="14:1-14:20" data-mce-fragment="1">Input Current: 21A</li><li data-sourcepos="15:1-15:21" data-mce-fragment="1">Output Power: 7.6kW</li><li data-sourcepos="16:1-16:51" data-mce-fragment="1">Warranty: 12 years (extendable to 20 or 25 years)</li><li data-sourcepos="17:1-17:48" data-mce-fragment="1">Protection: Ground-fault/arc-fault, ungrounded</li><li data-sourcepos="18:1-18:35" data-mce-fragment="1">Communication: RS485 and Ethernet</li><li data-sourcepos="19:1-19:38" data-mce-fragment="1">Operating Temperature: -40Â°C to 60Â°C</li><li data-sourcepos="20:1-20:23" data-mce-fragment="1">UL Listing: UL1741-SA</li><li data-sourcepos="21:1-21:21" data-mce-fragment="1">SetApp Enabled: Yes</li><li data-sourcepos="22:1-23:0" data-mce-fragment="1">Compatible with Energy Net Communicator: Yes</li><li data-sourcepos="22:1-23:0" data-mce-fragment="1">Dimensions:(LxWxH): 16 x 10 x 22.5 inches</li><li data-sourcepos="22:1-23:0" data-mce-fragment="1">Weight: 32 lb</li></ul><p data-sourcepos="24:1-24:12" data-mce-fragment="1"><strong data-mce-fragment="1">Features</strong></p><ul data-sourcepos="26:1-32:0" data-mce-fragment="1"><li data-sourcepos="26:1-26:56" data-mce-fragment="1">HD-Wave technology for superior solar power harvesting</li><li data-sourcepos="27:1-27:39" data-mce-fragment="1">Works with SolarEdge power optimizers</li><li data-sourcepos="28:1-28:27" data-mce-fragment="1">Built-in DC safety switch</li><li data-sourcepos="29:1-29:27" data-mce-fragment="1">Integrated rapid shutdown</li><li data-sourcepos="30:1-30:27" data-mce-fragment="1">Standard 12-year warranty</li><li data-sourcepos="31:1-32:0" data-mce-fragment="1">Extendable warranty to 20 or 25 years</li></ul><p data-sourcepos="33:1-33:12" data-mce-fragment="1"><strong data-mce-fragment="1">Benefits</strong></p><ul data-sourcepos="35:1-39:0" data-mce-fragment="1"><li data-sourcepos="35:1-35:33" data-mce-fragment="1">Save money on your energy bills</li><li data-sourcepos="36:1-36:35" data-mce-fragment="1">Increase your energy independence</li><li data-sourcepos="37:1-37:38" data-mce-fragment="1">Protect your home from power outages</li><li data-sourcepos="38:1-39:0" data-mce-fragment="1">Reduce your carbon footprint</li></ul>
USIN100-0067 | 2010.57 | SE10000H-US000BNU4 | SolarEdge HD-Wave SE10000H-US000BNU4 10.0kw 1-ph Inverter | <p data-sourcepos="5:1-5:380" data-mce-fragment="1">The SolarEdge HD-Wave SE10000H-US000BNU4 is a single-phase inverter that uses HD-Wave technology to achieve superior solar power harvesting and best-in-class efficiency. It is specifically designed to work with SolarEdge power optimizers and comes with a built-in DC safety switch, integrated rapid shutdown, and a standard 12-year warranty that can be extended to 20 or 25 years.</p><p data-sourcepos="7:1-7:18" data-mce-fragment="1"><strong data-mce-fragment="1">Specifications</strong></p><ul data-sourcepos="9:1-23:0" data-mce-fragment="1"><li data-sourcepos="9:1-9:45" data-mce-fragment="1">Model: SolarEdge HD-Wave SE10000H-US000BNU4</li><li data-sourcepos="10:1-10:21" data-mce-fragment="1">Technology: HD-Wave</li><li data-sourcepos="11:1-11:15" data-mce-fragment="1">Phase: Single</li><li data-sourcepos="12:1-12:23" data-mce-fragment="1">Input Voltage: 240Vac</li><li data-sourcepos="13:1-13:24" data-mce-fragment="1">Input Frequency: 60 Hz</li><li data-sourcepos="14:1-14:20" data-mce-fragment="1">Input Current: 30A</li><li data-sourcepos="15:1-15:20" data-mce-fragment="1">Output Power: 10kW</li><li data-sourcepos="16:1-16:51" data-mce-fragment="1">Warranty: 12 years (extendable to 20 or 25 years)</li><li data-sourcepos="17:1-17:48" data-mce-fragment="1">Protection: Ground-fault/arc-fault, ungrounded</li><li data-sourcepos="18:1-18:35" data-mce-fragment="1">Communication: RS485 and Ethernet</li><li data-sourcepos="19:1-19:38" data-mce-fragment="1">Operating Temperature: -40Â°C to 60Â°C</li><li data-sourcepos="20:1-20:23" data-mce-fragment="1">UL Listing: UL1741-SA</li><li data-sourcepos="21:1-21:21" data-mce-fragment="1">SetApp Enabled: Yes</li><li data-sourcepos="22:1-23:0" data-mce-fragment="1">Compatible with Energy Net Communicator: Yes</li><li data-sourcepos="22:1-23:0" data-mce-fragment="1">Dimensions:Â Â (LxWxH): 22 x 15 x 10 inches</li><li data-sourcepos="22:1-23:0" data-mce-fragment="1">Weight: 31 lbs</li></ul><p data-sourcepos="24:1-24:12" data-mce-fragment="1"><strong data-mce-fragment="1">Features</strong></p><ul data-sourcepos="26:1-32:0" data-mce-fragment="1"><li data-sourcepos="26:1-26:56" data-mce-fragment="1">HD-Wave technology for superior solar power harvesting</li><li data-sourcepos="27:1-27:39" data-mce-fragment="1">Works with SolarEdge power optimizers</li><li data-sourcepos="28:1-28:27" data-mce-fragment="1">Built-in DC safety switch</li><li data-sourcepos="29:1-29:27" data-mce-fragment="1">Integrated rapid shutdown</li><li data-sourcepos="30:1-30:27" data-mce-fragment="1">Standard 12-year warranty</li><li data-sourcepos="31:1-32:0" data-mce-fragment="1">Extendable warranty to 20 or 25 years</li></ul><p data-sourcepos="33:1-33:12" data-mce-fragment="1"><strong data-mce-fragment="1">Benefits</strong></p><ul data-sourcepos="35:1-39:0" data-mce-fragment="1"><li data-sourcepos="35:1-35:33" data-mce-fragment="1">Save money on your energy bills</li><li data-sourcepos="36:1-36:35" data-mce-fragment="1">Increase your energy independence</li><li data-sourcepos="37:1-37:38" data-mce-fragment="1">Protect your home from power outages</li><li data-sourcepos="38:1-39:0" data-mce-fragment="1">Reduce your carbon footprint</li></ul>
USIN100-0068 | 2652.06 | SE7600H-USMNBBL14 | SolarEdge Energy Hub HD-WAVE SE7600H-USMNBBL14 7.6kw 1-ph Inverter | <p data-sourcepos="5:1-5:390" data-mce-fragment="1">The SolarEdge Energy Hub HD-WAVE SE7600H-USMNBBL14 is a single-phase inverter that uses HD-Wave technology to achieve superior solar power harvesting and best-in-class efficiency. It is specifically designed to work with SolarEdge power optimizers and comes with a built-in DC safety switch, integrated rapid shutdown, and a standard 12-year warranty that can be extended to 20 or 25 years.</p><p data-sourcepos="7:1-7:116" data-mce-fragment="1">The Energy Hub inverter also has a number of features that make it ideal for home energy storage systems, including:</p><ul data-sourcepos="9:1-13:0" data-mce-fragment="1"><li data-sourcepos="9:1-9:110" data-mce-fragment="1">Dual-rated output power of 7.6kW or 10kW, allowing it to be paired with a variety of battery storage systems</li><li data-sourcepos="10:1-10:81" data-mce-fragment="1">Built-in consumption meter for tracking energy usage and solar self-consumption</li><li data-sourcepos="11:1-11:84" data-mce-fragment="1">Support for DC-coupled battery storage for greater efficiency and less energy loss</li><li data-sourcepos="12:1-13:0" data-mce-fragment="1">Remote monitoring and control via the SolarEdge app</li></ul><p data-sourcepos="14:1-14:18" data-mce-fragment="1"><strong data-mce-fragment="1">Specifications</strong></p><ul data-sourcepos="16:1-30:0" data-mce-fragment="1"><li data-sourcepos="16:1-16:55" data-mce-fragment="1">Model: SolarEdge Energy Hub HD-WAVE SE7600H-USMNBBL14</li><li data-sourcepos="17:1-17:21" data-mce-fragment="1">Technology: HD-Wave</li><li data-sourcepos="18:1-18:15" data-mce-fragment="1">Phase: Single</li><li data-sourcepos="19:1-19:23" data-mce-fragment="1">Input Voltage: 240Vac</li><li data-sourcepos="20:1-20:24" data-mce-fragment="1">Input Frequency: 60 Hz</li><li data-sourcepos="21:1-21:20" data-mce-fragment="1">Input Current: 21A</li><li data-sourcepos="22:1-22:48" data-mce-fragment="1">Output Power: 7.6kW (dual-rated 7.6kW or 10kW)</li><li data-sourcepos="23:1-23:51" data-mce-fragment="1">Warranty: 12 years (extendable to 20 or 25 years)</li><li data-sourcepos="24:1-24:48" data-mce-fragment="1">Protection: Ground-fault/arc-fault, ungrounded</li><li data-sourcepos="25:1-25:35" data-mce-fragment="1">Communication: RS485 and Ethernet</li><li data-sourcepos="26:1-26:38" data-mce-fragment="1">Operating Temperature: -40Â°C to 60Â°C</li><li data-sourcepos="27:1-27:23" data-mce-fragment="1">UL Listing: UL1741-SA</li><li data-sourcepos="28:1-28:21" data-mce-fragment="1">SetApp Enabled: Yes</li><li data-sourcepos="29:1-30:0" data-mce-fragment="1">Compatible with Energy Net Communicator: Yes</li><li data-sourcepos="29:1-30:0" data-mce-fragment="1">Dimensions:Â (LxWxH): 6.8 x 14.6 x 17.7 inches</li><li data-sourcepos="29:1-30:0" data-mce-fragment="1">Weight: 26.2 lb</li></ul><p data-sourcepos="31:1-31:12" data-mce-fragment="1"><strong data-mce-fragment="1">Features</strong></p><ul data-sourcepos="33:1-43:0" data-mce-fragment="1"><li data-sourcepos="33:1-33:56" data-mce-fragment="1">HD-Wave technology for superior solar power harvesting</li><li data-sourcepos="34:1-34:39" data-mce-fragment="1">Works with SolarEdge power optimizers</li><li data-sourcepos="35:1-35:27" data-mce-fragment="1">Built-in DC safety switch</li><li data-sourcepos="36:1-36:27" data-mce-fragment="1">Integrated rapid shutdown</li><li data-sourcepos="37:1-37:27" data-mce-fragment="1">Standard 12-year warranty</li><li data-sourcepos="38:1-38:39" data-mce-fragment="1">Extendable warranty to 20 or 25 years</li><li data-sourcepos="39:1-39:41" data-mce-fragment="1">Dual-rated output power for flexibility</li><li data-sourcepos="40:1-40:54" data-mce-fragment="1">Built-in consumption meter for tracking energy usage</li><li data-sourcepos="41:1-41:40" data-mce-fragment="1">Support for DC-coupled battery storage</li><li data-sourcepos="42:1-43:0" data-mce-fragment="1">Remote monitoring and control</li></ul><p data-sourcepos="44:1-44:12" data-mce-fragment="1"><strong data-mce-fragment="1">Benefits</strong></p><ul data-sourcepos="46:1-51:0" data-mce-fragment="1"><li data-sourcepos="46:1-46:33" data-mce-fragment="1">Save money on your energy bills</li><li data-sourcepos="47:1-47:35" data-mce-fragment="1">Increase your energy independence</li><li data-sourcepos="48:1-48:38" data-mce-fragment="1">Protect your home from power outages</li><li data-sourcepos="49:1-49:30" data-mce-fragment="1">Reduce your carbon footprint</li><li data-sourcepos="50:1-51:0" data-mce-fragment="1">Get the most out of your solar energy system with battery storage</li></ul>
USIN100-0069 | 1432.25 | SE5000H-US000BEU4 | SolarEdge HD-WAVE SE5000H-US000BEU4 5.0kw 1-ph Inverter | <p><strong data-mce-fragment="1">SolarEdge, SE5000H-US HD-Wave, 1-Ph, Grid Tied Inverter, 5000W, 240Vac, 60 Hz, 2 Unfused Input, 12 Yr. Warranty, Ground-Fault/Arc-Fault Protection, Ungrounded, RS485 and Ethernet, -40C, AC RSD, UL1741-SA, SetApp Enabled, Compatible with Energy Net Communicator, SE5000H-US000BEU4</strong></p><p>Â </p><p><a href="https://cdn.shopify.com/s/files/1/0566/3408/1340/files/3409_310-0661_Data_Sheet.pdf?v=1676529109"><strong>SPEC DATASHEET</strong></a></p>
USIN100-0150 | 1520.53 | SE6000H-US000BNU4 | Solaredge HD-WAVE SE6000H-US000BNU4 6.0KW 1-PH Grid Tied Inverter | <p data-sourcepos="5:1-5:347" data-mce-fragment="1">The Solaredge HD-WAVE SE6000H-US000BNU4 6.0KW 1-PH Grid Tied Inverter is a high-performance inverter that is designed for use in residential solar power systems. It is a single-phase inverter that is rated for 6.0kW of power output. The inverter is also equipped with Solaredge's HD-Wave technology, which provides a number of benefits, including:</p><ul data-sourcepos="7:1-10:0" data-mce-fragment="1"><li data-sourcepos="7:1-7:145" data-mce-fragment="1">Higher efficiency: The HD-Wave inverter has a peak efficiency of 99.2%, which is one of the highest efficiencies of any inverter on the market.</li><li data-sourcepos="8:1-8:136" data-mce-fragment="1">Smaller and lighter: The HD-Wave inverter is smaller and lighter than traditional inverters, making it easier to install and maintain.</li><li data-sourcepos="9:1-10:0" data-mce-fragment="1">Quieter operation: The HD-Wave inverter operates more quietly than traditional inverters, making it a good choice for homes and businesses where noise is a concern.</li></ul><p data-sourcepos="11:1-11:18" data-mce-fragment="1"><strong data-mce-fragment="1">Specifications</strong></p><ul data-sourcepos="13:1-21:0" data-mce-fragment="1"><li data-sourcepos="13:1-13:26" data-mce-fragment="1">Model: SE6000H-US000BNU4</li><li data-sourcepos="14:1-14:25" data-mce-fragment="1">Manufacturer: Solaredge</li><li data-sourcepos="15:1-15:21" data-mce-fragment="1">Power Output: 6.0KW</li><li data-sourcepos="16:1-16:21" data-mce-fragment="1">Voltage: 120/240VAC</li><li data-sourcepos="17:1-17:19" data-mce-fragment="1">Efficiency: 99.2%</li><li data-sourcepos="18:1-18:59" data-mce-fragment="1">Dimensions: (LxWxH): 22.06 x 15.05 x 10 inches</li><li data-sourcepos="19:1-19:31" data-mce-fragment="1">Weight: 30.5 lb</li><li data-sourcepos="20:1-21:0" data-mce-fragment="1">Warranty: 12 years</li></ul><p data-sourcepos="22:1-22:24" data-mce-fragment="1"><strong data-mce-fragment="1">Detailed Information</strong></p><ul data-sourcepos="24:1-28:0" data-mce-fragment="1"><li data-sourcepos="24:1-24:111" data-mce-fragment="1"><strong data-mce-fragment="1">Solaredge's HD-Wave technology</strong><span data-mce-fragment="1">Â </span>provides higher efficiency, smaller size and weight, and quieter operation</li><li data-sourcepos="25:1-25:97" data-mce-fragment="1"><strong data-mce-fragment="1">Integrated module-level monitoring</strong><span data-mce-fragment="1">Â </span>provides detailed performance data for each solar module</li><li data-sourcepos="26:1-26:34" data-mce-fragment="1"><strong data-mce-fragment="1">Easy to install and maintain</strong></li><li data-sourcepos="27:1-28:0" data-mce-fragment="1"><strong data-mce-fragment="1">Backed by a 12-year warranty</strong></li></ul><p data-sourcepos="29:1-29:12" data-mce-fragment="1"><strong data-mce-fragment="1">Features</strong></p><ul data-sourcepos="31:1-37:0" data-mce-fragment="1"><li data-sourcepos="31:1-31:19" data-mce-fragment="1">Higher efficiency</li><li data-sourcepos="32:1-32:21" data-mce-fragment="1">Smaller and lighter</li><li data-sourcepos="33:1-33:19" data-mce-fragment="1">Quieter operation</li><li data-sourcepos="34:1-34:36" data-mce-fragment="1">Integrated module-level monitoring</li><li data-sourcepos="35:1-35:30" data-mce-fragment="1">Easy to install and maintain</li><li data-sourcepos="36:1-37:0" data-mce-fragment="1">12-year warranty</li></ul><p data-sourcepos="38:1-38:16" data-mce-fragment="1"><strong data-mce-fragment="1">Applications</strong></p><p data-sourcepos="40:1-40:263" data-mce-fragment="1">The Solaredge HD-WAVE SE6000H-US000BNU4 6.0KW 1-PH Grid Tied Inverter is a versatile inverter that can be used in a variety of applications. It is a good choice for residential solar power systems, commercial solar power systems, and off-grid solar power systems.</p><p data-sourcepos="42:1-42:14" data-mce-fragment="1"><strong data-mce-fragment="1">Conclusion</strong></p><p data-sourcepos="44:1-44:270" data-mce-fragment="1">The Solaredge HD-WAVE SE6000H-US000BNU4 6.0KW 1-PH Grid Tied Inverter is a high-performance inverter that is designed for use in residential solar power systems. It is a good choice for homeowners who are looking for an efficient, reliable, and easy-to-install inverter.</p>
USIN100-0070 | 1718.7159 | SE7600H-US000BEU4 | Solaredge HD-WAVE SE7600H-US 7.6KW 1-ph Inverter | <p data-sourcepos="5:1-5:333">The SolarEdge HD-WAVE SE7600H-US is a single-phase inverter that uses HD-Wave technology to achieve superior solar power harvesting and best-in-class efficiency. It is specifically designed to work with SolarEdge power optimizers and comes with a built-in DC safety switch, integrated rapid shutdown, and a standard 12-year warranty.</p><p data-sourcepos="7:1-7:18"><strong>Specifications</strong></p><ul data-sourcepos="9:1-23:0"><li data-sourcepos="9:1-9:37">Model: SolarEdge HD-WAVE SE7600H-US</li><li data-sourcepos="10:1-10:21">Technology: HD-Wave</li><li data-sourcepos="11:1-11:15">Phase: Single</li><li data-sourcepos="12:1-12:23">Input Voltage: 240Vac</li><li data-sourcepos="13:1-13:24">Input Frequency: 60 Hz</li><li data-sourcepos="14:1-14:20">Input Current: 21A</li><li data-sourcepos="15:1-15:21">Output Power: 7.6kW</li><li data-sourcepos="16:1-16:20">Warranty: 12 years</li><li data-sourcepos="17:1-17:48">Protection: Ground-fault/arc-fault, ungrounded</li><li data-sourcepos="18:1-18:35">Communication: RS485 and Ethernet</li><li data-sourcepos="19:1-19:38">Operating Temperature: -40Â°C to 60Â°C</li><li data-sourcepos="20:1-20:23">UL Listing: UL1741-SA</li><li data-sourcepos="21:1-21:21">SetApp Enabled: Yes</li><li data-sourcepos="22:1-23:0">Compatible with Energy Net Communicator: Yes</li><li data-sourcepos="22:1-23:0">Dimension:(LxWxH): 16 x 10 x 22.5 inches</li><li data-sourcepos="22:1-23:0">Weight: 32 lb</li></ul><p data-sourcepos="24:1-24:12"><strong>Features</strong></p><ul data-sourcepos="26:1-31:0"><li data-sourcepos="26:1-26:56">HD-Wave technology for superior solar power harvesting</li><li data-sourcepos="27:1-27:39">Works with SolarEdge power optimizers</li><li data-sourcepos="28:1-28:27">Built-in DC safety switch</li><li data-sourcepos="29:1-29:27">Integrated rapid shutdown</li><li data-sourcepos="30:1-31:0">Standard 12-year warranty</li></ul><p data-sourcepos="32:1-32:12"><strong>Benefits</strong></p><ul data-sourcepos="34:1-38:0"><li data-sourcepos="34:1-34:33">Save money on your energy bills</li><li data-sourcepos="35:1-35:35">Increase your energy independence</li><li data-sourcepos="36:1-36:38">Protect your home from power outages</li><li data-sourcepos="37:1-38:0">Reduce your carbon footprint</li></ul>
USMS100-0298 | 43.47 | 320168M | UNIRAC SOLARMOUNT 320168M 168" (14') MILL RAIL | <table width="100%" data-mce-fragment="1"><tbody data-mce-fragment="1"><tr data-mce-fragment="1"><td style="width: 955.59px;" data-mce-fragment="1" data-mce-style="width: 955.59px;"><strong>UNIRAC SOLARMOUNT 320168M 168" (14') MILL RAIL</strong></td></tr><tr data-mce-fragment="1"><td style="width: 955.59px;" data-mce-fragment="1" data-mce-style="width: 955.59px;"><p><span>The SolarMount rail system solutions can be assembled into a wide variety of PV mounting structures to accommodate any job site. Standard rails give you ultimate flexibility, including bottom mounting and tilt-up options.</span></p><p><strong>SPECIFICATIONS</strong></p><table width="100%"><tbody><tr><td style="width: 48.2638%;" data-mce-style="width: 48.2638%;"><span>Model</span></td><td style="width: 47.7362%;" data-mce-style="width: 47.7362%;">320168MÂ </td></tr><tr><td style="width: 48.2638%;" data-mce-style="width: 48.2638%;"><span>Series</span></td><td style="width: 47.7362%;" data-mce-style="width: 47.7362%;"><span>SolarMount</span></td></tr><tr><td style="width: 48.2638%;" data-mce-style="width: 48.2638%;"><span>Manufacturer</span></td><td style="width: 47.7362%;" data-mce-style="width: 47.7362%;">UNIRAC</td></tr></tbody></table></td></tr></tbody></table><p><br><strong>GENERAL SPECIFICATIONS</strong><br></p><table width="100%"><tbody><tr><td style="width: 49.0244%;" data-mce-style="width: 49.0244%;"><span>Item Weight</span></td><td style="width: 47.9756%;" data-mce-style="width: 47.9756%;"><span>10.5Â lb</span></td></tr><tr><td style="width: 49.0244%;" data-mce-style="width: 49.0244%;"><span>Dimensions (LxWxH)</span></td><td style="width: 47.9756%;" data-mce-style="width: 47.9756%;"><span>168 x 0.75 x 2.5 inches</span></td></tr></tbody></table><p><strong>Warranty</strong><br data-mce-fragment="1"></p><ul><li>Manufacturer Warranty 25 Years</li></ul><p>* Refer to warranty document for terms and conditions<br data-mce-fragment="1"><strong>Documentation</strong></p><table width="100%"><tbody><tr><td style="width: 24%;" data-mce-style="width: 24%;"><span style="color: #2b00ff;" data-mce-style="color: #2b00ff;">Data Sheet</span></td></tr></tbody></table><p><br><strong>Detailed Information</strong><br></p><p><span>SolarMount is the most versatile PV mounting rail system on the market today.</span></p><p><span data-mce-fragment="1">Unirac has engineered installer-friendly components for maximum flexibility, allowing you to solve virtually any PV mounting challenge.</span><br><strong></strong></p><p><strong>High reliability</strong><br></p><p><span>Installer-friendly components. </span></p><p><span>Minimized penetration with longer attachment spans than competitive products.</span></p>
USMS100-0161 | 7.46 | QM-LMST-01-B1 | Ironridge Quickmount QM-LMST-01-B1 Black 9 X 12â€ Flashing With L-foot, Structural Screw | <table width="100%" data-mce-fragment="1"><tbody data-mce-fragment="1"><tr data-mce-fragment="1"><td data-mce-fragment="1"><strong>IRONRIDGE QUICKMOUNT QM-LMST-01-B1 BLACK 9 X 12â€ FLASHING WITH L-FOOT, STRUCTURAL SCREW</strong></td></tr><tr data-mce-fragment="1"><td data-mce-fragment="1"><p><span>Iron Ridge mounts have endured some of the most extreme weather events in history. Compatible with nearly every solar panel in the market, IronRidge manufactures and supports solutions for pitched roof, flat roof, and ground mount arrays for residential and commercial customers.</span></p><table width="100%"><tbody><tr><td><table width="100%"><tbody><tr><td style="width: 51.4725%;" data-mce-style="width: 51.4725%;"></td><td style="width: 45.8759%;" data-mce-style="width: 45.8759%;"><br></td></tr><tr><td style="width: 51.4725%;" data-mce-style="width: 51.4725%;"><div style="text-align: start;" data-mce-style="text-align: start;"><img style="margin-bottom: 16px; float: none;" src="https://cdn.shopify.com/s/files/1/0566/3408/1340/files/Screenshot_3_826b8393-6335-414a-8a3c-554cb080a87a_480x480.png?v=1676526838" alt="Description image" data-mce-src="https://cdn.shopify.com/s/files/1/0566/3408/1340/files/Screenshot_3_826b8393-6335-414a-8a3c-554cb080a87a_480x480.png?v=1676526838"></div></td><td style="width: 45.8759%;" data-mce-style="width: 45.8759%;"><br></td></tr><tr><td style="width: 51.4725%;" data-mce-style="width: 51.4725%;"></td><td style="width: 45.8759%;" data-mce-style="width: 45.8759%;"></td></tr></tbody></table></td></tr></tbody></table><p><br><strong>Specifications</strong></p><table width="100%"><tbody><tr><td style="width: 48.2638%;"><span>Model</span></td><td style="width: 47.7362%;">Iron ridge quickmount QM-LM-01-B1</td></tr><tr><td style="width: 48.2638%;"><span>Series</span></td><td style="width: 47.7362%;">-</td></tr><tr><td style="width: 48.2638%;"><span>Manufacturer</span></td><td style="width: 47.7362%;">Iron Ridge</td></tr></tbody></table><p><strong><br>GENERAL SPECIFICATION</strong><br></p><table width="100%"><tbody><tr></tr><tr><td style="width: 49.0244%;" data-mce-style="width: 49.0244%;">TypeÂ </td><td style="width: 47.9756%;" data-mce-style="width: 47.9756%;">Ballast</td></tr><tr><td style="width: 49.0244%;" data-mce-style="width: 49.0244%;">Color</td><td style="width: 47.9756%;" data-mce-style="width: 47.9756%;">Black</td></tr><tr><td style="width: 49.0244%;" data-mce-style="width: 49.0244%;">MaterialÂ </td><td style="width: 47.9756%;" data-mce-style="width: 47.9756%;">Aluminum/Stainless Steel</td></tr><tr><td style="width: 49.0244%;" data-mce-style="width: 49.0244%;">ApplicationÂ </td><td style="width: 47.9756%;" data-mce-style="width: 47.9756%;">Flat Roof - Ballast</td></tr></tbody></table><p><strong><br>Warranty</strong><br data-mce-fragment="1"></p><ul><li>25 Years Product Warranty.<br></li></ul><p>* Refer to warranty document for terms and conditions<br data-mce-fragment="1"><strong>Documentation</strong></p><table width="100%"><tbody><tr><td style="width: 24%;" data-mce-style="width: 24%;"><a href="https://connect.soligent.net/site/Item%20Documents/3704_270-1046%20Cut%20Sheet.pdf" data-mce-href="https://connect.soligent.net/site/Item%20Documents/3704_270-1046%20Cut%20Sheet.pdf"><span style="color: #2b00ff;" data-mce-style="color: #2b00ff;">Data Sheet</span></a></td></tr></tbody></table><p><br><strong>Detailed Information</strong></p><p><span>IronRidge mounts have endured some of the most extreme weather events in history. Compatible with nearly every solar panel in the market, IronRidge manufactures and supports solutions for pitched roof, flat roof, and ground mount arrays for residential and commercial customers.</span></p><p><strong>High reliability</strong></p><p>Cell interconnections and diode placement use well-established industry practice and are field-proven to provide excellent reliability.<br></p><p>BX has an 8-10% increase in power density when compared with leading competitor systems</p><p>Fewer than 10 parts per project, with no wind deflectors required</p></td></tr></tbody></table><br>
USMS100-0361 | 45.66 | 310710 | Unirac Roofmount 310710 Ballast Bay | <table data-mce-fragment="1" width="100%"><tbody data-mce-fragment="1"><tr data-mce-fragment="1"><td data-mce-fragment="1" style="width: 955.59px;" data-mce-style="width: 955.59px;"><strong>UNIRAC ROOFMOUNT 310710 BALLAST BAY</strong></td></tr><tr data-mce-fragment="1"><td data-mce-fragment="1" style="width: 955.59px;" data-mce-style="width: 955.59px;"><p><span>The system consists of only two major components, minimizing preparation work and installation time. Seamlessly design around roof obstacles, support most framed modules and bond the system with just the turn of a wrench. Industry leading installation speed metrics have been verifid by a third party.</span></p><p><strong>SPECIFICATIONS</strong></p><table width="100%"><tbody><tr><td style="width: 48.2638%;" data-mce-style="width: 48.2638%;"><span>Model</span></td><td style="width: 47.7362%;" data-mce-style="width: 47.7362%;">310710</td></tr><tr><td style="width: 48.2638%;" data-mce-style="width: 48.2638%;"><span>Series</span></td><td style="width: 47.7362%;" data-mce-style="width: 47.7362%;">RoofMount</td></tr><tr><td style="width: 48.2638%;" data-mce-style="width: 48.2638%;"><span>Manufacturer</span></td><td style="width: 47.7362%;" data-mce-style="width: 47.7362%;">UNIRAC</td></tr></tbody></table></td></tr></tbody></table><p><br><b>WEIGHT AND DIMENSION</b><br></p><table width="100%"><tbody><tr><td style="width: 49.0244%;" data-mce-style="width: 49.0244%;"><span>Item Weight</span></td><td style="width: 47.9756%;" data-mce-style="width: 47.9756%;"><span>2.5 lb</span></td></tr><tr><td style="width: 49.0244%;" data-mce-style="width: 49.0244%;"><span>Dimensions (LxWxH)</span></td><td style="width: 47.9756%;" data-mce-style="width: 47.9756%;"><span>21 x 17 x 12 inches</span></td></tr></tbody></table><p><br><strong>PROJECT CHARACTERISTICS</strong><br></p><table width="100%"><tbody><tr><td style="width: 49.0244%;" data-mce-style="width: 49.0244%;">Allowable Roof Slope</td><td style="width: 47.9756%;" data-mce-style="width: 47.9756%;">5 Degrees</td></tr><tr><td style="width: 49.0244%;" data-mce-style="width: 49.0244%;">Unevenness</td><td style="width: 47.9756%;" data-mce-style="width: 47.9756%;">+/- 3.5 Degrees</td></tr><tr><td style="width: 49.0244%;" data-mce-style="width: 49.0244%;">Max Building Height</td><td style="width: 47.9756%;" data-mce-style="width: 47.9756%;">100 ft</td></tr><tr><td style="width: 49.0244%;" data-mce-style="width: 49.0244%;">Wind Speed</td><td style="width: 47.9756%;" data-mce-style="width: 47.9756%;">Up to 120 mph</td></tr><tr><td style="width: 49.0244%;" data-mce-style="width: 49.0244%;">Wind Exposure</td><td style="width: 47.9756%;" data-mce-style="width: 47.9756%;">Categories B and C. (D upon request)</td></tr><tr><td style="width: 49.0244%;" data-mce-style="width: 49.0244%;">PSF on Roof</td><td style="width: 47.9756%;" data-mce-style="width: 47.9756%;">As low as 3.5 PSF</td></tr><tr><td style="width: 49.0244%;" data-mce-style="width: 49.0244%;">Surfaces</td><td style="width: 47.9756%;" data-mce-style="width: 47.9756%;">Most common roof types including PVC &amp;</td></tr><tr><td style="width: 49.0244%;" data-mce-style="width: 49.0244%;">TPO membranes, bitumen, concrete</td><td style="width: 47.9756%;" data-mce-style="width: 47.9756%;"></td></tr><tr><td style="width: 49.0244%;" data-mce-style="width: 49.0244%;">Min. Local Contact Area</td><td style="width: 47.9756%;" data-mce-style="width: 47.9756%;">38 inÂ² per module (57 inÂ² with roof pad)</td></tr><tr><td style="width: 49.0244%;" data-mce-style="width: 49.0244%;">Module Orientation</td><td style="width: 47.9756%;" data-mce-style="width: 47.9756%;">Landscape</td></tr><tr><td style="width: 49.0244%;" data-mce-style="width: 49.0244%;">Nominal Module Tilt Angle</td><td style="width: 47.9756%;" data-mce-style="width: 47.9756%;">10 Degrees (nominal)</td></tr><tr><td style="width: 49.0244%;" data-mce-style="width: 49.0244%;">Row Spacing</td><td style="width: 47.9756%;" data-mce-style="width: 47.9756%;">18 in (nominal)</td></tr></tbody></table><p><strong>Warranty</strong><br data-mce-fragment="1"></p><ul><li>Manufacturer WarrantyÂ 25 Years</li></ul><p>* Refer to warranty document for terms and conditions<br data-mce-fragment="1"><strong>Documentation</strong></p><table width="100%"><tbody><tr><td style="width: 24%;" data-mce-style="width: 24%;"><a href="https://www.solarflexion.com/v/vspfiles/files/pdfs/unirac/310710_Roof_Mount_Data_Sheet.pdf"><span style="color: #2b00ff;" data-mce-style="color: #2b00ff;">Data Sheet</span></a></td></tr></tbody></table><p><br><strong>Detailed Information</strong><br></p><p><span>The PV modules are supported by the Ballast Bay frame, which is made of mill finish aluminum and provides high strength and low weight.</span></p><p><span data-mce-fragment="1">This roof mount has a flexible design that allows it to easily navigate around obstructions on the roof and accommodate roof undulations.</span><br><br><span data-mce-fragment="1">The Ballast Bays are designed to nest within each other, increasing shipping logistics.</span><br></p><p><strong>High reliability</strong></p><p><span>The Ballast Bay is designed to accommodate standard size cap blocks (2"x8"x16" or 4"x8"x16") and fits most framed PV modules mounting them at a 10 degree tilt.</span></p><p><span>Each Ballast Bay is compact and weighs less than 3.5 LBS making them very easy to handle.</span></p>
USMS100-0333 | 0.86 | 009020S T | Unirac Solarmount 009020s T-bolt | <table width="100%" data-mce-fragment="1"><tbody data-mce-fragment="1"><tr data-mce-fragment="1"><td style="width: 955.59px;" data-mce-style="width: 955.59px;" data-mce-fragment="1"><strong>UNIRAC SOLARMOUNT 009020S T-BOLT</strong></td></tr><tr data-mce-fragment="1"><td style="width: 955.59px;" data-mce-style="width: 955.59px;" data-mce-fragment="1"><p><span>UniracÂ Bonding Rail Attachment T-Bolt and Nut 3/8in x 3/4in, Clear, Qty 1</span><br data-mce-fragment="1"><span>For L-Feet or other universal roof attachments to connect to side of rail.</span><br data-mce-fragment="1"><span>Stainless Steel</span></p><p><strong>SPECIFICATIONS</strong></p><table width="100%"><tbody><tr><td style="width: 48.2638%;" data-mce-style="width: 48.2638%;"><span>Model</span></td><td style="width: 47.7362%;" data-mce-style="width: 47.7362%;">009020SÂ </td></tr><tr><td style="width: 48.2638%;" data-mce-style="width: 48.2638%;"><span>Series</span></td><td style="width: 47.7362%;" data-mce-style="width: 47.7362%;"><span>SolarMount</span></td></tr><tr><td style="width: 48.2638%;" data-mce-style="width: 48.2638%;"><span>Manufacturer</span></td><td style="width: 47.7362%;" data-mce-style="width: 47.7362%;">UNIRAC</td></tr></tbody></table></td></tr></tbody></table><p><br><strong>GENERAL SPECIFICATIONS</strong><br></p><table width="100%"><tbody><tr><td style="width: 49.0244%;" data-mce-style="width: 49.0244%;"><span>Item Weight</span></td><td style="width: 47.9756%;" data-mce-style="width: 47.9756%;"><span>0.1 lb</span></td></tr><tr><td style="width: 49.0244%;" data-mce-style="width: 49.0244%;"><span>Dimensions (LxWxH)</span></td><td style="width: 47.9756%;" data-mce-style="width: 47.9756%;"><span>6.25 x 5 x 0.25 inches</span></td></tr></tbody></table><p><strong>Warranty</strong><br data-mce-fragment="1"></p><ul><li>Manufacturer Warranty 25 Years</li></ul><p>* Refer to warranty document for terms and conditions<br data-mce-fragment="1"><strong>Documentation</strong></p><table width="100%"><tbody><tr><td style="width: 24%;" data-mce-style="width: 24%;"><span style="color: #2b00ff;" data-mce-style="color: #2b00ff;">Data Sheet</span></td></tr></tbody></table><p><br><strong>Detailed Information</strong><br></p><p><span>Complete Solar 009020s UniRac SolarMount T-Bolt &amp; Nut. SolarMount defined the standard in solar racking.</span></p><p><span data-mce-fragment="1">Recent enhancements are designed to get installers off the roof faster than ever before.Â </span><br></p><p><span>Components are pre-assembled and optimized to reduce installation steps and save labor time.</span></p><p><strong>High reliability</strong></p><p><span>Our new grounding &amp; bonding process reduces copper wire and eliminates grounding straps or bonding jumpers to reduce costs.</span></p><p>Â </p>
USIN100-0201 | 5536.67 | FPR-4048A-300AFCI | Outback Power Flexpower Radian FPR-4048A-300AFCI 4.0kw Power Center | <p>Introducing the FLEXpower Radian FPR-4048A-300AFCI â€“ an all-inclusive and meticulously tested power system designed to meet your energy needs with precision. This fully integrated setup comprises a 4000W, 60Hz Radian inverter/charger, an FM100-AFCI charge controller featuring built-in GFDI, and other essential components. It's important to note that power sources and battery backup are not included in this package. Designed for convenience, installation is a straightforward process: attach the mounting bracket, hang the system on the wall, connect the required wires, and your setup is ready to deliver.</p><p><strong>Key Features</strong>:</p><ul><li><strong>Effortless Integration</strong>: The FLEXpower Radian variant, model FPR-4048A-300AFCI, is designed to seamlessly integrate into various settings, catering to smaller-scale power requirements. It's ideal for residential spaces, cabins, remote communication hubs, and backup power systems.</li><li><strong>GridZero Technology</strong>: Embedded with OutBack's proprietary GridZero technology, this system elevates energy management intelligence to new heights. Enjoy the autonomy to self-generate and consume your own power. The system adeptly balances stored energy, solar input, and utility power, seamlessly incorporating utility power to handle surges or load spikes.</li><li><strong>Versatile Performance</strong>: Radian inverters are designed to be versatile, compatible with both grid-tied and off-grid configurations. They can be paired with a wide range of battery types, providing flexibility to suit your specific energy storage preferences.</li><li><strong>Advanced Functionalities</strong>: Experience the benefits of Grid Zero and Mini-Grid modes, along with a suite of advanced OutBack features. The system is equipped with Advanced Battery Charging (ABC) profiles, enabling support for state-of-the-art batteries such as lithium-ion. Enhanced diagnostics further optimize performance.</li><li><strong>Dual AC Inputs</strong>: The flexibility of dual AC inputs allows you to connect both utility sources and backup generators, ensuring consistent power supply and security.</li><li><strong>OpticsRE Compatibility</strong>: Monitor and control your system effortlessly with compatibility for the OpticsRE system oversight platform, enabling seamless management and insights.</li><li><strong>120/240 VAC Single-Phase Output</strong>: The FLEXpower Radian FPR-4048A-300AFCI delivers a reliable 120/240 VAC single-phase output for various applications.</li></ul><p>Elevate your energy setup with the FLEXpower Radian FPR-4048A-300AFCI, an integrated solution that brings together cutting-edge technology, advanced functionalities, and user-friendly installation. With OutBack's reputation for excellence and innovation, this system empowers you to take control of your energy usage and enhance your energy independence.</p><p><strong>.</strong> <a href="https://cdn.shopify.com/s/files/1/0566/3408/1340/files/FPR-4048A-300AFCI.pdf?v=1691579994"><strong>Datasheet</strong></a></p>
USMS100-0594 | 34.7 | XR-100-132A | IRONRIDGE XR RAIL XR-100-132A 132" (11') CLEAR RAIL | <table width="100%" data-mce-fragment="1"><tbody data-mce-fragment="1"><tr data-mce-fragment="1"><td data-mce-fragment="1"><strong>IRONRIDGE XR RAIL XR-100-132A 132" (11') CLEAR RAIL</strong></td></tr><tr data-mce-fragment="1"><td data-mce-fragment="1"><p><span>The XR Rail Family is offered in three targeted sizes, each size supports specific design loads, while minimizing material costs. Depending on your location, there is an XR Rail to match your speicific site conditions. The XR-1000 is a heavyweight among solar mounting rails. It's built to handle extreme climates and spans 12 feet or more, mostly for commercial applications. The XR-100 is the ultimate residential mounting rail, supporting a range of wind and snow conditions, while also maximizing spans up to 8 feet. The XR-10 is a sleek, low-profile mounting rail, perfectly matched to regions without snow. It achieves 6 foot spans, while also staying light and economical.</span></p><table width="100%"><tbody><tr><td><table width="100%"><tbody><tr><td style="width: 51.4725%;" data-mce-style="width: 51.4725%;"></td><td style="width: 45.8759%;" data-mce-style="width: 45.8759%;"><br></td></tr><tr><td style="width: 51.4725%;" data-mce-style="width: 51.4725%;"><div style="text-align: start;"><img alt="Description image" src="https://cdn.shopify.com/s/files/1/0566/3408/1340/files/Screenshot_14_480x480.png?v=1676538576" style="margin-bottom: 16px; float: none;"></div></td><td style="width: 45.8759%;" data-mce-style="width: 45.8759%;"><br></td></tr><tr><td style="width: 51.4725%;" data-mce-style="width: 51.4725%;"></td><td style="width: 45.8759%;" data-mce-style="width: 45.8759%;"></td></tr></tbody></table><strong>Specifications</strong><table width="100%"><tbody><tr><td style="width: 48.2638%;" data-mce-style="width: 48.2638%;"><span>Model</span></td><td style="width: 47.7362%;" data-mce-style="width: 47.7362%;">IRONRIDGE XR RAIL XR-100-132A</td></tr><tr><td style="width: 48.2638%;" data-mce-style="width: 48.2638%;"><span>Series</span></td><td style="width: 47.7362%;" data-mce-style="width: 47.7362%;">XR100 Rail</td></tr><tr><td style="width: 48.2638%;" data-mce-style="width: 48.2638%;"><span>Manufacturer</span></td><td style="width: 47.7362%;" data-mce-style="width: 47.7362%;">Iron Ridge<br></td></tr></tbody></table></td></tr></tbody></table><p><br><strong>GENERAL SPECIFICATION</strong><br></p><table width="100%"><tbody><tr></tr><tr><td style="width: 49.0244%;" data-mce-style="width: 49.0244%;">TypeÂ </td><td style="width: 47.9756%;" data-mce-style="width: 47.9756%;"><span>Rail</span></td></tr><tr><td style="width: 49.0244%;" data-mce-style="width: 49.0244%;">FinishÂ </td><td style="width: 47.9756%;" data-mce-style="width: 47.9756%;"><span>lack Anodized</span></td></tr><tr><td style="width: 49.0244%;" data-mce-style="width: 49.0244%;">MaterialÂ </td><td style="width: 47.9756%;" data-mce-style="width: 47.9756%;">Aluminum</td></tr><tr><td style="width: 49.0244%;" data-mce-style="width: 49.0244%;">ColorÂ </td><td style="width: 47.9756%;" data-mce-style="width: 47.9756%;">Clear</td></tr><tr><td style="width: 49.0244%;" data-mce-style="width: 49.0244%;">ApplicationÂ </td><td style="width: 47.9756%;" data-mce-style="width: 47.9756%;"><span>Pitched Roof - Rail-Based</span></td></tr></tbody></table><p><strong>Warranty</strong><br data-mce-fragment="1"></p><ul><li>25 Years Product Warranty.<br></li></ul><p>* Refer to warranty document for terms and conditions<br data-mce-fragment="1"><strong>Documentation</strong></p><table width="100%"><tbody><tr><td style="width: 24%;" data-mce-style="width: 24%;"><a href="https://cdn.shopify.com/s/files/1/0566/3408/1340/files/ZZ084700119_DS_1_1.pdf?v=1678422305"><span style="color: #2b00ff;" data-mce-style="color: #2b00ff;">Data Sheet</span></a></td></tr></tbody></table><p><br><strong>Detailed Information</strong></p><p><span>The XR Rail Family offers the strength of a curved rail in three targeted sizes. Each size supports specific design loads, while minimizing material costs. Depending on your location, there is an XR Rail to match</span></p><p><strong>High reliability</strong></p><p>Cell interconnections and diode placement use well-established industry practice and are field-proven to provide excellent reliability.</p><p>Protect against buckling</p><p>Safely and efficiently transfer loads to the building structure</p><p>Superior spanning capability requires fewer roof attchments, reducing the number of roof penetrations</p><p>Compatible with flat &amp; pitched roofs</p></td></tr></tbody></table>
USMS100-0311 | 2.78 | 304001C | Unirac Solarmount 304001C Clear Serrated L-foot | <table width="100%" data-mce-fragment="1"><tbody data-mce-fragment="1"><tr data-mce-fragment="1"><td style="width: 955.59px;" data-mce-fragment="1" data-mce-style="width: 955.59px;"><strong>UNIRAC SOLARMOUNT 304001C CLEAR SERRATED L-FOOT</strong></td></tr><tr data-mce-fragment="1"><td style="width: 955.59px;" data-mce-fragment="1" data-mce-style="width: 955.59px;"><p data-mce-fragment="1">SolarMount rail secures to L-Foot roof attachments through T-Bolts that securely position within the rail slot. As always, the L-Foot is compatible with multiple attachment and flashing options, providing flexibility to the installer. Integrated Bonding, UL2703 will require integrated bonding for L-Feet in the near future. Currently, Unirac SM is the only system that provides this valuable feature.</p><p data-mce-fragment="1"><strong data-mce-fragment="1">Incudes:</strong><span data-mce-fragment="1">Â </span>(1) 3/8" x 3/4" SS T-Bolt and (1) 3/8" Serrated Flange Nut</p><p><strong>SPECIFICATIONS</strong></p><table width="100%"><tbody><tr><td style="width: 48.2638%;" data-mce-style="width: 48.2638%;"><span>Model</span></td><td style="width: 47.7362%;" data-mce-style="width: 47.7362%;">304001CÂ </td></tr><tr><td style="width: 48.2638%;" data-mce-style="width: 48.2638%;"><span>Series</span></td><td style="width: 47.7362%;" data-mce-style="width: 47.7362%;"><span>SolarMount</span></td></tr><tr><td style="width: 48.2638%;" data-mce-style="width: 48.2638%;"><span>Manufacturer</span></td><td style="width: 47.7362%;" data-mce-style="width: 47.7362%;">UNIRAC</td></tr></tbody></table></td></tr></tbody></table><p><br><strong>GENERAL SPECIFICATIONS</strong><br></p><table width="100%"><tbody><tr><td style="width: 49.0244%;" data-mce-style="width: 49.0244%;"><span>Item Weight</span></td><td style="width: 47.9756%;" data-mce-style="width: 47.9756%;"><span>0.25 lb</span></td></tr><tr><td style="width: 49.0244%;" data-mce-style="width: 49.0244%;"><span>Dimensions (LxWxH)</span></td><td style="width: 47.9756%;" data-mce-style="width: 47.9756%;"><span>3 x 2 x 2 inches</span></td></tr></tbody></table><p><strong>Warranty</strong><br data-mce-fragment="1"></p><ul><li>Manufacturer Warranty 25 Years</li></ul><p>* Refer to warranty document for terms and conditions<br data-mce-fragment="1"><strong>Documentation</strong></p><table width="100%"><tbody><tr><td style="width: 24%;" data-mce-style="width: 24%;"><a href="https://tandem-solar-systems.com/wp-content/uploads/2021/01/Unirac_SM_brochure.pdf"><span style="color: #2b00ff;" data-mce-style="color: #2b00ff;">Data Sheet</span></a></td></tr></tbody></table><p><br><strong>Detailed Information</strong><br></p><p><span>SolarMount rail secures to L-Foot roof attachments through T-Bolts that securely position within the rail slot.</span></p><p><span data-mce-fragment="1">As always, the L-Foot is compatible with multiple attachment and flashing options, providing flexibility to the installer.</span><br><br><span data-mce-fragment="1">Integrated Bonding, UL2703 will require integrated bonding for L-Feet in the near future. Currently, UNIRAC SM is the only system that provides this valuable feature.</span><br></p><p><strong>High reliability</strong></p><p><span>SolarMount created the industry standard for solar racking. Installers will be able to get off the roof quicker than ever before thanks to recent improvements.</span></p><p><span data-mce-fragment="1">Pre-assembled and optimized components minimize assembly steps and labor time.</span><br><br><span data-mce-fragment="1">To save money, our new grounding and bonding process uses less copper wire and doesn't use grounding straps or bonding jumpers.</span></p>
USIN100-0204 | 3756.67 | FPR-8048A-300A-LT | Outback Power Flexpower Radian FPR-8048A-300A-LT 8.0KW Power Center | <p>Introducing the FLEXpower Radian FPR-8048A-300A-LT â€“ a fully integrated solution engineered for seamless operation. This comprehensive system comes factory-tested and includes an 8000W, 60Hz Radian inverter/charger, an FM100-AFCI charge controller equipped with built-in GFDI, and essential equipment (excluding power sources and battery backup). Installation is straightforward: mount the bracket, hang the system, establish the necessary connections, and your system is ready to power up. Tailored for smaller power needs, such as homes, cabins, remote communication sites, and backup power systems, this FLEXpower Radian model brings reliable energy to your fingertips.</p><p><strong>Key Features</strong>:</p><ul><li><strong>Effortless Integration</strong>: The FLEXpower Radian FPR-8048A-300A-LT offers hassle-free integration. It comes pre-wired, pre-tested, and pre-configured, streamlining your setup process.</li><li><strong>Advanced Energy Management</strong>: OutBack's GridZero technology optimizes energy utilization by intelligently managing stored, solar, and utility power. This ensures maximum efficiency and seamless handling of various loads.</li><li><strong>Versatility in Application</strong>: Whether your system is grid-tied or off-grid, Radian inverters deliver versatile performance. They support a wide range of battery types and charging technologies, including state-of-the-art options like lithium-ion. Experience enhanced functionalities like Grid Zero and Mini-Grid modes.</li><li><strong>Dual AC Inputs</strong>: The inclusion of dual AC inputs facilitates easy integration of utility grid power and backup generators, offering continuous power supply.</li><li><strong>OpticsRE Compatibility</strong>: Monitor and control your system through the OpticsRE web interface, ensuring efficient oversight and management.</li><li><strong>Robust Features</strong>:<ul><li>Achieve high peak efficiency with the FM100-AFCI charge controller.</li><li>Enjoy a system footprint optimized for faster implementation.</li><li>Merge grid-interactive and stand-alone functionalities for versatile usage.</li><li>Experience the benefits of Grid-Interactive applications and integrated generator connections.</li><li>Components come with necessary UL Certifications for added safety.</li><li>Standard Warranty: 5 Years (with a 10-Year option available separately).</li></ul></li></ul><p>Enhance your energy setup with the FLEXpower Radian FPR-8048A-300A-LT, a reliable and feature-rich solution that provides seamless integration, advanced energy management, and user-friendly monitoring. With OutBack's commitment to quality and innovation, this system empowers you to harness energy efficiency and maximize the potential of your power sources.</p><p>Â Â Â Â Â Â Â <strong> For more information, refer to the </strong></p><p>Â Â Â Â Â Â Â Â <a href="https://cdn.shopify.com/s/files/1/0566/3408/1340/files/1913_348-0136_Spec_Sheet.pdf?v=1676480526" target="_new">SPEC DATASHEET</a> and <a href="https://cdn.shopify.com/s/files/1/0566/3408/1340/files/1914_348-0136_Quick_Install_Guide.pdf?v=1676480623" target="_new">Quick Install Guide</a>.</p>
USMS100-0596 | 7.18 | CFJE-600-1 | Prosolar Fastjack Commercial E-series CFJE-600-1 6" Standoff | <table width="100%" data-mce-fragment="1"><tbody data-mce-fragment="1"><tr data-mce-fragment="1"><td style="width: 955.59px;" data-mce-fragment="1" data-mce-style="width: 955.59px;"><strong>PROSOLAR FASTJACK COMMERCIAL E-SERIES CFJE-600-1 6" STANDOFF</strong></td></tr><tr data-mce-fragment="1"><td style="width: 955.59px;" data-mce-fragment="1" data-mce-style="width: 955.59px;"><p><span>The perfect solution for installations involving existing, retrofit and new construction roofs. The fully engineered, patented design of the Commercial FastJackhas been laboratory tested to 4,050 lbs. using only a single lag bolt under the stanchion.</span><br></p></td></tr></tbody></table><p><strong><br>SPECIFICATIONS</strong></p><table width="100%"><tbody><tr><td style="width: 48.2638%;"><span>Model</span></td><td style="width: 47.7362%;">PROSOLARÂ CFJE-600-1</td></tr><tr><td style="width: 48.2638%;"><span>Series</span></td><td style="width: 47.7362%;">-</td></tr><tr><td style="width: 48.2638%;"><span>Manufacturer</span></td><td style="width: 47.7362%;">PROSOLAR</td></tr></tbody></table><p><strong>GENERAL SPECIFICATION</strong><br></p><table width="100%"><tbody><tr><td style="width: 49.0244%;" data-mce-style="width: 49.0244%;"><div class="field--label">Type</div></td><td style="width: 47.9756%;" data-mce-style="width: 47.9756%;"><span>Standoff</span></td></tr><tr><td style="width: 49.0244%;" data-mce-style="width: 49.0244%;">Color<br></td><td style="width: 47.9756%;" data-mce-style="width: 47.9756%;">Silver</td></tr><tr><td style="width: 49.0244%;" data-mce-style="width: 49.0244%;">Material<br></td><td style="width: 47.9756%;" data-mce-style="width: 47.9756%;"><span>Stainless Steel</span></td></tr><tr><td style="width: 49.0244%;" data-mce-style="width: 49.0244%;"><span>Application</span></td><td style="width: 47.9756%;" data-mce-style="width: 47.9756%;"><span>Pitched Roof - Rail-Based</span></td></tr></tbody></table><p><strong><br>Warranty</strong><br data-mce-fragment="1"></p><ul><li>10Â Year Standard Warranty.</li></ul><p>* Refer to warranty document for terms and conditions<br><br data-mce-fragment="1"><strong>Documentation</strong></p><table width="100%"><tbody><tr><td style="width: 24%;" data-mce-style="width: 24%;"><a href="https://cdn.shopify.com/s/files/1/0566/3408/1340/files/Commercial_FastJack_E_Series_Brochure.pdf?v=1678438384" data-mce-href="https://cdn.shopify.com/s/files/1/0566/3408/1340/files/Commercial_FastJack_E_Series_Brochure.pdf?v=1678438384"><span style="color: #2b00ff;" data-mce-style="color: #2b00ff;">Data Sheet</span></a></td></tr></tbody></table><p><br><strong>Detailed Information</strong></p><p>Typically installed on residential sloped roof. RoofTrac Tilt Kit or SolarWedgeÂ® used for residential flat roofs.</p><div class="product--variation-field--variation_field_product_data_store__9770 field field--name-field-product-data-store field--type-entity-reference field--label-hidden field--item"><div class="eck-entity"><strong>High reliability</strong><br></div></div><p>Cell interconnections and diode placement use well-established industry practice and are field-proven to provide excellent reliability.</p><p>The most cost effective and easy to install rail mounting system</p><p>Sleek, low profile design for great looking installs</p>
USMS100-0313 | 6.13 | 303019D | Unirac Solarmount 303019D Dark Splice Bar | <table width="100%" data-mce-fragment="1"><tbody data-mce-fragment="1"><tr data-mce-fragment="1"><td style="width: 955.59px;" data-mce-fragment="1" data-mce-style="width: 955.59px;"><strong>UNIRAC SOLARMOUNT 303019D DARK SPLICE BAR</strong></td></tr><tr data-mce-fragment="1"><td style="width: 955.59px;" data-mce-fragment="1" data-mce-style="width: 955.59px;"><p data-mce-fragment="1">Order one splice wherever two SolarMount rail segments are to be joined into a single rail.</p><p data-mce-fragment="1">The 303019DÂ integrated bonding splice bar eliminates the need for copper wiring, lugs, bonding jumpers or grounding straps to electrically bond rails across the splice, reducing installations steps shave total installed cost. Pre-drilled pilot holes allow for one step installation.</p><p><strong>SPECIFICATIONS</strong></p><table width="100%"><tbody><tr><td style="width: 48.2638%;" data-mce-style="width: 48.2638%;"><span>Model</span></td><td style="width: 47.7362%;" data-mce-style="width: 47.7362%;">303019DÂ </td></tr><tr><td style="width: 48.2638%;" data-mce-style="width: 48.2638%;"><span>Series</span></td><td style="width: 47.7362%;" data-mce-style="width: 47.7362%;"><span>SolarMount</span></td></tr><tr><td style="width: 48.2638%;" data-mce-style="width: 48.2638%;"><span>Manufacturer</span></td><td style="width: 47.7362%;" data-mce-style="width: 47.7362%;">UNIRAC</td></tr></tbody></table></td></tr></tbody></table><p><br><strong>GENERAL SPECIFICATIONS</strong><br></p><table width="100%"><tbody><tr><td style="width: 49.0244%;" data-mce-style="width: 49.0244%;"><span>Item Weight</span></td><td style="width: 47.9756%;" data-mce-style="width: 47.9756%;"><span>0.45Â lb</span></td></tr><tr><td style="width: 49.0244%;" data-mce-style="width: 49.0244%;"><span>Dimensions (LxWxH)</span></td><td style="width: 47.9756%;" data-mce-style="width: 47.9756%;"><span>4 x 2 x 1.5 inches</span></td></tr></tbody></table><p><strong>Warranty</strong><br data-mce-fragment="1"></p><ul><li>Manufacturer Warranty 25 Years</li></ul><p>* Refer to warranty document for terms and conditions<br data-mce-fragment="1"><strong>Documentation</strong></p><table width="100%"><tbody><tr><td style="width: 24%;" data-mce-style="width: 24%;"><a href="https://www.solarflexion.com/v/vspfiles/files/pdfs/unirac/303019D_Data_Sheet.pdf"><span style="color: #2b00ff;" data-mce-style="color: #2b00ff;">Data Sheet</span></a></td></tr></tbody></table><p><br><strong>Detailed Information</strong><br></p><p><span>SolarMount defined the standard in solar racking. Recent enhancements are designed to get installers off the roof faster than ever before.</span></p><p><span>Components are pre-assembled and optimized to reduce installation steps and save labor time.Â </span></p><p><strong>High reliability</strong></p><p><span>Our new grounding &amp; bonding process reduces copper wire and eliminates grounding straps or bonding jumpers to reduce costs.</span></p><p><span>Easy installation, and high compatibility.</span></p>
USIN100-0143 | 4868.29 | MNEMS4448PAECL150 | Midnite Solar MNEMS4448PAECL150 Pre-wired Inverter System | <p>Discover the convenience of pre-assembled and tested power panels from MidNite Solar, featuring renowned brands like Magnum, SMA, and Schneider inverters. These power panels offer an integrated solution that saves space and time while ensuring reliable performance. Each assembly undergoes rigorous testing and comes with included crating for added protection during shipping.</p><p><strong>Key Features</strong>:</p><ul><li><strong>Streamlined Solution</strong>: MidNite Solar presents a range of pre-assembled power panels using Magnum, SMA, and Schneider inverters, offering an all-in-one package for your energy needs.</li><li><strong>Proven Performance</strong>: All power panels are meticulously tested to ensure optimum functionality and performance, providing you with peace of mind.</li><li><strong>Versatile Options</strong>: Choose from a variety of configurations, including the Magnum MS4024 PAE inverter installed on the MidNite MNE250(175)STM-L gray steel E-Panel. This option comes equipped with essential components such as a ME-RC50 remote display, a WhizBang Jr, a MidNite Classic 150 charge controller with built-in DC-GFP and arc-fault detector, MNDC array breaker, an MNDC charge-control breaker, MNSPD surge arrestors, and battery-temperature sensors.</li><li><strong>AC Backup Power</strong>: Explore the MidNite MND3R4024PAE-UPS, a battery-based backup system designed for AC backup power. It boasts a Magnum MS4024 PAE inverter, Magnum ARC50, and a MidNite Enclosure. The unit can accommodate four Group 31, GC2, or GC2 tall batteries (batteries not included), providing reliable backup power when needed.</li><li><strong>AC Coupling</strong>: For AC coupling to a grid-tie inverter, consider the MidNite MNEMS4024PAEACCPL. It features a Magnum MS4024 PAE inverter, Magnum RTR router, MidNite E-Panel, SPD surge arrestors, and GT-inverter-circuit relay. This fully assembled system offers 120/240 VAC output and is designed for compatibility with grid-tie inverters up to 3.6 kW.</li><li><strong>Outdoor Solution</strong>: The MidNite MND3RACCPLME is an outdoor battery-based inverter system for AC coupling to a grid-tie inverter. Installed within a MidNite MNBE-D3R battery enclosure, this system accommodates four Group 31, GC2, or GC2 tall batteries (batteries not included). It includes a Magnum MS4024 PAE inverter, Magnum RTR router, MidNite E-Panel, SPD surge arrestors, and GT-inverter-circuit relay, all designed to work harmoniously.</li><li><strong>Important Note</strong>: Not all grid-tie inverters are suitable for AC coupling. Always verify compatibility with the inverter manufacturer.</li></ul><p>Experience the convenience and reliability of MidNite Solar's pre-assembled power panels, tailored for various applications and equipped with industry-leading components. For more information, refer to the</p><p><strong><a href="https://cdn.shopify.com/s/files/1/0566/3408/1340/files/MS-PAE_Series.pdf?v=1677681782" target="_new">DATASHEET</a></strong>.</p>
USMS100-0354 | 2.97 | 310820 | Unirac Roofmount 310820 End Clamp, 30-40MM | <table data-mce-fragment="1" width="100%"><tbody data-mce-fragment="1"><tr data-mce-fragment="1"><td data-mce-fragment="1" style="width: 955.59px;" data-mce-style="width: 955.59px;"><strong>UUNIRAC ROOFMOUNT 310820 END CLAMP, 30-40MMP</strong></td></tr><tr data-mce-fragment="1"><td data-mce-fragment="1" style="width: 955.59px;" data-mce-style="width: 955.59px;"><p><span>The Power of Simplicity is applied to the ballasted flat roof solar industry by ROOFMOUNT. The system is made up of only two main components, which reduces the amount of prep work and installation time. With just a turn of a wrench, you can plan around roof obstacles, support most framed modules, and connect the framework.</span></p><p><strong>SPECIFICATIONS</strong></p><table width="100%"><tbody><tr><td style="width: 48.2638%;" data-mce-style="width: 48.2638%;"><span>Model</span></td><td style="width: 47.7362%;" data-mce-style="width: 47.7362%;">310820Â </td></tr><tr><td style="width: 48.2638%;" data-mce-style="width: 48.2638%;"><span>Series</span></td><td style="width: 47.7362%;" data-mce-style="width: 47.7362%;"><span>RoofMount</span></td></tr><tr><td style="width: 48.2638%;" data-mce-style="width: 48.2638%;"><span>Manufacturer</span></td><td style="width: 47.7362%;" data-mce-style="width: 47.7362%;">UNIRAC</td></tr></tbody></table></td></tr></tbody></table><p><br><strong>GENERAL SPECIFICATIONS</strong><br></p><table width="100%"><tbody><tr><td style="width: 49.0244%;" data-mce-style="width: 49.0244%;"><span>Item Weight</span></td><td style="width: 47.9756%;" data-mce-style="width: 47.9756%;"><span>0.275Â lb</span></td></tr><tr><td style="width: 49.0244%;" data-mce-style="width: 49.0244%;"><span>Dimensions (LxWxH)</span></td><td style="width: 47.9756%;" data-mce-style="width: 47.9756%;"><span>8 x 6 x 4.4 inches</span></td></tr></tbody></table><p><strong>Warranty</strong><br data-mce-fragment="1"></p><ul><li>Manufacturer Warranty 25 Years</li></ul><p>* Refer to warranty document for terms and conditions<br data-mce-fragment="1"><strong>Documentation</strong></p><table width="100%"><tbody><tr><td style="width: 24%;" data-mce-style="width: 24%;"><a href="https://www.solarflexion.com/v/vspfiles/files/pdfs/unirac/310820_Data_Sheet.pdf"><span style="color: #2b00ff;" data-mce-style="color: #2b00ff;">Data Sheet</span></a></td></tr></tbody></table><p><br><strong>Detailed Information</strong><br></p><p><span>Multiple tilts, orientation, and row spacing options allow you to tailor any project to your unique needs, whether you want to maximize the number of modules on the roof or the performance of each individual panel.</span></p><p><span data-mce-fragment="1">Using a variety of geometries, you can increase your energy production.</span><br><br><span data-mce-fragment="1">Design support and software that is fast and comprehensive.Â </span><br></p><p><strong>High reliability</strong></p><p>Unirac maintains the largest network of stocking distributors for our racking solutions.</p><p>U-Builder is the most powerful streamlined design tool for your solar mounting project.<br></p>
USMS100-0110 | 8.09 | FV-01-M1 | Ironridge Flashvue FV-01-M1 Flashing W/ Gripcap | <table data-mce-fragment="1" width="100%"><tbody data-mce-fragment="1"><tr data-mce-fragment="1"><td data-mce-fragment="1"><strong>IRONRIDGE FLASHVUE FV-01-M1 FLASHING W/ GRIPCAP</strong></td></tr><tr data-mce-fragment="1"><td data-mce-fragment="1"><p><span>Iron Ridge set out to design a flashing that checked all the boxes: fully waterproof, fast and easy to install correctly, economical, and strong enough to handle every environmental condition.Â </span></p><table width="100%"><tbody><tr><td><table width="100%"><tbody><tr><td style="width: 51.4725%;" data-mce-style="width: 51.4725%;"></td><td style="width: 45.8759%;" data-mce-style="width: 45.8759%;"><br></td></tr><tr><td style="width: 51.4725%;" data-mce-style="width: 51.4725%;"><div style="text-align: start;"><img src="https://cdn.shopify.com/s/files/1/0566/3408/1340/files/Screenshot_2_2dfaa1ea-b7a0-46f9-98c7-6d0682166523_480x480.png?v=1676524786" alt="Description image" style="margin-bottom: 16px; float: none;"></div></td><td style="width: 45.8759%;" data-mce-style="width: 45.8759%;"><br></td></tr><tr><td style="width: 51.4725%;" data-mce-style="width: 51.4725%;"></td><td style="width: 45.8759%;" data-mce-style="width: 45.8759%;"></td></tr></tbody></table><strong>Specifications</strong><table width="100%"><tbody><tr><td style="width: 48.2638%;" data-mce-style="width: 48.2638%;"><span>Model</span></td><td style="width: 47.7362%;" data-mce-style="width: 47.7362%;">IRONRIDGE FLASHVUE FV-01-M1</td></tr><tr><td style="width: 48.2638%;" data-mce-style="width: 48.2638%;"><span>Series</span></td><td style="width: 47.7362%;" data-mce-style="width: 47.7362%;">Flash Vue<br></td></tr><tr><td style="width: 48.2638%;" data-mce-style="width: 48.2638%;"><span>Manufacturer</span></td><td style="width: 47.7362%;" data-mce-style="width: 47.7362%;">Iron Ridge<br></td></tr></tbody></table></td></tr></tbody></table><p><br><strong>GENERAL SPECIFICATION</strong><br></p><table width="100%"><tbody><tr></tr><tr><td style="width: 49.0244%;" data-mce-style="width: 49.0244%;">TypeÂ </td><td style="width: 47.9756%;" data-mce-style="width: 47.9756%;">Flashing<br></td></tr><tr><td style="width: 49.0244%;" data-mce-style="width: 49.0244%;">FinishÂ </td><td style="width: 47.9756%;" data-mce-style="width: 47.9756%;">Mill Finish</td></tr><tr><td style="width: 49.0244%;" data-mce-style="width: 49.0244%;">MaterialÂ </td><td style="width: 47.9756%;" data-mce-style="width: 47.9756%;">Aluminum/Stainless Steel</td></tr><tr><td style="width: 49.0244%;" data-mce-style="width: 49.0244%;">ApplicationÂ </td><td style="width: 47.9756%;" data-mce-style="width: 47.9756%;"><span>Residential</span></td></tr></tbody></table><p><strong>Warranty</strong><br data-mce-fragment="1"></p><ul><li>25 Years Product Warranty.<br></li></ul><p>* Refer to warranty document for terms and conditions<br data-mce-fragment="1"><strong>Documentation</strong></p><table width="100%"><tbody><tr><td style="width: 24%;" data-mce-style="width: 24%;"><a href="https://cdn.shopify.com/s/files/1/0566/3408/1340/files/ZZ084700390_DS_1.pdf?v=1678352173"><span style="color: #2b00ff;" data-mce-style="color: #2b00ff;">Data Sheet</span></a></td></tr></tbody></table><p><br><strong>Detailed Information</strong></p><p><span data-mce-fragment="1">IronRidge set out to design a flashing that checked all the boxes: fully waterproof, fast and easy to install correctly, economical, and strong enough to handle every environmental condition. FlashVue does it all.Â </span><br></p><p><strong>High reliability</strong></p><p>Cell interconnections and diode placement use well-established industry practice and are field-proven to provide excellent reliability.<br></p><p><span>The 360Â° capable GripCap (2.74" tall) and GripCap+ (3.74" tall) can be placed in any orientation, and provide a â€œfriction-fit" for easy installs. Push snug into the viewport, without worrying it will roll away or rotate while driving the lag.</span></p><p>designed to offer protection for PV conductors and leads running row-to-row in the N-S direction</p><p><span>The large viewport makes it easy to align the flashing with the pilot hole, and drive the lag centered into the rafter.</span></p></td></tr></tbody></table>
USEC001-0079 | 7981.62 | FP2 VFXR3648A-01 | Outback Power Flexpower TWO FP2 VFXR3648A-01 7.2KW Pre-wired Inverter System | <p>The Outback Power Flexpower TWO FP2 VFXR3648A-01 is a pre-wired inverter system that includes two FM80S solar charge controllers. The system is designed for off-grid and backup power applications and can output up to 7.2kW of power.</p><p>The FP2 inverter is a three-phase, transformerless inverter that features a high efficiency of up to 98.5%. It also has a number of advanced features, including:</p><ul><li>Grid-forming mode for seamless integration with the utility grid</li><li>Islanding mode for continued power output during grid outages</li><li>Remote monitoring and control via the Outback MATE3-S gateway</li><li>Built-in Bluetooth for local monitoring and control</li></ul><p>The FM80S solar charge controllers are designed for use with 60-cell solar modules. They feature a maximum input voltage of 150V and a maximum charging current of 80A. The controllers also have a number of advanced features, including:</p><ul><li>MPPT technology for maximum power extraction from solar modules</li><li>Temperature compensation for accurate charging</li><li>Battery equalization for long battery life</li><li>Battery temperature monitoring for safety</li></ul><p>The FP2 VFXR3648A-01 system is a complete solution for off-grid and backup power applications. It is easy to install and maintain, and it provides reliable power for homes, businesses, and other critical loads.</p><p><strong>Specifications:</strong></p><ul><li>Model: FP2 VFXR3648A-01</li><li>Manufacturer: Outback Power</li><li>Inverter:<ul><li>Output power: 7.2kW</li><li>Efficiency: up to 98.5%</li><li>Topology: Three-phase, transformerless</li><li>Features: Grid-forming mode, islanding mode, remote monitoring and control, built-in Bluetooth</li></ul></li><li>Solar charge controllers:<ul><li>Quantity: 2</li><li>Model: FM80S</li><li>Input voltage: 150V</li><li>Charging current: 80A</li><li>Features: MPPT technology, temperature compensation, battery equalization, battery temperature monitoring</li></ul></li><li>Dimensions (LxWxH): 48 x 39 x 20 inches</li><li>Weight: 290.0 IbsÂ 132 (Kg)</li><li><strong><a href="https://cdn.shopify.com/s/files/1/0566/3408/1340/files/FP2_VFXR3648A-01.pdf?v=1691581289">Datasheet</a></strong></li></ul>
USIN100-0222 | 3931.11 | FP1 VFXR3524A-01 | Outback Power Flexpower One FP1 VFXR3524A-01 3.5kw Power Center | <p>The OUTBACK POWER FLEXPOWER ONE FP1 VFXR3524A-01 is a powerful and versatile power center that features the updated FXR Series Grid/Hybrid inverter/chargers from OutBack. These advanced inverter features are integrated into pre-assembled and pre-wired FLEXpower systems, providing exceptional flexibility and value for various applications.</p><p>The FLEXpower ONE FX-R Series is specifically designed for residential and commercial use, including cabins, vacation homes, farm buildings, remote communication sites, and backup power systems. This power center includes all the necessary components in a compact hang-on-the-wall system with a small footprint, ensuring efficient and reliable power solutions.</p><p>Additional Features:</p><ul><li>Combines off-grid and grid-tied functions in a single modular design</li><li>Versatile device with a space-saving and lightweight kit</li><li>In-field technology allows for easy upgrades</li><li>Equipped with ample AC and DC breaker provisions</li><li>GridZero technology enables users to minimize or eliminate grid dependence by utilizing available renewables</li><li>Advanced Battery Charging (ABC) technology supports a wide range of battery technologies, including lithium-ion</li><li>All components are certified with necessary ETL certifications</li></ul><p>Specifications:</p><ul><li>Model: OUTBACK POWER FLEXPOWER ONE FP1 VFXR3524A-01</li><li>Power Output: 3.5KW</li><li>Hybrid Functionality: Off-grid and grid-tied applications</li><li>Certification: All components have necessary ETL certifications</li></ul><p>For detailed technical information, refer to the official SPEC DATASHEET: <a href="https://cdn.shopify.com/s/files/1/0566/3408/1340/files/1916_348-0100_Spec_Sheet.pdf?v=1676478203" target="_new">SPEC DATASHEET</a></p><p>Please note that the provided information is based on the HTML content. For the most accurate and up-to-date details, consult the official product documentation.</p>
USMS100-0057 | 146.8 | 70-0300-CBR | Ironridge CBR 70-0300-CBR 7.5' Brace Assembly Kit | <table data-mce-fragment="1" width="100%"><tbody data-mce-fragment="1"><tr data-mce-fragment="1"><td data-mce-fragment="1"><strong>IRONRIDGE CBR 70-0300-CBR 7.5' BRACE ASSEMBLY KIT</strong></td></tr><tr data-mce-fragment="1"><td data-mce-fragment="1"><p><span>Iron Ridge MLPE This optional assembly kit is for installations that require extra support. This Diagonal Brace Kit includes the brace, sleeves, and hardware for installation between one north and south pair of support legs.</span></p><table width="100%"><tbody><tr><td><table width="100%"><tbody><tr><td style="width: 51.4725%;" data-mce-style="width: 51.4725%;"></td><td style="width: 45.8759%;" data-mce-style="width: 45.8759%;"><br></td></tr><tr><td style="width: 51.4725%;" data-mce-style="width: 51.4725%;"><div style="text-align: start;" data-mce-style="text-align: start;"><img alt="Description image" src="https://cdn.shopify.com/s/files/1/0566/3408/1340/files/stand_480x480.png?v=1676523227" style="margin-bottom: 16px; float: none;" data-mce-src="https://cdn.shopify.com/s/files/1/0566/3408/1340/files/stand_480x480.png?v=1676523227"></div></td><td style="width: 45.8759%;" data-mce-style="width: 45.8759%;"><br></td></tr><tr><td style="width: 51.4725%;" data-mce-style="width: 51.4725%;"></td><td style="width: 45.8759%;" data-mce-style="width: 45.8759%;"></td></tr></tbody></table><strong>Specifications</strong><table width="100%"><tbody><tr><td style="width: 48.2638%;" data-mce-style="width: 48.2638%;"><span>Model</span></td><td style="width: 47.7362%;" data-mce-style="width: 47.7362%;">IRONRIDGE CBR 70-0300-CBR</td></tr><tr><td style="width: 48.2638%;" data-mce-style="width: 48.2638%;"><span>Series</span></td><td style="width: 47.7362%;" data-mce-style="width: 47.7362%;">Brace</td></tr><tr><td style="width: 48.2638%;" data-mce-style="width: 48.2638%;"><span>Manufacturer</span></td><td style="width: 47.7362%;" data-mce-style="width: 47.7362%;">Iron Ridge<br></td></tr></tbody></table></td></tr></tbody></table><p><br><strong>GENERAL SPECIFICATION</strong><br></p><table width="100%"><tbody><tr></tr><tr><td style="width: 49.0244%;" data-mce-style="width: 49.0244%;">DimensionsÂ </td><td style="width: 47.9756%;" data-mce-style="width: 47.9756%;">7-1/2 Ft.</td></tr><tr><td style="width: 49.0244%;" data-mce-style="width: 49.0244%;">TypeÂ </td><td style="width: 47.9756%;" data-mce-style="width: 47.9756%;">Other Attachment</td></tr><tr><td style="width: 49.0244%;" data-mce-style="width: 49.0244%;">ColorÂ </td><td style="width: 47.9756%;" data-mce-style="width: 47.9756%;">Silver</td></tr><tr><td style="width: 49.0244%;" data-mce-style="width: 49.0244%;">FinishÂ </td><td style="width: 47.9756%;" data-mce-style="width: 47.9756%;">Mill Finish</td></tr><tr><td style="width: 49.0244%;" data-mce-style="width: 49.0244%;">MaterialÂ </td><td style="width: 47.9756%;" data-mce-style="width: 47.9756%;">Aluminum</td></tr></tbody></table><p><strong>Warranty</strong><br data-mce-fragment="1"></p><ul><li>25 Years Product Warranty.<br></li></ul><p>* Refer to warranty document for terms and conditions<br data-mce-fragment="1"><strong>Documentation</strong></p><table width="100%"><tbody><tr><td style="width: 24%;" data-mce-style="width: 24%;"><a href="https://cdn.shopify.com/s/files/1/0566/3408/1340/files/ZZ084700171_DS_1.pdf?v=1678346163"><span style="color: #2b00ff;" data-mce-style="color: #2b00ff;">Data Sheet</span></a></td></tr></tbody></table><p><br><strong>Detailed Information</strong></p><p><span data-mce-fragment="1">The optional Diagonal Brace Assembly kit is for installations that require extra support. This diagonal brace kit includes the brace, sleeves, and hardware for installation between one north and south pair of support legs. Our Rail Connectors secure IronRidge Standard Rails to the Schedule 40 horizontal cross pipes. Each Standard Rail requires two connectors to create a secure attachment. </span><br></p><p><strong>High reliability</strong></p><p>Cell interconnections and diode placement use well-established industry practice and are field-proven to provide excellent reliability.<br></p><p>BX has an 8-10% increase in power density when compared with leading competitor systems</p><p>designed to offer protection for PV conductors and leads running row-to-row in the N-S direction</p></td></tr></tbody></table><br>
USIN100-0206 | 3941.57 | FP1 VFXR3648A-01 | Outback Power Flexpower FP1 VFXR3648A-01 3.6KW Battery-based Pre-wired Inverter System | <p>Introducing the Outback FLEXpower ONE VFXR3648A-01, a high-performance inverter/charger system designed to elevate the installation experience to new levels of simplicity, efficiency, and versatility. With a power output of 3.6kW, this pre-assembled FLEXpower ONE system comes equipped with prewired AC and DC boxes, a 120Vac Bypass, NEMA 5-15R Outlet, 175A DC breaker, GFDI, 80Amp charge controller breaker, Mate3-S, HUB 10.3, RTS, 1 FLEXmax 80, FLEXnet DC, and a surge protector. The system carries the UL1741-SA certification, ensuring its safety and reliability.</p><p><strong>Key Features</strong>:</p><ul><li><strong>Streamlined Solution</strong>: The FLEXpower ONE system is meticulously pre-assembled, pre-wired, and pre-tested, making installation faster and more convenient than ever. Everything you need for your power setup is integrated onto a single factory-tested panel.</li><li><strong>Ready to Go</strong>: After mounting the included bracket, installing the system on the wall, and adding the necessary power sources and battery backup, your system is ready for operation.</li><li><strong>Model Specifications</strong>:<ul><li>Model: VFXR3648A-01</li><li>Series: FLEXpower</li><li>Manufacturer: OutBack Power</li></ul></li><li><strong>General Specifications</strong>:<ul><li>Item Weight: 129 lb</li><li>Dimensions (LxWxH): 23 x 35 x 22 inches</li></ul></li><li><strong>Manufacturer Warranty</strong>: Enjoy peace of mind with a 5-year limited warranty from the manufacturer. Refer to the warranty document for detailed terms and conditions.</li><li><strong>Documentation</strong>: For detailed specifications, refer to the</li><li><strong><a href="https://www.invertersupply.com/media/data/flexpoweronefxr_datasheet.pdf" target="_new">Data Sheet</a></strong>.</li></ul><ul data-mce-fragment="1"></ul>
USIN100-0202 | 6823.33 | FPR-8048A-01 | Outback Power Flexpower FPR-8048A-01 8.0KW Battery-based Pre-wired Inverter System | <p>The Outback Power Flexpower FPR-8048A-01 is a battery-based pre-wired inverter system that can output up to 8.0kW of power. It is designed for off-grid and backup power applications.</p><p>The FPR-8048A-01 system includes an FPR-8048 inverter, two FM80S solar charge controllers, and a battery combiner. The inverter is a three-phase, transformerless inverter that features a high efficiency of up to 98.5%. It also has a number of advanced features, including:</p><ul><li>Grid-forming mode for seamless integration with the utility grid</li><li>Islanding mode for continued power output during grid outages</li><li>Remote monitoring and control via the Outback MATE3-S gateway</li><li>Built-in Bluetooth for local monitoring and control</li></ul><p>The FM80S solar charge controllers are designed for use with 60-cell solar modules. They feature a maximum input voltage of 150V and a maximum charging current of 80A. The controllers also have a number of advanced features, including:</p><ul><li>MPPT technology for maximum power extraction from solar modules</li><li>Temperature compensation for accurate charging</li><li>Battery equalization for long battery life</li><li>Battery temperature monitoring for safety</li></ul><p>The battery combiner is used to connect two 48V batteries in parallel. This allows the system to provide more power and longer backup times.</p><p>The FPR-8048A-01 system is a complete solution for off-grid and backup power applications. It is easy to install and maintain, and it provides reliable power for homes, businesses, and other critical loads.</p><p><strong>Specifications:</strong></p><ul><li>Model: FPR-8048A-01</li><li>Manufacturer: Outback Power</li><li>Inverter:<ul><li>Output power: 8.0kW</li><li>Efficiency: up to 98.5%</li><li>Topology: Three-phase, transformerless</li><li>Features: Grid-forming mode, islanding mode, remote monitoring and control, built-in Bluetooth</li></ul></li><li>Solar charge controllers:<ul><li>Quantity: 2</li><li>Model: FM80S</li><li>Input voltage: 150V</li><li>Charging current: 80A</li><li>Features: MPPT technology, temperature compensation, battery equalization, battery temperature monitoring</li></ul></li><li>Battery combiner:<ul><li>Input voltage: 48V</li><li>Output voltage: 48V</li><li>Maximum current: 160A</li></ul></li><li>Dimensions LxWxH): 48 x 34 x 10 inches</li><li>Weight: 251.0</li><li><a href="https://cdn.shopify.com/s/files/1/0566/3408/1340/files/FPR-8048A-01.pdf?v=1691581875"><strong>Datasheet</strong></a></li></ul><ul data-mce-fragment="1"></ul>
USIN100-0203 | 7021.11 | FPR-8048A-300AFCI | Outback Power Flexpower FPR-8048A-300AFCI Battery-based Pre-wired Inverter System | <p>The Outback Power Flexpower FPR-8048A-300AFCI is a battery-based pre-wired inverter system that can output up to 8.0kW of power. It is designed for off-grid and backup power applications.</p><p>The FPR-8048A-300AFCI system includes an FPR-8048 inverter, two FM80S solar charge controllers, a battery combiner, and an AFCI breaker. The inverter is a three-phase, transformerless inverter that features a high efficiency of up to 98.5%. It also has a number of advanced features, including:</p><ul><li>Grid-forming mode for seamless integration with the utility grid</li><li>Islanding mode for continued power output during grid outages</li><li>Remote monitoring and control via the Outback MATE3-S gateway</li><li>Built-in Bluetooth for local monitoring and control</li></ul><p>The FM80S solar charge controllers are designed for use with 60-cell solar modules. They feature a maximum input voltage of 150V and a maximum charging current of 80A. The controllers also have a number of advanced features, including:</p><ul><li>MPPT technology for maximum power extraction from solar modules</li><li>Temperature compensation for accurate charging</li><li>Battery equalization for long battery life</li><li>Battery temperature monitoring for safety</li></ul><p>The battery combiner is used to connect two 48V batteries in parallel. This allows the system to provide more power and longer backup times.</p><p>The AFCI breaker provides additional safety by protecting the system from arc flash events.</p><p>The FPR-8048A-300AFCI system is a complete solution for off-grid and backup power applications. It is easy to install and maintain, and it provides reliable power for homes, businesses, and other critical loads.</p><p><strong>Specifications:</strong></p><ul><li>Model: FPR-8048A-300AFCI</li><li>Manufacturer: Outback Power</li><li>Inverter:<ul><li>Output power: 8.0kW</li><li>Efficiency: up to 98.5%</li><li>Topology: Three-phase, transformerless</li><li>Features: Grid-forming mode, islanding mode, remote monitoring and control, built-in Bluetooth</li></ul></li><li>Solar charge controllers:<ul><li>Quantity: 2</li><li>Model: FM80S</li><li>Input voltage: 150V</li><li>Charging current: 80A</li><li>Features: MPPT technology, temperature compensation, battery equalization, battery temperature monitoring</li></ul></li><li>Battery combiner:<ul><li>Input voltage: 48V</li><li>Output voltage: 48V</li><li>Maximum current: 160A</li></ul></li><li>AFCI breaker:<ul><li>Rating: 300A</li></ul></li><li>Dimensions (LxWxH): 48 x 40 x 18 inches</li><li>Weight: 218.0 Ibs</li><li><a href="https://cdn.shopify.com/s/files/1/0566/3408/1340/files/FPR-8048A-300AFCI.pdf?v=1691582336"><strong>Datasheet</strong></a></li></ul>
USMS100-0653 | 5.97 | S-5-N 1.5 | S-5! S-5-N 1.5 Metal Roof Clamp | <table width="100%" data-mce-fragment="1"><tbody data-mce-fragment="1"><tr data-mce-fragment="1"><td style="width: 955.59px;" data-mce-fragment="1" data-mce-style="width: 955.59px;"><strong>S-5! S-5-N 1.5 METAL ROOF CLAMP</strong></td></tr><tr data-mce-fragment="1"><td style="width: 955.59px;" data-mce-fragment="1" data-mce-style="width: 955.59px;"><p><span>S-5-N 1.5 and S-5-N 1.5 are two distinct forms of S-5-N. Mini clamps with proprietary S-5!zero-penetration technology were developed for use on 1.5" nail strip metal roof profiles and other roofing forms with similar profiles. (It's worth noting that these clamps aren't made to match all nail strip profiles.) The clamp boasts an angled throat that accommodates most nail strip profiles, eliminating the need to field crimp. The S-5-N 1.5's angled wall with a nose allows it to engage triangle style profiles during installation, removing the need to keep the clamp in place when setscrews are tensioned. The clamp will sit straighter on the seam thanks to the combination of these two features.</span></p><p><strong>SPECIFICATIONS</strong></p><table width="100%"><tbody><tr><td style="width: 48.2638%;" data-mce-style="width: 48.2638%;"><span>Model</span></td><td style="width: 47.7362%;" data-mce-style="width: 47.7362%;">S-5-N 1.5</td></tr><tr><td style="width: 48.2638%;" data-mce-style="width: 48.2638%;"><span>Series</span></td><td style="width: 47.7362%;" data-mce-style="width: 47.7362%;"><span>S-5-N</span></td></tr><tr><td style="width: 48.2638%;" data-mce-style="width: 48.2638%;"><span>Manufacturer</span></td><td style="width: 47.7362%;" data-mce-style="width: 47.7362%;">S-5!<br></td></tr></tbody></table><p>Â </p></td></tr></tbody></table><p><br><strong>GENERAL SPECIFICATIONS</strong><br></p><table width="100%"><tbody><tr><td style="width: 49.0244%;" data-mce-style="width: 49.0244%;">Item Weight</td><td style="width: 47.9756%;" data-mce-style="width: 47.9756%;">0.25 lb</td></tr><tr><td style="width: 49.0244%;" data-mce-style="width: 49.0244%;"><span>Dimensions (LxWxH)</span></td><td style="width: 47.9756%;" data-mce-style="width: 47.9756%;"><span>2.25 x 2 x 1.5 inches</span></td></tr></tbody></table><p><strong>Warranty</strong><br data-mce-fragment="1"></p><ul><li>Limited Lifetime Warranty</li></ul><p>* Refer to warranty document for terms and conditions<br data-mce-fragment="1"><strong>Documentation</strong></p><table width="100%"><tbody><tr><td style="width: 24%;" data-mce-style="width: 24%;"><a href="https://connect.soligent.net/site/Item%20Documents/2926_260-0841%20Brochure.pdf"><span style="color: #2b00ff;" data-mce-style="color: #2b00ff;">Data Sheet</span></a></td><td style="width: 24%;" data-mce-style="width: 24%;"><span style="color: #2b00ff;" data-mce-style="color: #2b00ff;"><a href="https://connect.soligent.net/site/Item%20Documents/2926_260-0841%20Brochure.pdf">I</a><a href="https://connect.soligent.net/site/Item%20Documents/2927_260-0841%20Installation%20Manual.pdf" data-mce-href="https://connect.soligent.net/site/Item%20Documents/2927_260-0841%20Installation%20Manual.pdf">nstallation Manual</a></span></td></tr></tbody></table><p><br><strong>Detailed Information</strong><br></p><p>TheÂ NÂ fits popular 1â€³ nail strips, such as:Â Taylor Metalsâ€™ Easy Lockâ„¢, ASC Building Productsâ€™ Skyline RoofingÂ®, McElroy Metalsâ€™ Meridian, New Tech Machineryâ€™s FF100 and roofing types with similar profiles.</p><p><br>Angled setscrews for easy installation; no special tools required<br><br>Special design for â€œnail-flangeâ€ SSR profiles â‰¤ 1â€ (25 mm) in height and with a base of rib dimension &lt; .82â€ (20 mm)<br></p><p><strong>High reliability</strong></p><p>Clamp insert facilitates best-fit without damage to panel seam</p><p>Use for heavy-duty applications, such as snow retention</p><p>Two T-30 Torx round-point setscrews (Torx bit tip provided)Â </p>
USIN100-0141 | 5635.67 | MNEMS4024PAECL150 | MidNite Solar MNEMS4024PAECL150 4.0KW Pre-wired Inverter System | <p>The MidNite Solar MNEMS4024PAECL150 is a pre-wired inverter system that can output up to 4.0kW of power. It is designed for off-grid and backup power applications.</p><p>The MNEMS4024PAECL150 system includes an MNEMS4024 inverter, a Midnite Classic 150 charge controller, and a battery combiner. The inverter is a three-phase, transformerless inverter that features a high efficiency of up to 98.5%. It also has a number of advanced features, including:</p><ul><li>Grid-forming mode for seamless integration with the utility grid</li><li>Islanding mode for continued power output during grid outages</li><li>Remote monitoring and control via the Midnite Classic Gateway</li><li>Built-in Bluetooth for local monitoring and control</li></ul><p>The Midnite Classic 150 charge controller is designed for use with 60-cell solar modules. It features a maximum input voltage of 150V and a maximum charging current of 100A. The controller also has a number of advanced features, including:</p><ul><li>MPPT technology for maximum power extraction from solar modules</li><li>Temperature compensation for accurate charging</li><li>Battery equalization for long battery life</li><li>Battery temperature monitoring for safety</li></ul><p>The battery combiner is used to connect two 48V batteries in parallel. This allows the system to provide more power and longer backup times.</p><p>The MNEMS4024PAECL150 system is a complete solution for off-grid and backup power applications. It is easy to install and maintain, and it provides reliable power for homes, businesses, and other critical loads.</p><p><strong>Specifications:</strong></p><ul><li>Model: MNEMS4024PAECL150</li><li>Manufacturer: MidNite Solar</li><li>Inverter:<ul><li>Output power: 4.0kW</li><li>Efficiency: up to 98.5%</li><li>Topology: Three-phase, transformerless</li><li>Features: Grid-forming mode, islanding mode, remote monitoring and control, built-in Bluetooth</li></ul></li><li>Solar charge controller:<ul><li>Model: Midnite Classic 150</li><li>Input voltage: 150V</li><li>Charging current: 100A</li><li>Features: MPPT technology, temperature compensation, battery equalization, battery temperature monitoring</li></ul></li><li>Battery combiner:<ul><li>Input voltage: 48V</li><li>Output voltage: 48V</li><li>Maximum current: 160A</li></ul></li><li>Dimensions (LxWxH): 34 x 34 x 29 inches</li><li>Weight: 190.0 lbsÂ </li><li><a href="https://cdn.shopify.com/s/files/1/0566/3408/1340/files/MNEMS4024PAECL150.pdf?v=1691582649"><strong>Datasheet</strong></a></li></ul>
USMS100-0597 | 129.62 | RT2-00-MINIBK2 | Roof Tech RT2-00-MINIBK2 Rt-mini Ii Base Kit, Pack Of 20 Flashing Bases | <p><span></span><strong>MINI II base, (Priced as 1 box of 20 bases) - includes 4ea. additional Alpha Seal pads.&amp; 40 screws</strong><br></p><ul><ul><li>Manufacturer Part Number: RT2-00-MINIBK2</li></ul></ul><ul><ul><li>Shipping Weight: 8 lb</li></ul></ul><ul><ul><li>Shipping Dimensions: 15 x 5 x 7 in</li></ul></ul><ul><ul><li>Case Qty: 4</li></ul></ul><ul><li>Pallet Qty: 200</li></ul><p><strong>SPECIFICATIONS</strong><br></p><div data-view="Product.Sku"><div><div class="product-line-sku-container"><span class="product-line-sku-label">SKU:<span>Â </span></span><span class="product-line-sku-value" itemprop="sku">213-0084</span></div></div><div><div><div class="custom-pdp-fields-line-container"><span class="custom-pdp-fields-label">Mfr. Part Number: RT2-00-MINIBK2</span></div><div class="custom-pdp-fields-line-container"><span class="custom-pdp-fields-label">Item Weight: 8.8 lb</span></div><div class="custom-pdp-fields-line-container"><span class="custom-pdp-fields-label">Dimensions (LxWxH): 4 x 3.54 x 0.6 inches</span></div></div></div></div>
USIN100-0002 | 4583.28 | SA-12K | Sol-Ark SA-12K 12.0kw Battery-based Inverter | <p>Introducing the Sol-Ark 12K Pre-Wired Hybrid Inverter Systemâ€”an all-in-one powerhouse that combines an inverter, charge controller, and a display with remote monitoring capabilities. Designed with versatility in mind, the Sol-Ark seamlessly integrates into Grid-tied, Off-Grid, or Battery Backup solar systems, showcasing its prowess in managing power to and from Solar, Battery, Grid, Loads, and even a Generator.</p><p><img src="https://cdn.shopify.com/s/files/1/0566/3408/1340/files/5k_480x480.png?v=1676021445" alt="Sol-Ark Image"></p><p><strong>SPECIFICATIONS</strong>:</p><ul><li><strong>Model</strong>: SOL-ARK SA-12K 12.0kw</li><li><strong>Series</strong>: 12K Series</li><li><strong>Manufacturer</strong>: Sol-Ark</li></ul><p><strong>GENERAL SPECIFICATIONS</strong>:</p><ul><li><strong>Max allowed PV Power</strong>: 13,000W</li><li><strong>Max allowed PV Power per MPPT</strong>: 12,000W</li><li><strong>Max DC voltage</strong>: 500V</li><li><strong>MPPT voltage range</strong>: 125-425V</li><li><strong>MPPT Starting Voltage</strong>: 125V</li><li><strong>Number of MPPT</strong>: 3</li><li><strong>Peak Inverter Efficiency</strong>: 97.5%</li><li><strong>Continuous AC power to Grid (On Grid)</strong>: 15000W 62.5A-L(240V)</li><li><strong>Continuous AC power to Loads (Off-Grid)</strong>: 12000W 50A-L(240V)</li><li><strong>Battery Type</strong>: Lead-Acid or Li-Ion</li><li><strong>Nominal DC Input</strong>: 48V</li><li><strong>Capacity</strong>: 50 â€“ 9900Ah</li><li><strong>Grid to Battery Charging Efficiency</strong>: 96.0%</li><li><strong>Dimensions (H x W x D)</strong>: 30.0â€ x 18.3â€ x 10.0â€</li><li><strong>Weight</strong>: 78 lbs</li></ul><p><strong>Warranty</strong>: 10-Year Standard Warranty (<em>Note: Refer to the warranty document for detailed terms and conditions.</em>)</p><p><strong>Detailed Information</strong>:</p><ul><li>Boasts a user-friendly touchscreen interface.</li><li><strong>Grid Tied Mode</strong>: Allows power sell-back to reduce electric bills.</li><li><strong>Meter Zero Mode</strong>: Zero out electric bills even without a smart meter.</li><li><strong>Programmable Smart Load Mode</strong>: Enables DC and AC Coupling.</li><li>Guarantees high reliability with proven cell interconnections and diode placements.</li><li>Expands to accommodate up to 6.5kW in solar panels and 0-32 batteries.</li></ul><p>Elevate your solar power experience with the Sol-Ark 12K Pre-Wired Hybrid Inverter Systemâ€”a comprehensive solution that brings convenience, versatility, and reliability to your energy needs.</p><p>Â <a href="https://cdn.shopify.com/s/files/1/0566/3408/1340/files/SA-12K.pdf?v=1691583112"><strong>Datasheet</strong></a>Â </p><ul data-mce-fragment="1"></ul>
USMS100-0598 | 5.22 | FJE-FLASH-1 | Prosolar Fastjack FJE-FLASH-1 Black Flashing And Collar | <table width="100%" data-mce-fragment="1"><tbody data-mce-fragment="1"><tr data-mce-fragment="1"><td style="width: 955.59px;" data-mce-fragment="1" data-mce-style="width: 955.59px;"><strong>PROSOLAR FASTJACK FJE-FLASH-1 BLACK FLASHING AND COLLAR</strong></td></tr><tr data-mce-fragment="1"><td style="width: 955.59px;" data-mce-fragment="1" data-mce-style="width: 955.59px;"><p>The FastJack E-Series is the best option for any experienced, high-volume installer because of its cost-effectiveness and ease of installation. The solid aluminum post prevents water from funneling, and the entire product is made without welding to avoid corrosion and breakage.<br></p></td></tr></tbody></table><p><strong><br>SPECIFICATIONS</strong></p><table width="100%"><tbody><tr><td style="width: 48.2638%;"><span>Model</span></td><td style="width: 47.7362%;"><span>FJE-Flash-1</span></td></tr><tr><td style="width: 48.2638%;"><span>Series</span></td><td style="width: 47.7362%;"><span>E-Series</span></td></tr><tr><td style="width: 48.2638%;"><span>Manufacturer</span></td><td style="width: 47.7362%;"><span>ProSolar</span></td></tr></tbody></table><p><strong><br>GENERAL SPECIFICATIONS</strong><br></p><table width="100%"><tbody><tr><td style="width: 49.0244%;" data-mce-style="width: 49.0244%;"><span>Item Weight</span></td><td style="width: 47.9756%;" data-mce-style="width: 47.9756%;"><span>0.29 lbs</span></td></tr><tr><td style="width: 49.0244%;" data-mce-style="width: 49.0244%;"><span>Dimensions (LxWxH)</span></td><td style="width: 47.9756%;" data-mce-style="width: 47.9756%;"><span>1.50 x 3.00 x 1.50 inches</span></td></tr><tr><td style="width: 49.0244%;" data-mce-style="width: 49.0244%;"><span>Product Line</span></td><td style="width: 47.9756%;" data-mce-style="width: 47.9756%;"><span>FastJack</span></td></tr><tr><td style="width: 49.0244%;" data-mce-style="width: 49.0244%;"><span>Material</span></td><td style="width: 47.9756%;" data-mce-style="width: 47.9756%;"><span>Galvanized Aluminum</span></td></tr><tr><td style="width: 49.0244%;" data-mce-style="width: 49.0244%;"><span>Color</span></td><td style="width: 47.9756%;" data-mce-style="width: 47.9756%;">Silver</td></tr><tr><td style="width: 49.0244%;" data-mce-style="width: 49.0244%;">Technology</td><td style="width: 47.9756%;" data-mce-style="width: 47.9756%;"><span>Flashing and Collar</span></td></tr></tbody></table><p><strong><br>Warranty</strong><br data-mce-fragment="1"></p><ul><li>Manufacturer Warranty 1 Year</li></ul><p>* Refer to warranty document for terms and conditions<br data-mce-fragment="1"></p><table width="100%"><tbody></tbody></table><p><br><strong>Detailed Information</strong><br></p><p>Low cost, heavy duty, aluminum flashing, for optimal strength and corrosion resistance</p><p>Black powder coated Aluminum roof flashing with compression collar</p><p>Solid aluminum post prevents water flow through post into roof</p><p><strong>High reliability</strong></p><p>Cell interconnections and diode placement use well-established industry practice and are field-proven to provide excellent reliability.</p><p>Optional nail holes are included for high-wind regions</p><p>Small, lightweight, and easy to installÂ </p>
USIN100-0200 | 5036.67 | FPR-4048A-01 | Outback Power Flexpower FPR-4048A-01 4.0kw Battery-based Pre-wired Inverter System,48VDC W 1 FM80 | <p>The Outback Power Flexpower FPR-4048A-01 is a battery-based pre-wired inverter system that can output up to 4.0kW of power. It is designed for off-grid and backup power applications.</p><p>The FPR-4048A-01 system includes an FPR-4048 inverter, one FM80 solar charge controller, and a battery combiner. The inverter is a three-phase, transformerless inverter that features a high efficiency of up to 98.5%. It also has a number of advanced features, including:</p><ul><li>Grid-forming mode for seamless integration with the utility grid</li><li>Islanding mode for continued power output during grid outages</li><li>Remote monitoring and control via the Outback MATE3-S gateway</li><li>Built-in Bluetooth for local monitoring and control</li></ul><p>The FM80 solar charge controller is designed for use with 60-cell solar modules. It features a maximum input voltage of 150V and a maximum charging current of 80A. The controller also has a number of advanced features, including:</p><ul><li>MPPT technology for maximum power extraction from solar modules</li><li>Temperature compensation for accurate charging</li><li>Battery equalization for long battery life</li><li>Battery temperature monitoring for safety</li></ul><p>The battery combiner is used to connect two 48V batteries in parallel. This allows the system to provide more power and longer backup times.</p><p>The FPR-4048A-01 system is a complete solution for off-grid and backup power applications. It is easy to install and maintain, and it provides reliable power for homes, businesses, and other critical loads.</p><p><strong>Specifications:</strong></p><ul><li>Model: FPR-4048A-01</li><li>Manufacturer: Outback Power</li><li>Inverter:<ul><li>Output power: 4.0kW</li><li>Efficiency: up to 98.5%</li><li>Topology: Three-phase, transformerless</li><li>Features: Grid-forming mode, islanding mode, remote monitoring and control, built-in Bluetooth</li></ul></li><li>Solar charge controller:<ul><li>Model: FM80</li><li>Input voltage: 150V</li><li>Charging current: 80A</li><li>Features: MPPT technology, temperature compensation, battery equalization, battery temperature monitoring</li></ul></li><li>Battery combiner:<ul><li>Input voltage: 48V</li><li>Output voltage: 48V</li><li>Maximum current: 160A</li></ul></li><li>Dimensions (LxWxH): 45 x 51 x 17 inches</li><li>Weight: 237.Ibs</li><li><strong><a href="https://cdn.shopify.com/s/files/1/0566/3408/1340/files/FPR-4048A-01.pdf?v=1691583661" data-mce-href="https://cdn.shopify.com/s/files/1/0566/3408/1340/files/FPR-4048A-01.pdf?v=1691583661">Datasheet</a></strong></li></ul><ul data-mce-fragment="1"></ul>
USMS100-0635 | 41.1 | R-172D | PROSOLAR ROOFTRAC R-172D 172" (14') ALUMINUM DEEP RAIL | <table width="100%" data-mce-fragment="1"><tbody data-mce-fragment="1"><tr data-mce-fragment="1"><td style="width: 955.59px;" data-mce-fragment="1" data-mce-style="width: 955.59px;"><strong>PROSOLAR ROOFTRAC R-172D 172" (14') ALUMINUM DEEP RAIL</strong></td></tr><tr data-mce-fragment="1"><td style="width: 955.59px;" data-mce-fragment="1" data-mce-style="width: 955.59px;"><p><span>The RoofTrac mounting system consists of support rails and top-down clamping hardware which is integrated with either a TileTrac or FastJack attachment device. The RoofTrac mounting system can be utilized on virtually all standard construction residential roof-tops, mounting 4â€™ on center, to install the majority of popular framed solar modules.</span></p></td></tr></tbody></table><p><strong><br>SPECIFICATIONS</strong></p><table width="100%"><tbody><tr><td style="width: 48.2638%;"><span>Model</span></td><td style="width: 47.7362%;"><span>R-172D</span></td></tr><tr><td style="width: 48.2638%;"><span>Series</span></td><td style="width: 47.7362%;"><span mce-data-marked="1">-</span></td></tr><tr><td style="width: 48.2638%;"><span>Manufacturer</span></td><td style="width: 47.7362%;">ProSolar</td></tr></tbody></table><p><strong><br>GENERAL SPECIFICATIONS</strong><br></p><table width="100%"><tbody><tr><td style="width: 49.0244%;" data-mce-style="width: 49.0244%;"><span>Item Weight</span></td><td style="width: 47.9756%;" data-mce-style="width: 47.9756%;"><span>10 lb</span></td></tr><tr><td style="width: 49.0244%;" data-mce-style="width: 49.0244%;"><span>Dimensions (LxWxH)</span></td><td style="width: 47.9756%;" data-mce-style="width: 47.9756%;"><span>172 x 1.5 x 2 inches</span></td></tr><tr><td style="width: 49.0244%;" data-mce-style="width: 49.0244%;"><span>Product Line</span></td><td style="width: 47.9756%;" data-mce-style="width: 47.9756%;"><span>RoofTrac</span></td></tr><tr><td style="width: 49.0244%;" data-mce-style="width: 49.0244%;"><span>Material</span></td><td style="width: 47.9756%;" data-mce-style="width: 47.9756%;"><span>Anodized Aluminium</span></td></tr><tr><td style="width: 49.0244%;" data-mce-style="width: 49.0244%;"><span>Color</span></td><td style="width: 47.9756%;" data-mce-style="width: 47.9756%;"><span>Clear AnodizedÂ </span></td></tr><tr><td style="width: 49.0244%;" data-mce-style="width: 49.0244%;">Foot<br></td><td style="width: 47.9756%;" data-mce-style="width: 47.9756%;"><span mce-data-marked="1">8</span></td></tr></tbody></table><p><strong><br>Warranty</strong><br data-mce-fragment="1"></p><ul><li>Manufacturer Warranty 1 Year</li></ul><p>* Refer to warranty document for terms and conditions<br data-mce-fragment="1"></p><table width="100%"><tbody></tbody></table><p><br><strong>Detailed Information</strong><br></p><p>Typically installed on residential sloped roof. RoofTrac Tilt Kit or SolarWedge used for residential flat roofs.<br></p><p>Each system engineered and load tested to 50 lb/sq. ft, equivalent of 125 mph winds per 2007 CBC / 2006 IBC to ensure safety and quality</p><p>Spans 4 foot on center with 1-1/2" tall RoofTrac rail, 6 foot on center with 2-1/2" tall RoofTrac rail</p><p><strong>High reliability</strong></p><p>The most cost effective and easy to install rail mounting system</p><p>Aluminum and Stainless Steel components for corrosion resistance and strength</p><p>Sleek, low profile design for great looking installs</p><p>Designed for use with ProSolar FastJack or TileTrac attachments.Â </p>
USMS100-0602 | 11.27 | 004700M | UNIRAC 004700M 7" Mill Standoff | <table width="100%" data-mce-fragment="1"><tbody data-mce-fragment="1"><tr data-mce-fragment="1"><td style="width: 955.59px;" data-mce-fragment="1" data-mce-style="width: 955.59px;"><strong>UNIRAC 004700M 7" MILL STANDOFF</strong></td></tr><tr data-mce-fragment="1"><td style="width: 955.59px;" data-mce-fragment="1" data-mce-style="width: 955.59px;"><p><span>Solarmount is the professionals' choice for residential PV mounting applications. Every aspect of the system is designed for an easier, faster installation experience. Solarmount is a complete solution with revolutionary universal clamps, FLASHKIT PRO, full system UL 2703 certification and a 25-year warranty. Not only is Solarmount easy to install, but best-in-class aesthetics make it the most attractive on any block.</span></p></td></tr></tbody></table><p><strong><br>SPECIFICATIONS</strong></p><table width="100%"><tbody><tr><td style="width: 48.2638%;"><span>Model</span></td><td style="width: 47.7362%;">UNIRAC 004700MÂ 7"</td></tr><tr><td style="width: 48.2638%;"><span>Series</span></td><td style="width: 47.7362%;">-</td></tr><tr><td style="width: 48.2638%;"><span>Manufacturer</span></td><td style="width: 47.7362%;">UNIRAC</td></tr></tbody></table><p><strong><br>GENERAL SPECIFICATION</strong><br></p><table width="100%"><tbody><tr><td style="width: 49.0244%;" data-mce-style="width: 49.0244%;"><div class="field--label"><span>Dimensions</span></div></td><td style="width: 47.9756%;" data-mce-style="width: 47.9756%;"><span>4 In.</span></td></tr><tr><td style="width: 49.0244%;" data-mce-style="width: 49.0244%;"><span data-mce-fragment="1">Type</span><br></td><td style="width: 47.9756%;" data-mce-style="width: 47.9756%;"><span data-mce-fragment="1">Standoff</span><br></td></tr><tr><td style="width: 49.0244%;" data-mce-style="width: 49.0244%;"><span data-mce-fragment="1">Finish</span><br></td><td style="width: 47.9756%;" data-mce-style="width: 47.9756%;"><div class="product--variation-field--variation_field_product_material__9800 field field--name-field-product-material field--type-string field--label-inline"><div class="field--item"><span>Bronze Anodized</span></div></div></td></tr><tr><td style="width: 49.0244%;" data-mce-style="width: 49.0244%;"><span>Material</span></td><td style="width: 47.9756%;" data-mce-style="width: 47.9756%;"><span>Aluminum</span></td></tr></tbody></table><p><strong><br>Warranty</strong><br data-mce-fragment="1"></p><ul><li>25Â Year Standard Warranty.</li></ul><p>* Refer to warranty document for terms and conditions<br data-mce-fragment="1"><strong>Documentation</strong></p><table width="100%"><tbody><tr><td style="width: 24%;" data-mce-style="width: 24%;"><a href="https://cdn.shopify.com/s/files/1/0566/3408/1340/files/2-Piece_Standoff.pdf?v=1678683315"><span style="color: #2b00ff;" data-mce-style="color: #2b00ff;">Data Sheet</span></a></td></tr></tbody></table><p><br><strong>Detailed Information</strong><br></p><section class="description" id="product-description"><div class="product--variation-field--variation_field_product_description__9770 field field--name-field-product-description field--type-text-long field--label-hidden field--item"><p><span>When flashed installations are necessary, such as on tile roofs, use standoffs. Two-piece aluminum standoffs allow for precise flashing positioning over a protected base before the standoff is mounted. There are four common heights for standoffs: 3, 4, 6, and 7 inches. There are appropriate flashings open</span></p></div></section><div class="product--variation-field--variation_field_product_data_store__9770 field field--name-field-product-data-store field--type-entity-reference field--label-hidden field--item"><div class="eck-entity"><strong>High reliability</strong><br></div></div><p>Cell interconnections and diode placement use well-established industry practice and are field-proven to provide excellent reliability.</p><p>Concealed universal clamps with end caps that refine the finished look.</p><p><span>System is compatible with multiple mid and end clamp solution</span></p><p>Optional front trim assures maximum curb appeal with superior aesthetics</p>
USMS100-0603 | 206.62 | F1331 | Chemlink F1331 E-CURB 3" Seal Kit | <table width="100%" data-mce-fragment="1"><tbody data-mce-fragment="1"><tr data-mce-fragment="1"><td style="width: 955.59px;" data-mce-fragment="1" data-mce-style="width: 955.59px;"><strong>Chemlink F1331 E-CURB 3" Seal Kit</strong></td></tr><tr data-mce-fragment="1"><td style="width: 955.59px;" data-mce-fragment="1" data-mce-style="width: 955.59px;"><p data-mce-fragment="1"><span>ChemLink F1331 3" E-Curbsâ„¢ are pre-cast, weatherpoof forms that bond to the roof and can fit around most smaller penetrations, creating a cavity which is filled with non-shrinking rubber sealant making a tight, unified bond that integrates with the penetration. For this reason, they are the ideal, flat roof solar mounting solution for ProSolar's FastJack E-Series, Commercial FastJack E-Series, SolarWedgeÂ® and many other standoffs. They are cost effective and can be installed on granulated modified bitumen, asphalt, PVC, EPDM, PIB, and TPO single ply membrane roofs (TPO primer required).</span></p></td></tr></tbody></table><p><strong><br>SPECIFICATIONS</strong><br></p><table width="100%"><tbody><tr><td style="width: 48.2638%;"><span>Model</span></td><td style="width: 47.7362%;">Chemlink F1331</td></tr><tr><td style="width: 48.2638%;"><span>Series</span></td><td style="width: 47.7362%;"><span>-</span></td></tr><tr><td style="width: 48.2638%;"><span>Manufacturer</span></td><td style="width: 47.7362%;">Chemlink</td></tr></tbody></table><p><strong><br>GENERAL SPECIFICATIONS</strong><br></p><table width="100%"><tbody><tr><td style="width: 49.0244%;" data-mce-style="width: 49.0244%;"><span>Type</span></td><td style="width: 47.9756%;" data-mce-style="width: 47.9756%;"><span>3 in. E-Curb Round Kit</span></td></tr><tr><td style="width: 49.0244%;" data-mce-style="width: 49.0244%;"><span>Sealant Application</span></td><td style="width: 47.9756%;" data-mce-style="width: 47.9756%;"><span>Roof Penetrations</span></td></tr><tr><td style="width: 49.0244%;" data-mce-style="width: 49.0244%;"><span>Color</span></td><td style="width: 47.9756%;" data-mce-style="width: 47.9756%;"><span>Gray</span></td></tr><tr><td style="width: 49.0244%;" data-mce-style="width: 49.0244%;"><span>Container Size</span></td><td style="width: 47.9756%;" data-mce-style="width: 47.9756%;"><span data-mce-fragment="1">For 10 Penetrations</span><br></td></tr></tbody></table><p><strong>Warranty</strong><br data-mce-fragment="1"></p><ul><li>Manufacturer 12 Years Warranty</li></ul><p>* Refer to warranty document for terms and conditions<br data-mce-fragment="1"><strong>Documentation</strong></p><table width="100%"><tbody><tr><td style="width: 24%;" data-mce-style="width: 24%;"><span style="color: #2b00ff;" data-mce-style="color: #2b00ff;">Data Sheet</span></td></tr></tbody></table><p><br><strong>Detailed Information</strong></p><p><span>The ProSolar FastJack / Chemlink combination is waterproof and compatible with most roof types, making it the go-to flat roof solar and other rooftop equipment mounting solution for today's contractors.</span></p><p><span>ChemLink F1331 3" E-Curbsâ„¢ are pre-cast, weatherpoof forms that bond to the roof and can fit around most smaller penetrations, creating a cavity which is filled with non-shrinking rubber sealant making a tight, unified bond that integrates with the penetration. For this reason, they are the ideal, flat roof solar mounting solution for ProSolar's FastJack E-Series, Commercial FastJack E-Series, SolarWedgeÂ® and many other standoffs. They are cost effective and can be installed on granulated modified bitumen, asphalt, PVC, EPDM, PIB, and TPO single ply membrane roofs (TPO primer required).</span></p><p><span></span><strong>High Reliability</strong></p><p>Rapid installation with a Slip-fit light weight curb design reduces labor</p><p>Excellent adhesion to most roofing materials</p><p>No flashing or mechanical attachment required</p>
USMS100-0069 | 32.37 | XR-10-168B | IRONRIDGE XR RAIL XR-10-168B 168" (14') BLACK RAIL | <table width="100%" data-mce-fragment="1"><tbody data-mce-fragment="1"><tr data-mce-fragment="1"><td data-mce-fragment="1"><strong>IRONRIDGE XR RAIL XR-10-168B 168" (14') BLACK RAIL</strong></td></tr><tr data-mce-fragment="1"><td data-mce-fragment="1"><p><span>The XR Rail Family is offered in three targeted sizes, each size supports specific design loads, while minimizing material costs. Depending on your location, there is an XR Rail to match your speicific site conditions. The XR-1000 is a heavyweight among solar mounting rails. It's built to handle extreme climates and spans 12 feet or more, mostly for commercial applications. The XR-100 is the ultimate residential mounting rail, supporting a range of wind and snow conditions, while also maximizing spans up to 8 feet. The XR-10 is a sleek, low-profile mounting rail, perfectly matched to regions without snow. It achieves 6 foot spans, while also staying light and economical.</span></p><table width="100%"><tbody><tr><td><table width="100%"><tbody><tr><td style="width: 51.4725%;" data-mce-style="width: 51.4725%;"></td><td style="width: 45.8759%;" data-mce-style="width: 45.8759%;"><br></td></tr><tr><td style="width: 51.4725%;" data-mce-style="width: 51.4725%;"><div style="text-align: start;"><img style="margin-bottom: 16px; float: none;" alt="Description image" src="https://cdn.shopify.com/s/files/1/0566/3408/1340/files/Screenshot_14_480x480.png?v=1676538576"></div></td><td style="width: 45.8759%;" data-mce-style="width: 45.8759%;"><br></td></tr><tr><td style="width: 51.4725%;" data-mce-style="width: 51.4725%;"></td><td style="width: 45.8759%;" data-mce-style="width: 45.8759%;"></td></tr></tbody></table><strong>Specifications</strong><table width="100%"><tbody><tr><td style="width: 48.2638%;" data-mce-style="width: 48.2638%;"><span>Model</span></td><td style="width: 47.7362%;" data-mce-style="width: 47.7362%;">IRONRIDGE XR RAIL XR-10-168B</td></tr><tr><td style="width: 48.2638%;" data-mce-style="width: 48.2638%;"><span>Series</span></td><td style="width: 47.7362%;" data-mce-style="width: 47.7362%;">XR10 Rail</td></tr><tr><td style="width: 48.2638%;" data-mce-style="width: 48.2638%;"><span>Manufacturer</span></td><td style="width: 47.7362%;" data-mce-style="width: 47.7362%;">Iron Ridge<br></td></tr></tbody></table></td></tr></tbody></table><p><br><strong>GENERAL SPECIFICATION</strong><br></p><table width="100%"><tbody><tr></tr><tr><td style="width: 49.0244%;" data-mce-style="width: 49.0244%;">TypeÂ </td><td style="width: 47.9756%;" data-mce-style="width: 47.9756%;"><span>Rail</span></td></tr><tr><td style="width: 49.0244%;" data-mce-style="width: 49.0244%;">FinishÂ </td><td style="width: 47.9756%;" data-mce-style="width: 47.9756%;"><span>lack Anodized</span></td></tr><tr><td style="width: 49.0244%;" data-mce-style="width: 49.0244%;">MaterialÂ </td><td style="width: 47.9756%;" data-mce-style="width: 47.9756%;">Aluminum</td></tr><tr><td style="width: 49.0244%;" data-mce-style="width: 49.0244%;">ColorÂ </td><td style="width: 47.9756%;" data-mce-style="width: 47.9756%;">Black</td></tr><tr><td style="width: 49.0244%;" data-mce-style="width: 49.0244%;">ApplicationÂ </td><td style="width: 47.9756%;" data-mce-style="width: 47.9756%;"><span>Pitched Roof - Rail-Based</span></td></tr></tbody></table><p><strong>Warranty</strong><br data-mce-fragment="1"></p><ul><li>25 Years Product Warranty.<br></li></ul><p>* Refer to warranty document for terms and conditions<br data-mce-fragment="1"><strong>Documentation</strong></p><table width="100%"><tbody><tr><td style="width: 24%;" data-mce-style="width: 24%;"><a href="https://cdn.shopify.com/s/files/1/0566/3408/1340/files/ZZ084700119_DS_1.pdf?v=1678422195%22"><span style="color: #2b00ff;" data-mce-style="color: #2b00ff;">Data Sheet</span></a></td></tr></tbody></table><p><br><strong>Detailed Information</strong></p><p><span>The XR Rail Family offers the strength of a curved rail in three targeted sizes. Each size supports specific design loads, while minimizing material costs. Depending on your location, there is an XR Rail to match</span></p><p><strong>High reliability</strong></p><p>Cell interconnections and diode placement use well-established industry practice and are field-proven to provide excellent reliability.</p><p>Protect against buckling</p><p>Safely and efficiently transfer loads to the building structure</p><p>Superior spanning capability requires fewer roof attchments, reducing the number of roof penetrations</p><p>Compatible with flat &amp; pitched roofs</p></td></tr></tbody></table>
USMI100-0006 | 140.24 | MAC-400R | Aptos MAC-400R 400W Microinverter | <div class="group w-full text-token-text-primary border-b border-black/10 dark:border-gray-900/50 bg-gray-50 dark:bg-[#444654]"><div class="flex p-4 gap-4 text-base md:gap-6 md:max-w-2xl lg:max-w-[38rem] xl:max-w-3xl md:py-6 lg:px-0 m-auto"><div class="relative flex w-[calc(100%-50px)] flex-col gap-1 md:gap-3 lg:w-[calc(100%-115px)]"><div class="flex flex-grow flex-col gap-3"><div class="min-h-[20px] flex flex-col items-start gap-3 overflow-x-auto whitespace-pre-wrap break-words"><div class="markdown prose w-full break-words dark:prose-invert light"><p>The Aptos MAC-400R is a high-quality 400W microinverter that is specifically designed to be compatible with single 60/72-cell PV Modules. It operates at a voltage of 208/240 volts, 60Hz, boasting a peak power of 400VA. The microinverter has a maximum input of 60Vdc 12.5A and comes with a robust 25-year warranty. This product is compliant with UL1741-SA and Rule-21 standards.</p><p><strong>SPECIFICATIONS:</strong></p><ul><li><strong>Model:</strong> Aptos MAC-400R</li><li><strong>Series:</strong> MAC 400 R</li><li><strong>Manufacturer:</strong> Aptos</li></ul><p><strong>GENERAL SPECIFICATION:</strong></p><ul><li><strong>Commonly used module power (W):</strong> 320W-540W+</li><li><strong>Maximum input voltage (V):</strong> 60</li><li><strong>Voltage range (V):</strong> 16-60</li><li><strong>Start-up voltage (V):</strong> 22</li><li><strong>Maximum input current (A):</strong> 12.5</li><li><strong>Peak output power (VA):</strong> 400</li><li><strong>Maximum continuous output power (VA):</strong> 382</li><li><strong>Maximum continuous output current (A):</strong> 1.59 1.84</li><li><strong>Total harmonic distortion:</strong> &lt;3%</li></ul><p><strong>Warranty:</strong></p><ul><li>25 Year Standard Warranty. <em>Note: For detailed terms and conditions, please refer to the warranty document.</em></li></ul><p><strong>Documentation:</strong></p><ul><li><a href="https://cdn.shopify.com/s/files/1/0566/3408/1340/files/MAC-400R_Data_Sheet_4e70ac58-cb03-4444-ab20-f442f2a7b2cc.pdf?v=1678183170" target="_new">Data Sheet</a></li></ul><p><strong>Detailed Information:</strong></p><p>The state-of-the-art MAC-400R single unit microinverter is designed to yield the utmost AC power output when paired with Aptos Solar Technologyâ€™s potent solar panels. The MAC-400R has been meticulously crafted for uncomplicated system integration and is also compatible with third-party devices.</p><p><strong>High Reliability:</strong></p><p>A well-established industry practice governs cell interconnections and diode placement, ensuring their remarkable reliability. The MAC-400R has been subjected to over 7MW of extensive long-term reliability testing hours across 28 countries and has demonstrated stellar performance. It comes with fully integrated trunk cables for added convenience.</p><p><strong>Quality and Certification:</strong></p><p>This microinverter adheres to the highest standards, boasting certifications including UL1741-SA and Rule-21.</p></div></div></div></div></div></div>
USMS100-0365 | 2.86 | LUGMLPE1 | Unirac Nxt Horizon Lugmlpe1 MLPE & Lug Clamp | <table data-mce-fragment="1" width="100%"><tbody data-mce-fragment="1"><tr data-mce-fragment="1"><td data-mce-fragment="1" style="width: 955.59px;" data-mce-style="width: 955.59px;"><strong>UNIRAC NXT HORIZON LUGMLPE1 MLPE &amp; LUG CLAMP</strong></td></tr><tr data-mce-fragment="1"><td data-mce-fragment="1" style="width: 955.59px;" data-mce-style="width: 955.59px;"><p><span>The culmination of over two decades of experience. Thoughtful design, rigorous engineering, world-class support, and a reliable supply chain are the foundation of what makes us confident that NXT UMOUNT is the NXT Level of DESIGN, SIMPLICITY, and VALUE.</span></p><p><strong>SPECIFICATIONS</strong></p><table width="100%"><tbody><tr><td style="width: 48.2638%;" data-mce-style="width: 48.2638%;"><span>Model</span></td><td style="width: 47.7362%;" data-mce-style="width: 47.7362%;"><span>LUGMLPE1</span></td></tr><tr><td style="width: 48.2638%;" data-mce-style="width: 48.2638%;"><span>Series</span></td><td style="width: 47.7362%;" data-mce-style="width: 47.7362%;">NXT</td></tr><tr><td style="width: 48.2638%;" data-mce-style="width: 48.2638%;"><span>Manufacturer</span></td><td style="width: 47.7362%;" data-mce-style="width: 47.7362%;">UNIRAC</td></tr></tbody></table><p>Â </p></td></tr></tbody></table><p><br><strong>GENERAL SPECIFICATIONS</strong><br></p><table width="100%"><tbody><tr><td style="width: 49.0244%;" data-mce-style="width: 49.0244%;"><span>Item Weight</span></td><td style="width: 47.9756%;" data-mce-style="width: 47.9756%;"><span>0.1 lb</span></td></tr><tr><td style="width: 49.0244%;" data-mce-style="width: 49.0244%;"><span>Dimensions (LxWxH)</span></td><td style="width: 47.9756%;" data-mce-style="width: 47.9756%;"><span>13 x 8 x 9 inches</span></td></tr></tbody></table><p><strong>Warranty</strong><br data-mce-fragment="1"></p><ul><li>Manufacturer Warranty 12 Years</li><li>Performance Warranty 12 years</li></ul><p>* Refer to warranty document for terms and conditions<br data-mce-fragment="1"><strong>Documentation</strong></p><table width="100%"><tbody><tr><td style="width: 24%;" data-mce-style="width: 24%;"><a href="https://www.invertersupply.com/media/data/NXT-UMOUNT-Detail_Drawings.pdf" data-mce-href="https://www.invertersupply.com/media/data/NXT-UMOUNT-Detail_Drawings.pdf"><span style="color: #2b00ff;" data-mce-style="color: #2b00ff;">Data Sheet</span></a></td></tr></tbody></table><p><br><strong>Detailed Information</strong><br></p><p>Invisible, easy, integrated wire management with new open channel rail</p><p>Attachment versatility from rail clamp connection, allowing install on a wide rage of roof attachments-flashing or no flashing, it all works!<br><br>Flashing-free, open slot STRONGHOLD attachment provides time savings for waterproofing</p><p><strong>High reliability</strong></p><p>Flexible, smart connections developed around the new rail</p><p>Refined finishing touches with both sleek and functional accessories</p><p>Universal module clamps and MLPE/grounding lug: less SKUs &amp; more value from parts</p><p>Â </p>
USMS100-0604 | 4.82 | FJE-300-1 | Prosolar Fastjack FJE-300-1 3" Standoff | <table width="100%" data-mce-fragment="1"><tbody data-mce-fragment="1"><tr data-mce-fragment="1"><td style="width: 955.59px;" data-mce-fragment="1" data-mce-style="width: 955.59px;"><strong>PROSOLAR FASTJACK FJE-300-1 3" STANDOFF</strong></td></tr><tr data-mce-fragment="1"><td style="width: 955.59px;" data-mce-fragment="1" data-mce-style="width: 955.59px;"><p><span>The perfect solution for installations involving existing, retrofit and new construction roofs. The fully engineered, patented design of the Commercial FastJackhas been laboratory tested to 4,050 lbs. using only a single lag bolt under the stanchion.</span><br></p></td></tr></tbody></table><p><strong><br>SPECIFICATIONS</strong></p><table width="100%"><tbody><tr><td style="width: 48.2638%;"><span>Model</span></td><td style="width: 47.7362%;">FJE-300-1</td></tr><tr><td style="width: 48.2638%;"><span>Series</span></td><td style="width: 47.7362%;">-</td></tr><tr><td style="width: 48.2638%;"><span>Manufacturer</span></td><td style="width: 47.7362%;">PROSOLAR</td></tr></tbody></table><p><strong><br>GENERAL SPECIFICATION</strong><br></p><table width="100%"><tbody><tr><td style="width: 49.0244%;" data-mce-style="width: 49.0244%;"><div class="field--label">Type</div></td><td style="width: 47.9756%;" data-mce-style="width: 47.9756%;"><span>Standoff</span></td></tr><tr><td style="width: 49.0244%;" data-mce-style="width: 49.0244%;">Color<br></td><td style="width: 47.9756%;" data-mce-style="width: 47.9756%;">Silver</td></tr><tr><td style="width: 49.0244%;" data-mce-style="width: 49.0244%;">Material<br></td><td style="width: 47.9756%;" data-mce-style="width: 47.9756%;"><span>Galvanized Aluminum</span></td></tr><tr><td style="width: 49.0244%;" data-mce-style="width: 49.0244%;"><span>Application</span></td><td style="width: 47.9756%;" data-mce-style="width: 47.9756%;"><span>Pitched Roof - Rail-Based</span></td></tr></tbody></table><p><strong><br>Warranty</strong><br data-mce-fragment="1"></p><ul><li>10Â Year Standard Warranty.</li></ul><p>* Refer to warranty document for terms and conditions<br data-mce-fragment="1"></p><table width="100%"><tbody></tbody></table><p><br><strong>Detailed Information</strong></p><p>Typically installed on residential sloped roof. RoofTrac Tilt Kit or SolarWedgeÂ® used for residential flat roofs.</p>
USMS100-0605 | 27.02 | SW15A-1 | Prosolar Solarwedge SW15A-1 Tilted Racking System | <table width="100%" data-mce-fragment="1"><tbody data-mce-fragment="1"><tr data-mce-fragment="1"><td style="width: 955.59px;" data-mce-fragment="1" data-mce-style="width: 955.59px;"><strong>PROSOLAR SOLARWEDGE SW15A-1 TILTED RACKING SYSTEM</strong></td></tr><tr data-mce-fragment="1"><td style="width: 955.59px;" data-mce-fragment="1" data-mce-style="width: 955.59px;"><p><span>SolarWedgeâ„¢ by Professional Solar Products Inc. (ProSolar) is an innovative low profile PV mounting system. The system provides an easy to install and Economical solution for installations requiring a 1, 5, 10 or 15Â° fixed angle. The SW15A-1 15Â° SolarWedgeâ„¢ Kit integrates with ProSolar's patented and UL2703 listed Roof TracÂ® "top-down" clamps and support rails. The SolarWedgeâ„¢ system is Class A fire-rated for Type 1 and Type 2 modules with no height restrictions. An added benefit is that SolarWedgeÂ® tilted racking system insures seismic safety in residential and commercial flat roof projects by structurally attaching to roof rafters. The system dramatically lowers installation and shipping costs while optimizing installed wattage on the roof.</span></p></td></tr></tbody></table><p><strong><br>SPECIFICATIONS</strong><br></p><table width="100%"><tbody><tr><td style="width: 48.2638%;"><span>Model</span></td><td style="width: 47.7362%;">SW15A-1</td></tr><tr><td style="width: 48.2638%;"><span>Series</span></td><td style="width: 47.7362%;"><span>-</span></td></tr><tr><td style="width: 48.2638%;"><span>Manufacturer</span></td><td style="width: 47.7362%;">ProSolar</td></tr></tbody></table><p><strong><br>GENERAL SPECIFICATIONS</strong><br></p><table width="100%"><tbody><tr><td style="width: 49.0244%;" data-mce-style="width: 49.0244%;"><span>Item Weight</span></td><td style="width: 47.9756%;" data-mce-style="width: 47.9756%;"><span>2.5 lb</span></td></tr><tr><td style="width: 49.0244%;" data-mce-style="width: 49.0244%;"><span>Dimensions (LxWxH)</span></td><td style="width: 47.9756%;" data-mce-style="width: 47.9756%;"><span>1.5 x 3 x 16.75 inches</span></td></tr><tr><td style="width: 49.0244%;" data-mce-style="width: 49.0244%;"><span>Product Line</span></td><td style="width: 47.9756%;" data-mce-style="width: 47.9756%;"><span>SolarWedge</span></td></tr><tr><td style="width: 49.0244%;" data-mce-style="width: 49.0244%;"><span>Angle</span></td><td style="width: 47.9756%;" data-mce-style="width: 47.9756%;">15<span data-mce-fragment="1">Â°</span></td></tr></tbody></table><p>Â <br><strong>Warranty</strong><br data-mce-fragment="1"></p><ul><li>Manufacturer Warranty 1 Year</li></ul><p>* Refer to warranty document for terms and conditions<br data-mce-fragment="1"></p><table width="100%"><tbody></tbody></table><p><br><strong>Detailed Information</strong><br></p><p>Easy handling and Installation: Each box supports up to 30' (front &amp; rear) of RoofTracÂ® support rails</p><p>Integrated leveling system: Compensates up to 2-1/2" of roof variation using an included 1/2" x 4" stainless steel stud.</p><p>Finished aluminum parts: Clear anodized angled support brackets match support rail. FoamJackÂ® stanchion parts are machine tumbled and cleaned to provide excellent bonding of foam, flash or sealants</p><p><strong>High reliability</strong><br></p><p>Spans 6' on center max with 2-1/2" tall RoofTracÂ® Rail</p><p>Self-bonding, patented system designed for flat roof projects</p><p>Available in 1, 5, 10, and 15 degree tilt angles</p><p>Each system engineered and load tested to 30 lb/sq. ft. (equivalent of 110 mph winds per 2016 CBC / 2015 IBC / ASCE 7-10)</p><p>Spans 8' on center max with 3" tall RoofTracÂ® Rail</p><p>Class A Fire Rated for Type 1 and 2 Modules</p><p>Features UL2703 listed RoofTracÂ® Rail Clamping Technology and ChemLinkâ„¢ E-Curbâ„¢ easy sealant system.</p>
USIN100-0101 | 207.48 | DS3 117001 | Apsystems DS3 117001 880W Microinverter | <strong data-mce-fragment="1">APsystems, DS3 Micro Inverter, compatible with Dual 60/72-cell PV Modules, 240 volt, 60Hz, 880VA Peak Power, 60Vdc, 20A X 2 Max Input, MC4 Type Connector, 10 year Warranty, UL1741-SA, Rule-21,Â </strong>
USMS100-0606 | 2.97 | C225IMC-1B-G | Prosolar C225IMC-1B-G Black Mid Clamp, 32.8-41.3mm | <table width="100%" data-mce-fragment="1"><tbody data-mce-fragment="1"><tr data-mce-fragment="1"><td style="width: 955.59px;" data-mce-fragment="1" data-mce-style="width: 955.59px;"><strong>PROSOLAR C225IMC-1B-G BLACK MID CLAMP, 32.8-41.3MM</strong></td></tr><tr data-mce-fragment="1"><td style="width: 955.59px;" data-mce-fragment="1" data-mce-style="width: 955.59px;"><p>The clamping system consists of end clamps and mid clamps to attach the module frame to the RoofTracÂ® support rail. This fully integrated clamping system actually changes the structural properties of the aluminum channel making it significantly stronger. This design allows solar modules to be installed at a lower profile to the roof, providing a more aesthetically pleasing installation.</p><p>Module clamps are specifically designed, extruded and engineered for each specific module frame. Their innovative clamping system provides inward tension on the module frame securing the laminate in the frame. Channel nuts with a grounding bus bar slide easily into position to hold the mid clamps, while the green lock washer indicates the proper electircal bond.<br></p></td></tr></tbody></table><p><br><strong></strong></p><p><strong>SPECIFICATIONS</strong><br></p><table width="100%"><tbody><tr><td style="width: 48.2638%;"><span>Model</span></td><td style="width: 47.7362%;">C225IMC-1B-G</td></tr><tr><td style="width: 48.2638%;"><span>Series</span></td><td style="width: 47.7362%;"><span>-</span></td></tr><tr><td style="width: 48.2638%;"><span>Manufacturer</span></td><td style="width: 47.7362%;">Prosolar</td></tr></tbody></table><p><strong><br>GENERAL SPECIFICATIONS</strong><br></p><table width="100%"><tbody><tr><td style="width: 49.0244%;" data-mce-style="width: 49.0244%;"><span>Finish</span></td><td style="width: 47.9756%;" data-mce-style="width: 47.9756%;">Black<br></td></tr><tr><td style="width: 49.0244%;" data-mce-style="width: 49.0244%;"><span>Panel Thickness</span></td><td style="width: 47.9756%;" data-mce-style="width: 47.9756%;"><span>(30.7mm to 31.2mm)</span></td></tr><tr><td style="width: 49.0244%;" data-mce-style="width: 49.0244%;"><span>Quantity</span></td><td style="width: 47.9756%;" data-mce-style="width: 47.9756%;"><span>1</span></td></tr><tr><td style="width: 49.0244%;" data-mce-style="width: 49.0244%;">Dimensions</td><td style="width: 47.9756%;" data-mce-style="width: 47.9756%;"><span>1.25 x 1.25 x 2.00 inches</span></td></tr></tbody></table><p><strong><br>Warranty</strong><br data-mce-fragment="1"></p><ul><li><span>10 years Standard warranty</span></li></ul><p>* Refer to warranty document for terms and conditions<br data-mce-fragment="1"></p><table width="100%"><tbody></tbody></table><p><br><strong>Detailed Information</strong></p><p><span>The clamping system consists of end clamps and mid clamps to attach the module frame to the RoofTrac support rail. This fully integrated clamping system actually changes the structural properties of the aluminum channel making it significantly stronger. This design allows solar modules to be installed at a lower profile to the roof, providing a more aesthetically pleasing installation. Module clamps are specifically designed, extruded and engineered for each specific module frame. Their innovative clamping system provides inward tension on the module frame securing the laminate in the frame. Channel nuts slide easily into position to hold the end clamps and mid clamps.</span></p><p><span></span><strong>High Reliability</strong></p><p>High reliability due to lower heat dissipation</p><p>The most cost effective and easy to install rail mounting system</p><p>Aluminum and Stainless Steel components for corrosion resistance and strength</p><p>Sleek, low profile design for great looking installs</p>
USMI100-0011 | 113.64 | DS3-L-NA-768VA | Apsystems DS3 118001 DS3-L 768VA Microinverter | <table width="100%" data-mce-fragment="1"><tbody data-mce-fragment="1"><tr data-mce-fragment="1"><td style="width: 955.59px;" data-mce-fragment="1" data-mce-style="width: 955.59px;"><strong>Apsystems DS3 118001 DS3-L 768VA Microinverter</strong></td></tr><tr data-mce-fragment="1"><td style="width: 955.59px;" data-mce-fragment="1" data-mce-style="width: 955.59px;"><p><span>APsystemsâ€™ 3rd generation of dual-module, single-phase microinverters, the DS3 product family represents the culmination of years of power conversion expertise and innovation in high-efficiency, high-density power conversion to maximize the peak performance of todayâ€™s high-capacity PV modules.</span></p></td></tr></tbody></table><p><strong><br>SPECIFICATIONS</strong></p><table width="100%"><tbody><tr><td style="width: 48.2638%;" data-mce-style="width: 48.2638%;"><span>Model</span></td><td style="width: 47.7362%;" data-mce-style="width: 47.7362%;"><span>DS3-L-NA-768VA</span></td></tr><tr><td style="width: 48.2638%;" data-mce-style="width: 48.2638%;"><span>Series</span></td><td style="width: 47.7362%;" data-mce-style="width: 47.7362%;">DS3</td></tr><tr><td style="width: 48.2638%;" data-mce-style="width: 48.2638%;"><span>Manufacturer</span></td><td style="width: 47.7362%;" data-mce-style="width: 47.7362%;">APSystem</td></tr></tbody></table><p><strong><br>GENERAL SPECIFICATION </strong><br></p><table width="100%"><tbody><tr></tr><tr><td style="width: 49.0244%;" data-mce-style="width: 49.0244%;"><span>Max output power reachingÂ </span></td><td style="width: 47.9756%;" data-mce-style="width: 47.9756%;"><span>768VA</span></td></tr><tr><td style="width: 49.0244%;" data-mce-style="width: 49.0244%;"><span>Weight</span></td><td style="width: 47.9756%;" data-mce-style="width: 47.9756%;"><span>6.0lbs</span></td></tr><tr><td style="width: 49.0244%;" data-mce-style="width: 49.0244%;"><span>Color</span></td><td style="width: 47.9756%;" data-mce-style="width: 47.9756%;"><span mce-data-marked="1">Black</span></td></tr><tr></tr></tbody></table><p><strong>Warranty</strong><br data-mce-fragment="1"></p><ul><li>Manufacturer Warranty 12 Years</li></ul><p>* Refer to warranty document for terms and conditions<br data-mce-fragment="1"><strong>Documentation</strong></p><table width="100%"><tbody><tr><td style="width: 24%;" data-mce-style="width: 24%;"><a href=""><span style="color: #2b00ff;" data-mce-style="color: #2b00ff;">Data Sheet</span></a></td></tr></tbody></table><p><br><strong>Detailed Information</strong><br></p><p><span>The DS3 series reaches unprecedented levels of power output and is fully backwards compatible with QS1 and YC600 microinverters and accessories. It features 2 input channels, each with independent MPPT, and encrypted wireless Zigbee communication. An innovative and compact design makes the product lighter while maximizing power production, and silicone-encapsulated components reduce stress on electronics, facilitate thermal dissipation, and enhance weatherproofing. Reliability is significantly increased thanks to 20% fewer components than previous generations.</span></p><p><strong>High reliability</strong></p><p>Cell interconnections and diode placement use well-established industry practice and are field-proven to provide excellent reliability.</p><p>Single-phase, Dual-Module Microinverter</p><p>768W output model</p><p>Dual, independent MPPT</p><p>Designed to harness todayâ€™s high-capacity PV modules</p><p>97% efficiency, Reactive Power Control</p><p>20% fewer components for increased reliability</p><p>Encrypted Zigbee Wireless</p><p>Accomodates 2 PV Modules up to 550WP (DS3 Model)</p><p>Certified to UL1741 SA (CA rule 21) standard</p><p>Compatible with QS1 &amp; YC600 products &amp; accessories</p><p>More intelligent, streamlined architecture</p><p>Future-proof with remote upgradeability</p>
USIN100-0108 | 193.72 | IQ8H-240-72-2-US | Enphase IQ8H-240-72-2-us 384W Microinverter | <table data-mce-fragment="1" width="100%"><tbody data-mce-fragment="1"><tr data-mce-fragment="1"><td data-mce-fragment="1" style="width: 955.59px;" data-mce-style="width: 955.59px;"><strong>Enphase IQ8H-240-72-2-us 384W Microinverter</strong></td></tr><tr data-mce-fragment="1"><td data-mce-fragment="1" style="width: 955.59px;" data-mce-style="width: 955.59px;"><p><span>The new IQ8H-240-72-2-US Microinverters are the industryâ€™s first microgrid-forming, softwaredefined microinverters with split-phase power conversion capability to convert DC power to AC power efficiently. The brain of the semiconductor-based microinverter is our proprietary application-specific integrated circuit (ASIC) which enables the microinverter to operate in grid-tied or off-grid modes. This chip is built in advanced 55nm technology with high speed digital logic and has super-fast response times to changing loads and grid events, alleviating constraints on battery sizing for home energy systems.</span></p></td></tr></tbody></table><p><strong><br>SPECIFICATIONS</strong></p><table width="100%"><tbody><tr><td style="width: 48.2638%;" data-mce-style="width: 48.2638%;"><span>Model</span></td><td style="width: 47.7362%;" data-mce-style="width: 47.7362%;"><span>IQ8H-240-72-2-US</span></td></tr><tr><td style="width: 48.2638%;" data-mce-style="width: 48.2638%;"><span>Series</span></td><td style="width: 47.7362%;" data-mce-style="width: 47.7362%;"><br></td></tr></tbody></table><p><strong><br>GENERAL SPECIFICATION </strong><br></p><table width="100%"><tbody><tr></tr><tr><td style="width: 49.0244%;" data-mce-style="width: 49.0244%;"><span>Max Continuous Output Power</span></td><td style="width: 47.9756%;" data-mce-style="width: 47.9756%;"><span>384 VA</span></td></tr><tr><td style="width: 49.0244%;" data-mce-style="width: 49.0244%;"><span>MPPT Range</span></td><td style="width: 47.9756%;" data-mce-style="width: 47.9756%;"><span>38V â€“ 45V</span></td></tr><tr><td style="width: 49.0244%;" data-mce-style="width: 49.0244%;"><span>Min/Max start voltage</span></td><td style="width: 47.9756%;" data-mce-style="width: 47.9756%;"><span>30V / 58V</span></td></tr><tr></tr></tbody></table><p><strong>Warranty</strong><br data-mce-fragment="1"></p><ul><li>Manufacturer Warranty 12 Years</li></ul><p>* Refer to warranty document for terms and conditions<br data-mce-fragment="1"><strong>Documentation</strong></p><table width="100%"><tbody><tr><td style="width: 24%;" data-mce-style="width: 24%;"><a href="https://cdn.shopify.com/s/files/1/0566/3408/1340/files/Enphase-IQ8H-DS-0004-01-EN-US-2021-10-19.pdf?v=1681384686"><span style="color: #2b00ff;" data-mce-style="color: #2b00ff;">Data Sheet</span></a></td></tr></tbody></table><p><br><strong>Detailed Information</strong><br></p><p><span>The Enphase IQ8H 240V Microinverter is a high powered, smart power source designed to operate in grid-tied or off-grid modes to provide the highest efficiency for systems with 60-cell, 120 half-cell, 72-cell, and 144 half-cell modules. When installed with the Enphase Encharge battery and IQ System Controller, the IQ8H microinverter operates off-grid to power the house or charge the batteries when the sun is shining. The Enphase IQ8 Microinverters are microgrid-forming to power your property when the utility grid is down. Part of the Enphase Energy system, the Enphase IQ8H microinverters integrate with the Enphase IQ Controller Smart Switch, Enphase Encharge lithium battery, Enphase IQ Gateway, and the Enphase App for monitoring and analysis software. Enphase microinverters dramatically simplify the installation process. Connect PV modules quickly and easily to IQ8H Microinverters using the included Q-DCC-2 adapter cable with plug-n-play MC4 connectors.</span></p><p><strong>High reliability</strong></p><p>Cell interconnections and diode placement use well-established industry practice and are field-proven to provide excellent reliability.</p><p>Lightweight and compact with plug-n-play connectors</p><p>Power Line Communication (PLC) between components</p><p>Faster installation with simple two-wire cabling</p>
USMI100-0037 | 135.23 | IQ7X-96-2-US | Enphase IQ7 IQ7X-96-2-US 320W Microinverter | <p><strong data-mce-fragment="1">Enphase, IQ 7X Micro Inverter, compatible with 96-cell PV modules, 208/240 volt, 320VA Peak Power, MC4 DC connectors, Female AC Connector, IQ7X-96-2-US</strong></p><p><br></p><p><a href="https://cdn.shopify.com/s/files/1/0566/3408/1340/files/2372_321-0219_Data_Sheet.pdf?v=1676471319"><strong>SPEC DATA SHEET</strong></a></p><p><a href="https://cdn.shopify.com/s/files/1/0566/3408/1340/files/1712_321-0219_Installation_Manual.pdf?v=1676471319"><strong>INSTALLATION MANNUAL</strong></a></p>
USMS100-0159 | 6.6705 | QM-LM-01-M1 | Ironridge Quickmount QM-LM-01-M1 MILL 9 X 12â€ Flashing With L-foot | <table data-mce-fragment="1" width="100%"><tbody data-mce-fragment="1"><tr data-mce-fragment="1"><td data-mce-fragment="1"><strong>IRONRIDGE QUICKMOUNT QM-LM-01-M1 MILL 9 X 12â€ FLASHING WITH L-FOOT</strong></td></tr><tr data-mce-fragment="1"><td data-mce-fragment="1"><p><span>Iron Ridge mounts have endured some of the most extreme weather events in history. Compatible with nearly every solar panel in the market, IronRidge manufactures and supports solutions for pitched roof, flat roof, and ground mount arrays for residential and commercial customers.</span></p><table width="100%"><tbody><tr><td><table width="100%"><tbody><tr><td style="width: 51.4725%;" data-mce-style="width: 51.4725%;"></td><td style="width: 45.8759%;" data-mce-style="width: 45.8759%;"><br></td></tr><tr><td style="width: 51.4725%;" data-mce-style="width: 51.4725%;"><div style="text-align: start;"><img style="margin-bottom: 16px; float: none;" alt="Description image" src="https://cdn.shopify.com/s/files/1/0566/3408/1340/files/Screenshot_3_826b8393-6335-414a-8a3c-554cb080a87a_480x480.png?v=1676526838"></div></td><td style="width: 45.8759%;" data-mce-style="width: 45.8759%;"><br></td></tr><tr><td style="width: 51.4725%;" data-mce-style="width: 51.4725%;"></td><td style="width: 45.8759%;" data-mce-style="width: 45.8759%;"></td></tr></tbody></table></td></tr></tbody></table><p><br><strong>Specifications</strong></p><table width="100%"><tbody><tr><td style="width: 48.2638%;"><span>Model</span></td><td style="width: 47.7362%;">Iron ridge quickmount QM-LM-01-M1</td></tr><tr><td style="width: 48.2638%;"><span>Series</span></td><td style="width: 47.7362%;">-</td></tr><tr><td style="width: 48.2638%;"><span>Manufacturer</span></td><td style="width: 47.7362%;">Iron Ridge</td></tr></tbody></table><p><strong><br>GENERAL SPECIFICATION</strong><br></p><table width="100%"><tbody><tr></tr><tr><td style="width: 49.0244%;" data-mce-style="width: 49.0244%;">TypeÂ </td><td style="width: 47.9756%;" data-mce-style="width: 47.9756%;">Ballast</td></tr><tr><td style="width: 49.0244%;" data-mce-style="width: 49.0244%;">Color</td><td style="width: 47.9756%;" data-mce-style="width: 47.9756%;">Silver</td></tr><tr><td style="width: 49.0244%;" data-mce-style="width: 49.0244%;">MaterialÂ </td><td style="width: 47.9756%;" data-mce-style="width: 47.9756%;">Aluminum/Stainless Steel</td></tr><tr><td style="width: 49.0244%;" data-mce-style="width: 49.0244%;">ApplicationÂ </td><td style="width: 47.9756%;" data-mce-style="width: 47.9756%;">Flat Roof - Ballast</td></tr></tbody></table><p><strong><br>Warranty</strong><br data-mce-fragment="1"></p><ul><li>25 Years Product Warranty.<br></li></ul><p>* Refer to warranty document for terms and conditions<br data-mce-fragment="1"><strong>Documentation</strong></p><table width="100%"><tbody><tr><td style="width: 24%;" data-mce-style="width: 24%;"><a href="https://cdn.shopify.com/s/files/1/0566/3408/1340/files/3704_270-1046_Cut_Sheet_1.pdf?v=1678356595"><span style="color: #2b00ff;" data-mce-style="color: #2b00ff;">Data Sheet</span></a></td></tr></tbody></table><p><br><strong>Detailed Information</strong></p><p><span>IronRidge mounts have endured some of the most extreme weather events in history. Compatible with nearly every solar panel in the market, IronRidge manufactures and supports solutions for pitched roof, flat roof, and ground mount arrays for residential and commercial customers.</span></p><p><strong>High reliability</strong></p><p>Cell interconnections and diode placement use well-established industry practice and are field-proven to provide excellent reliability.<br></p><p>BX has an 8-10% increase in power density when compared with leading competitor systems</p><p>Fewer than 10 parts per project, with no wind deflectors required</p></td></tr></tbody></table><br>
USMS100-0397 | 17.73 | ES10466 | UNIRAC ES10466 ECOFOOT UNIVERSAL CLAMP KIT | <table width="100%" data-mce-fragment="1"><tbody data-mce-fragment="1"><tr data-mce-fragment="1"><td style="width: 955.59px;" data-mce-fragment="1" data-mce-style="width: 955.59px;"><strong>UNIRAC ECOFOOT2+ ES10466 UNIVERSAL CLAMP KIT</strong></td></tr><tr data-mce-fragment="1"><td style="width: 955.59px;" data-mce-fragment="1" data-mce-style="width: 955.59px;"><p><span>The UNIRAC System is designed to meet the needs of commercial solar - navigating complex roof layouts, while also handling the most extreme environmental conditions.</span><br></p></td></tr></tbody></table><p><strong><br>SPECIFICATIONS</strong></p><table width="100%"><tbody><tr><td style="width: 48.2638%;"><span>Model</span></td><td style="width: 47.7362%;">UNIRACÂ ES10466</td></tr><tr><td style="width: 48.2638%;"><span>Series</span></td><td style="width: 47.7362%;">-</td></tr><tr><td style="width: 48.2638%;"><span>Manufacturer</span></td><td style="width: 47.7362%;">UNIRAC</td></tr></tbody></table><p><strong><br>GENERAL SPECIFICATION</strong><br></p><table width="100%"><tbody><tr><td style="width: 49.0244%;" data-mce-style="width: 49.0244%;"><div class="field--label">Type</div></td><td style="width: 47.9756%;" data-mce-style="width: 47.9756%;"><div class="row even"><span class="spec-value">Universal Clamp Kit</span></div></td></tr><tr><td style="width: 49.0244%;" data-mce-style="width: 49.0244%;">Color<br></td><td style="width: 47.9756%;" data-mce-style="width: 47.9756%;">Silver</td></tr><tr><td style="width: 49.0244%;" data-mce-style="width: 49.0244%;"><span data-mce-fragment="1">Weight</span><br></td><td style="width: 47.9756%;" data-mce-style="width: 47.9756%;"><div class="product--variation-field--variation_field_product_material__9800 field field--name-field-product-material field--type-string field--label-inline"><div class="field--item"><span>1.06</span></div></div></td></tr><tr><td style="width: 49.0244%;" data-mce-style="width: 49.0244%;"><span>Application</span></td><td style="width: 47.9756%;" data-mce-style="width: 47.9756%;"><span>EcoFoot5D Racking System, Flat Roof</span></td></tr></tbody></table><p><strong>Warranty</strong><br data-mce-fragment="1"></p><ul><li>25Â Year Standard Warranty.</li></ul><p>* Refer to warranty document for terms and conditions<br data-mce-fragment="1"></p><table width="100%"><tbody></tbody></table><p><br><strong>Detailed Information</strong><br></p><section id="product-description" class="description"><div class="product--variation-field--variation_field_product_description__9770 field field--name-field-product-description field--type-text-long field--label-hidden field--item"><p>This end cap is a simple piece that attaches to the end of the each rail, creating a clean, and flush look for your racking system.</p></div></section><div class="product--variation-field--variation_field_product_data_store__9770 field field--name-field-product-data-store field--type-entity-reference field--label-hidden field--item"><div class="eck-entity"><strong>High reliability</strong><br></div></div><p>Cell interconnections and diode placement use well-established industry practice and are field-proven to provide excellent reliability.</p><p>Made with Hard Metal</p><p>Strong in Structure</p>
USMS100-0039 | 11.99 | FRA-M60T-GF-W1 | Ironridge FRA-M60T-GF-W1 Flat Roof Attachment Membrane | <table width="100%" data-mce-fragment="1"><tbody data-mce-fragment="1"><tr data-mce-fragment="1"><td style="width: 534.271px;" data-mce-fragment="1" data-mce-style="width: 534.271px;"><strong>IRONRIDGE FRA-M60T-GF-W1 FLAT ROOF ATTACHMENT MEMBRANE</strong></td></tr><tr data-mce-fragment="1"><td style="width: 534.271px;" data-mce-fragment="1" data-mce-style="width: 534.271px;"><p><span>Iron Ridge set out to design a flashing that checked all the boxes: fully waterproof, fast and easy to install correctly, economical, and strong enough to handle every environmental condition.Â </span></p><table width="100%"><tbody><tr><td><table width="100%"><tbody><tr><td style="width: 51.4725%;" data-mce-style="width: 51.4725%;"></td><td style="width: 45.8759%;" data-mce-style="width: 45.8759%;"><br></td></tr><tr><td style="width: 51.4725%;" data-mce-style="width: 51.4725%;"><div style="text-align: start;" data-mce-style="text-align: start;"><br></div></td><td style="width: 45.8759%;" data-mce-style="width: 45.8759%;"><div style="text-align: left;"><img style="margin-bottom: 16px; float: none;" alt="Description image" src="https://cdn.shopify.com/s/files/1/0566/3408/1340/files/cup_480x480.png?v=1676525233"></div></td></tr><tr><td style="width: 51.4725%;" data-mce-style="width: 51.4725%;"></td><td style="width: 45.8759%;" data-mce-style="width: 45.8759%;"></td></tr></tbody></table><strong>Specifications</strong><table width="100%"><tbody><tr><td style="width: 48.2638%;" data-mce-style="width: 48.2638%;"><span>Model</span></td><td style="width: 47.7362%;" data-mce-style="width: 47.7362%;">IRONRIDGE FRA-M60T-GF-W1</td></tr><tr><td style="width: 48.2638%;" data-mce-style="width: 48.2638%;"><span>Series</span></td><td style="width: 47.7362%;" data-mce-style="width: 47.7362%;">Membrane Flashing<br></td></tr><tr><td style="width: 48.2638%;" data-mce-style="width: 48.2638%;"><span>Manufacturer</span></td><td style="width: 47.7362%;" data-mce-style="width: 47.7362%;">Iron Ridge<br></td></tr></tbody></table></td></tr></tbody></table><p><br><strong>GENERAL SPECIFICATION</strong><br></p><table width="100%"><tbody><tr></tr><tr><td style="width: 49.0244%;" data-mce-style="width: 49.0244%;">TypeÂ </td><td style="width: 47.9756%;" data-mce-style="width: 47.9756%;">Flashing<br></td></tr><tr><td style="width: 49.0244%;" data-mce-style="width: 49.0244%;">Color</td><td style="width: 47.9756%;" data-mce-style="width: 47.9756%;">Silver</td></tr><tr><td style="width: 49.0244%;" data-mce-style="width: 49.0244%;">MaterialÂ </td><td style="width: 47.9756%;" data-mce-style="width: 47.9756%;">Aluminum/Stainless Steel</td></tr><tr><td style="width: 49.0244%;" data-mce-style="width: 49.0244%;"><span>Finish</span></td><td style="width: 47.9756%;" data-mce-style="width: 47.9756%;"><span>White, 60 Mil, for GAF and TPO Roofs</span></td></tr></tbody></table><p><strong>Warranty</strong><br data-mce-fragment="1"></p><ul><li>25 Years Product Warranty.<br></li></ul><p>* Refer to warranty document for terms and conditions<br data-mce-fragment="1"><strong>Documentation</strong></p><table width="100%"><tbody><tr><td style="width: 24%;" data-mce-style="width: 24%;"><a href="https://cdn.shopify.com/s/files/1/0566/3408/1340/files/IronRidge_Cut_Sheet_Membrane_Flashing.pdf?v=1678352620"><span style="color: #2b00ff;" data-mce-style="color: #2b00ff;">Data Sheet</span></a></td></tr></tbody></table><p><br><strong>Detailed Information</strong></p><p><span data-mce-fragment="1">The Iron Ridge Flat Roof Attachment combines a high-strength cast aluminum base with a 16-point fastening pattern to enable the widest range of design options on low-sloped roofs. Compatible with most common roofing materials to ensure a system that is easy to integrate down to the deck. Â </span><br></p><p><strong>High reliability</strong></p><p>Cell interconnections and diode placement use well-established industry practice and are field-proven to provide excellent reliability.<br></p><p><span>The 360Â° capable GripCap (2.74" tall) and GripCap+ (3.74" tall) can be placed in any orientation, and provide a â€œfriction-fit" for easy installs. Push snug into the viewport, without worrying it will roll away or rotate while driving the lag.</span></p><p>High-Strenght Aluminum Base<br data-mce-fragment="1"><br></p><p>16-Point Fastening Pattern</p></td></tr></tbody></table>
USMS100-0394 | 25.24 | ES20207 | UNIRAC ECOLIBRIUM ECOFOOT2 ES20207 BALLAST BASE | <table width="100%" data-mce-fragment="1"><tbody data-mce-fragment="1"><tr data-mce-fragment="1"><td style="width: 955.59px;" data-mce-fragment="1" data-mce-style="width: 955.59px;"><strong>UNIRAC ECOLIBRIUM ECOFOOT2 ES20207 BALLAST BASE</strong></td></tr><tr data-mce-fragment="1"><td style="width: 955.59px;" data-mce-fragment="1" data-mce-style="width: 955.59px;"><p><span>The UNIRAC System is designed to meet the needs of commercial solar - navigating complex roof layouts, while also handling the most extreme environmental conditions.</span><br></p><p><strong>SPECIFICATIONS</strong></p><table width="100%"><tbody><tr><td style="width: 48.2638%;" data-mce-style="width: 48.2638%;"><span>Model</span></td><td style="width: 47.7362%;" data-mce-style="width: 47.7362%;">UNIRACÂ ES20207</td></tr><tr><td style="width: 48.2638%;" data-mce-style="width: 48.2638%;"><span>Series</span></td><td style="width: 47.7362%;" data-mce-style="width: 47.7362%;">-</td></tr><tr><td style="width: 48.2638%;" data-mce-style="width: 48.2638%;"><span>Manufacturer</span></td><td style="width: 47.7362%;" data-mce-style="width: 47.7362%;">UNIRAC<br></td></tr></tbody></table></td></tr></tbody></table><p><br><strong>GENERAL SPECIFICATION</strong><br></p><table width="100%"><tbody><tr><td style="width: 49.0244%;" data-mce-style="width: 49.0244%;"><div class="field--label">Type</div></td><td style="width: 47.9756%;" data-mce-style="width: 47.9756%;"><span>Pipe Fitting</span></td></tr><tr><td style="width: 49.0244%;" data-mce-style="width: 49.0244%;">Color<br></td><td style="width: 47.9756%;" data-mce-style="width: 47.9756%;">Black</td></tr><tr><td style="width: 49.0244%;" data-mce-style="width: 49.0244%;">Material<br></td><td style="width: 47.9756%;" data-mce-style="width: 47.9756%;"><div class="product--variation-field--variation_field_product_material__9800 field field--name-field-product-material field--type-string field--label-inline"><div class="field--item">Coated Steel</div></div></td></tr><tr><td style="width: 49.0244%;" data-mce-style="width: 49.0244%;"><span>Application</span></td><td style="width: 47.9756%;" data-mce-style="width: 47.9756%;"><span>Residential / Commercial</span></td></tr></tbody></table><p><strong>Warranty</strong><br data-mce-fragment="1"></p><ul><li>25Â Year Standard Warranty.</li></ul><p>* Refer to warranty document for terms and conditions<br data-mce-fragment="1"></p><table width="100%"><tbody></tbody></table><p><br><strong>Detailed Information</strong><br></p><section class="description" id="product-description"><div class="product--variation-field--variation_field_product_description__9770 field field--name-field-product-description field--type-text-long field--label-hidden field--item"><p>Ecolibirum Solar's Ecofoot2+ is a one-of-a-kind Low-Sloped Roof Mounting System, a flexible ballasted solution for Low-Sloped and Flat-Roof solar installations with integrated grounding and support for both Landscape and Portrait Orientations of most PV Modules.</p></div></section><div class="product--variation-field--variation_field_product_data_store__9770 field field--name-field-product-data-store field--type-entity-reference field--label-hidden field--item"><div class="eck-entity"><strong>High reliability</strong><br></div></div><p>Cell interconnections and diode placement use well-established industry practice and are field-proven to provide excellent reliability.</p><p>Faster and more effective flat-roof solar installations are possible thanks to a single modular unit.</p><p>Grounding is smoothly integrated into Universal Clamps, eliminating installation time.</p><p>Roof-friendly, with built-in water and drain channels, the Ecofoot2+ Base is made of polymer and rubber.</p>
USMS100-0163 | 9.64 | QM-QBB-01-M1 | Quick Mount Pv Qbase QM-QBB-01-M1 Post-style Mount With 5/16-18-8 Ss Bolt | <table width="100%" data-mce-fragment="1"><tbody data-mce-fragment="1"><tr data-mce-fragment="1"><td style="width: 955.59px;" data-mce-fragment="1" data-mce-style="width: 955.59px;"><strong>QUICK MOUNT PV QBASE QM-QBB-01-M1 POST-STYLE MOUNT WITH 5/16-18-8 SS BOLT</strong></td></tr><tr data-mce-fragment="1"><td style="width: 955.59px;" data-mce-fragment="1" data-mce-style="width: 955.59px;"><p><span>Quick Mount PV's QBase Low Slope Mount takes the traditional base-and-post PV mount to its ultimate level. It's the strongest you can buy for mechanically attaching commercial solar systems to TPO, PVC, EPDM, built-up asphalt, and virtually all other non-metal low-slope roofs (aka 'flat roofs') used in commercial roofing.<br></span></p></td></tr></tbody></table><p><strong><br>SPECIFICATIONS</strong></p><table width="100%"><tbody><tr><td style="width: 48.2638%;"><span>Model</span></td><td style="width: 47.7362%;"><span>QM-QBB-01-M1</span></td></tr><tr><td style="width: 48.2638%;"><span>Series</span></td><td style="width: 47.7362%;"><span>QBase Low Slope Mount</span></td></tr><tr><td style="width: 48.2638%;"><span>Manufacturer</span></td><td style="width: 47.7362%;">Quick Mount</td></tr></tbody></table><p><strong><br>GENERAL SPECIFICATIONS</strong><br></p><table width="100%"><tbody><tr><td style="width: 49.0244%;" data-mce-style="width: 49.0244%;"><span>Item Weight</span></td><td style="width: 47.9756%;" data-mce-style="width: 47.9756%;"><span>0.56 lb</span></td></tr><tr><td style="width: 49.0244%;" data-mce-style="width: 49.0244%;"><span>Dimensions (LxWxH)</span></td><td style="width: 47.9756%;" data-mce-style="width: 47.9756%;"><span>13 x 8.25 x 5.5 inches</span></td></tr><tr><td style="width: 49.0244%;" data-mce-style="width: 49.0244%;"><span>Product Line</span></td><td style="width: 47.9756%;" data-mce-style="width: 47.9756%;"><span>QBase</span></td></tr><tr><td style="width: 49.0244%;" data-mce-style="width: 49.0244%;"><span>Finish</span></td><td style="width: 47.9756%;" data-mce-style="width: 47.9756%;"><span>Mill</span></td></tr></tbody></table><p><strong><br>Warranty</strong><br data-mce-fragment="1"></p><ul><li>Manufacturer WarrantyÂ 25 Years</li></ul><p>* Refer to warranty document for terms and conditions<br data-mce-fragment="1"></p><table width="100%"><tbody></tbody></table><p><br><strong>Detailed Information</strong><br></p><p>Code compliant for all non-metal low slope roofs</p><p>QBase is the strongest off-the-shelf mechanical mount</p><p>All exposed hardware is 18-8 stainless steel</p><p>Attaches to roof with 2 or 4 fasteners</p><p><strong>High reliability</strong></p><p>Meets or exceeds roofing industry best practices</p><p>All fasteners and hardware included</p>
USMI100-0005 | 125 | MAC-800R | Aptos MAC-800R 800W Microinverter | <p data-sourcepos="6:1-6:385">The Aptos MAC-800R 800W Micro inverter is a high-performance micro inverter that is designed for use with solar panels. It is capable of converting DC power from the solar panels to AC power that can be used by your home or business. The MAC-800R is also equipped with a number of features that make it a reliable and efficient choice for solar power systems, including:</p><ul data-sourcepos="8:1-12:0"><li data-sourcepos="8:1-8:141">Maximum power point tracking (MPPT) to ensure that the micro inverter is always extracting the maximum amount of power from the solar panels</li><li data-sourcepos="9:1-9:90">Grid-tie compatibility so that the micro inverter can be connected to the electrical grid</li><li data-sourcepos="10:1-10:53">WiFi connectivity for remote monitoring and control</li><li data-sourcepos="11:1-12:0">A 25-year warranty</li></ul><p data-sourcepos="13:1-14:23"><strong>Â Â Â Â Â Â Â Â Â Â Dimensions:</strong> (LxWxH)Â 9.8 x 6.7 x 1.1 inches</p><p data-sourcepos="13:1-14:23"><strong>Â Â Â Â Â Â Â Â Â Â Weight: 6.61</strong>Â pounds</p><p data-sourcepos="16:1-16:253">The Aptos MAC-800R 800W Micro inverter is a great choice for anyone who is looking for a reliable and efficient way to power their home or business with solar energy. It is backed by a 25-year warranty and is compatible with a wide range of solar panels.</p><p data-sourcepos="18:1-18:77">Here are some of the benefits of using the Aptos MAC-800R 800W Micro inverter:</p><ul data-sourcepos="20:1-24:0"><li data-sourcepos="20:1-20:148">High efficiency: The MAC-800R has an efficiency of up to 98%, which means that it converts most of the DC power from the solar panels to AC power.</li><li data-sourcepos="21:1-21:125">Durable construction: The MAC-800R is made of high-quality materials and is designed to withstand harsh weather conditions.</li><li data-sourcepos="22:1-22:94">Easy to install: The MAC-800R is easy to install and can be done by a qualified electrician.</li><li data-sourcepos="23:1-24:0">Remote monitoring: The MAC-800R can be monitored remotely, so you can track its performance and troubleshoot any problems.</li></ul><p data-mce-fragment="1">Â </p><p data-mce-fragment="1"><a href="https://cdn.shopify.com/s/files/1/0566/3408/1340/files/3316_321-0238_Data_Sheet.pdf?v=1676469312"><strong>SPEC DATA SHEET</strong></a></p>
USMS100-0384 | 8.29 | 004055M | Unirac Flashkit Pro 004055M Mill Flashing Kit | <table width="100%" data-mce-fragment="1"><tbody data-mce-fragment="1"><tr data-mce-fragment="1"><td style="width: 955.59px;" data-mce-fragment="1" data-mce-style="width: 955.59px;">UNIRAC FLASHKIT PRO 004055M MILL FLASHING KIT</td></tr><tr data-mce-fragment="1"><td style="width: 955.59px;" data-mce-fragment="1" data-mce-style="width: 955.59px;"><p><span>The UNIRAC System is designed to meet the needs of commercial solar - navigating complex roof layouts, while also handling the most extreme environmental conditions.</span><br></p><p><strong>SPECIFICATIONS</strong></p><table width="100%"><tbody><tr><td style="width: 48.2638%;" data-mce-style="width: 48.2638%;"><span>Model</span></td><td style="width: 47.7362%;" data-mce-style="width: 47.7362%;">UniracÂ 004055M</td></tr><tr><td style="width: 48.2638%;" data-mce-style="width: 48.2638%;"><span>Series</span></td><td style="width: 47.7362%;" data-mce-style="width: 47.7362%;">-</td></tr><tr><td style="width: 48.2638%;" data-mce-style="width: 48.2638%;"><span>Manufacturer</span></td><td style="width: 47.7362%;" data-mce-style="width: 47.7362%;">UNIRAC</td></tr></tbody></table></td></tr></tbody></table><p><br><strong>GENERAL SPECIFICATION</strong><br></p><table width="100%"><tbody><tr><td style="width: 49.0244%;" data-mce-style="width: 49.0244%;"><div class="field--label">Type</div></td><td style="width: 47.9756%;" data-mce-style="width: 47.9756%;"><div class="row product-detail-info-row"><div class="col-sm-9">Flashing</div></div></td></tr><tr><td style="width: 49.0244%;" data-mce-style="width: 49.0244%;">Color<br></td><td style="width: 47.9756%;" data-mce-style="width: 47.9756%;">Clear</td></tr><tr><td style="width: 49.0244%;" data-mce-style="width: 49.0244%;">Material<br></td><td style="width: 47.9756%;" data-mce-style="width: 47.9756%;"><div class="product--variation-field--variation_field_product_material__9800 field field--name-field-product-material field--type-string field--label-inline"><div class="field--item"><span data-mce-fragment="1">Aluminum</span></div></div></td></tr><tr><td style="width: 49.0244%;" data-mce-style="width: 49.0244%;"><span>Application</span></td><td style="width: 47.9756%;" data-mce-style="width: 47.9756%;"><div class="row product-detail-info-row"><div class="col-sm-9">Pitched Roof - Rail-Based</div></div></td></tr></tbody></table><p><strong>Warranty</strong><br data-mce-fragment="1"></p><ul><li>10Â Year Standard Warranty.</li></ul><p>* Refer to warranty document for terms and conditions<br data-mce-fragment="1"><strong>Documentation</strong></p><table width="100%"><tbody><tr><td style="width: 24%;" data-mce-style="width: 24%;"><a href="https://s3.amazonaws.com/ecodirect_docs/UNIRAC/FlashKit-Pro/Unirac-FLASHKIT-PRO_Brochure_20180831.pdf"><span style="color: #2b00ff;" data-mce-style="color: #2b00ff;">Data Sheet</span></a></td></tr></tbody></table><p><br><strong>Detailed Information</strong><br></p><section class="description" id="product-description"><div class="product--variation-field--variation_field_product_description__9770 field field--name-field-product-description field--type-text-long field--label-hidden field--item"><p><span>FlashKit Pro is the complete attachment solution for composition shingle roofs. Featuring Uniracâ€™s patented SHED &amp; SEAL technology, a weather proof system which provides the ultimate protection against roof leaks. With FlashKit Pro, you have everything you need for a quick, professional installation</span></p></div></section><div class="product--variation-field--variation_field_product_data_store__9770 field field--name-field-product-data-store field--type-entity-reference field--label-hidden field--item"><div class="eck-entity"><strong>High reliability</strong><br></div></div><p>Cell interconnections and diode placement use well-established industry practice and are field-proven to provide excellent reliability.</p><p>Made with Hard Metal</p><p>Strong in Structure</p>
USMS100-0324 | 3.21 | 302027D | Unirac Solarmount 302027D Dark Mid Clamp, 30-36mm | <table data-mce-fragment="1" width="100%"><tbody data-mce-fragment="1"><tr data-mce-fragment="1"><td data-mce-fragment="1" style="width: 955.59px;" data-mce-style="width: 955.59px;"><strong>UNIRAC SOLARMOUNT 302027D DARK MID CLAMP, 30-36MM</strong></td></tr><tr data-mce-fragment="1"><td data-mce-fragment="1" style="width: 955.59px;" data-mce-style="width: 955.59px;"><p><span>SOLARMOUNT defined the standard in solar racking. New enhancements are designed to get you off the roof faster than ever before. Components are pre-assembled and optimized to reduce installation steps and save labor time. As an added bonus, if you utilize Enphase Microinverters in addition to your SolarMount system components, lugs and copper wire are not required for the system. Grounding and bonding of modules is accomplished with the clamps. This will save more time and money on your installation. Utilize the microinverter mount with a wire management clip for an easier installation.</span><br data-mce-fragment="1"><br data-mce-fragment="1"><strong>SPECIFICATIONS</strong><br></p><table width="100%"><tbody><tr><td style="width: 48.2638%;" data-mce-style="width: 48.2638%;"><span>Model</span></td><td style="width: 47.7362%;" data-mce-style="width: 47.7362%;">302027DÂ </td></tr><tr><td style="width: 48.2638%;" data-mce-style="width: 48.2638%;"><span>Series</span></td><td style="width: 47.7362%;" data-mce-style="width: 47.7362%;"><span>SolarMount</span></td></tr><tr><td style="width: 48.2638%;" data-mce-style="width: 48.2638%;"><span>Manufacturer</span></td><td style="width: 47.7362%;" data-mce-style="width: 47.7362%;">UNIRAC</td></tr></tbody></table></td></tr></tbody></table><p><br><strong>GENERAL SPECIFICATIONS</strong><br></p><table width="100%"><tbody><tr><td style="width: 49.0244%;" data-mce-style="width: 49.0244%;"><span>Item Weight</span></td><td style="width: 47.9756%;" data-mce-style="width: 47.9756%;"><span>0.2Â lb</span></td></tr><tr><td style="width: 49.0244%;" data-mce-style="width: 49.0244%;"><span>Dimensions (LxWxH)</span></td><td style="width: 47.9756%;" data-mce-style="width: 47.9756%;"><span>1 x 2 x 2.25 inches</span></td></tr></tbody></table><p><strong>Warranty</strong><br data-mce-fragment="1"></p><ul><li>Manufacturer Warranty 25 Years</li></ul><p>* Refer to warranty document for terms and conditions<br data-mce-fragment="1"><strong>Documentation</strong></p><table width="100%"><tbody><tr><td style="width: 24%;" data-mce-style="width: 24%;"><span style="color: #2b00ff;" data-mce-style="color: #2b00ff;">Data Sheet</span></td></tr></tbody></table><p><br><strong>Detailed Information</strong><br></p><p><span>SolarMount created the industry standard for solar racking.</span></p><p><span data-mce-fragment="1">Installers will be able to get off the roof quicker than ever before thanks to recent improvements. Pre-assembled and optimized components minimize assembly steps and labor time.Â </span><br><span data-mce-fragment="1"></span></p><p><span data-mce-fragment="1">To save money, our new grounding and bonding process uses less copper wire and doesn't use grounding straps or bonding jumpers.</span><br></p><p><strong>High reliability</strong></p><p><span>Pre-assembled aluminum clamp available in clear or dark fiish. Supplied washers keep clamp and bolt upright for ease of assembly.</span></p><p>Â </p>
USIN100-0112 | 140.4318 | IQ7PLUS-72-2-US | Enphase IQ7 IQ7PLUS-72-2-US 295W Microinverter | <p data-mce-fragment="1"><strong data-mce-fragment="1">Enphase, IQ 7+ Micro Inverter, compatible with 60- and 72-cell PV, modules, 208/240 volt, 295VA Peak Power, MC4 DC connectors, Female AC Connector, IQ7PLUS-72-2-US</strong></p><p data-mce-fragment="1">Enphase's seventh-generation microinverters are based on a software-defined architecture that allows for a cost-effective design with a single hardware SKU available globally. Compared to the IQ 6 series, the IQ 7 Micro series produces 4% more fuel, is 19% lighter, and is 17% smaller. With innovative 2-wire cabling, the IQ 7 Micro Series retains the same ease of installation. It also makes use of semiconductor integration to improve reliability and scale economies. The Enphase IQ7PLUS-72-2-US IQ Microinverterâ„¢ is a high-powered smart grid-ready microinverter that dramatically simplifies the installation process while achieving the highest device performance. Since it's part of the Enphase IQ System, this microinverter can operate in tandem with the Enphase IQ Envoyâ„¢, Enphase Q Aggregatorâ„¢, Enphase IQ Batteryâ„¢, and Enphase Enlightenâ„¢ monitoring and analysis program. The IQ Series Microinverters build on previous generations' durability by undergoing over a million hours of power-on testing, allowing Enphase to give an industry-leading warranty of up to 25 years.</p><p data-mce-fragment="1">The Enphase Microinverter uses a sophisticated Maximum Power Point Tracking (MPPT) algorithm to optimize energy output. Each Enphase Microinverter in your array is connected to a single PV module. This setup allows each PV module to be controlled by an individual MPPT, ensuring that the maximum power available from each PV module is exported to the utility grid regardless of the output of the other PV modules in the series. Although shading, soiling, orientation, or PV module mismatch can affect an individual PV module in the array, each Enphase IQ7PLUS-72-2-US IQ Microinverterâ„¢ ensures top performance for its associated PV module.</p><p data-mce-fragment="1"><br data-mce-fragment="1"></p><p data-mce-fragment="1"><strong data-mce-fragment="1">Easy to Install</strong></p><ul data-mce-fragment="1"><li data-mce-fragment="1">Lightweight and simple</li><li data-mce-fragment="1">Built-in rapid shutdown (NEC 2014 &amp; 2017)</li><li data-mce-fragment="1">Faster installation with lighter two-wire cabling</li></ul><p data-mce-fragment="1"><br data-mce-fragment="1"></p><p data-mce-fragment="1"><strong data-mce-fragment="1">Productive and Reliable</strong></p><ul data-mce-fragment="1"><li data-mce-fragment="1">Supports 60-cell modules with high capacity.</li><li data-mce-fragment="1">Optimized for high powered modules ranging between 235-440+W</li><li data-mce-fragment="1">Max Power Output: 295VA</li><li data-mce-fragment="1">97.5% CEC efficiency</li><li data-mce-fragment="1">UL Listed</li><li data-mce-fragment="1">Enclosure with two layers of insulation, class II</li></ul><p data-mce-fragment="1"><br data-mce-fragment="1"></p><p data-mce-fragment="1"><strong data-mce-fragment="1">Smart Grid Ready</strong></p><ul data-mce-fragment="1"><li data-mce-fragment="1">Configurable for variable grid profiles like Hawaiian Electric Company (HECO) Rule 14H, California Rule 21, and others</li><li data-mce-fragment="1">Advanced gird support, voltage, and frequency ride-through specifications are all met.</li><li data-mce-fragment="1">Remotely updates to respond to changing grid requirements</li></ul><p><a href="https://cdn.shopify.com/s/files/1/0566/3408/1340/files/2374_321-0216_Data_Sheet.pdf?v=1676468738"><strong>Â Â SPEC DATASHEET</strong></a></p>
USMS100-0607 | 0.65 | QMR-TB20P-A-300 | Quick Mount PV Qrail QMR-TB20P-A-300 20MM T-bolt W/nut Nylon Patch | <table width="100%" data-mce-fragment="1"><tbody data-mce-fragment="1"><tr data-mce-fragment="1"><td style="width: 955.59px;" data-mce-fragment="1" data-mce-style="width: 955.59px;"><strong>Quick Mount PV Qrail QMR-TB20P-A-300 20MM T-bolt W/nut Nylon Patch</strong></td></tr><tr data-mce-fragment="1"><td style="width: 955.59px;" data-mce-fragment="1" data-mce-style="width: 955.59px;"><p><span>Quick Mount PV's Low Slope Mount takes the traditional base-and-post PV mount to its ultimate level. It's the strongest you can buy for mechanically attaching commercial solar systems to TPO, PVC, EPDM, built-up asphalt, and virtually all other non-metal low-slope roofs (aka 'flat roofs') used in commercial roofing.</span></p><p><strong>SPECIFICATIONS</strong></p><table width="100%"><tbody><tr><td style="width: 48.2638%;" data-mce-style="width: 48.2638%;"><span>Model</span></td><td style="width: 47.7362%;" data-mce-style="width: 47.7362%;">QMR-TB20P-A-300</td></tr><tr><td style="width: 48.2638%;" data-mce-style="width: 48.2638%;"><span>Series</span></td><td style="width: 47.7362%;" data-mce-style="width: 47.7362%;"><span>-</span></td></tr><tr><td style="width: 48.2638%;" data-mce-style="width: 48.2638%;"><span>Manufacturer</span></td><td style="width: 47.7362%;" data-mce-style="width: 47.7362%;">Quick Mount</td></tr></tbody></table></td></tr></tbody></table><p><br><strong>GENERAL SPECIFICATIONS</strong><br></p><table width="100%"><tbody><tr><td style="width: 49.0244%;" data-mce-style="width: 49.0244%;"><span>Type</span></td><td style="width: 47.9756%;" data-mce-style="width: 47.9756%;"><span>Bolt</span></td></tr><tr><td style="width: 49.0244%;" data-mce-style="width: 49.0244%;"><span>Color</span></td><td style="width: 47.9756%;" data-mce-style="width: 47.9756%;"><span>Clear</span></td></tr><tr><td style="width: 49.0244%;" data-mce-style="width: 49.0244%;"><span>Material</span></td><td style="width: 47.9756%;" data-mce-style="width: 47.9756%;"><span>Aluminium</span></td></tr><tr><td style="width: 49.0244%;" data-mce-style="width: 49.0244%;"><span>Finish</span></td><td style="width: 47.9756%;" data-mce-style="width: 47.9756%;"><span>Mill</span></td></tr></tbody></table><p><strong>Warranty</strong><br data-mce-fragment="1"></p><ul><li>Manufacturer Warranty 12 Years</li></ul><p>* Refer to warranty document for terms and conditions<br data-mce-fragment="1"></p><table width="100%"><tbody></tbody></table><p><br><strong>Detailed Information</strong><br></p><p><span>The QRail Series is an innovative rooftop racking system featuring QClick and QSplice technology that simplifies and speeds installation. QRail seamlessly combines with Quick Mount waterproof mounts to provide a complete, fully integrated racking and mounting solution for installing solar PV modules on any roof.</span></p><p><strong>High reliability</strong></p><p>Designed for strength and versatility.</p><p>Modules can be mounted in portrait or landscape orientation in either standard or shared rail configurations.</p><p>Universal mid- and end-clamps fit nearly all module sizes.</p><p>Mid and end clamps with QClick Technology install quickly and remain in position for easy module placement.</p><p>QSplice tool-free, bonded, structural splice installs in seconds.</p>
USMS100-0608 | 7.68 | S-5-U Clamp | S-5! S-5-U M8 Metal Roof Clamp | <table data-mce-fragment="1" width="100%"><tbody data-mce-fragment="1"><tr data-mce-fragment="1"><td data-mce-fragment="1" style="width: 955.59px;" data-mce-style="width: 955.59px;"><strong>S-5! S-5-U M8 METAL ROOF CLAMP</strong></td></tr><tr data-mce-fragment="1"><td data-mce-fragment="1" style="width: 955.59px;" data-mce-style="width: 955.59px;"><p>The S-5-U (â€œUâ€ stands for Universal) is a popular and versatile roof clamp. Its generous dimensioning accommodates a majority of the standing seam profiles in North and South Americaâ€”including most structural and architectural profiles.</p><p><strong>SPECIFICATIONS</strong></p><table width="100%"><tbody><tr><td style="width: 48.2638%;" data-mce-style="width: 48.2638%;"><span>Model</span></td><td style="width: 47.7362%;" data-mce-style="width: 47.7362%;">S-5-U M8</td></tr><tr><td style="width: 48.2638%;" data-mce-style="width: 48.2638%;"><span>Series</span></td><td style="width: 47.7362%;" data-mce-style="width: 47.7362%;">S-5-U</td></tr><tr><td style="width: 48.2638%;" data-mce-style="width: 48.2638%;"><span>Manufacturer</span></td><td style="width: 47.7362%;" data-mce-style="width: 47.7362%;">S-5!<br></td></tr></tbody></table><p>Â </p></td></tr></tbody></table><p><br><strong>GENERAL SPECIFICATIONS</strong><br></p><table width="100%"><tbody><tr><td style="width: 49.0244%;" data-mce-style="width: 49.0244%;"><span>Item Weight</span></td><td style="width: 47.9756%;" data-mce-style="width: 47.9756%;"><span>0.5 lb</span></td></tr><tr><td style="width: 49.0244%;" data-mce-style="width: 49.0244%;"><span>Dimensions (LxWxH)</span></td><td style="width: 47.9756%;" data-mce-style="width: 47.9756%;"><span>2 x 1.5 x 1.5 inches</span></td></tr></tbody></table><p><strong>Warranty</strong><br data-mce-fragment="1"></p><ul><li>Limited Lifetime Warranty</li></ul><p>* Refer to warranty document for terms and conditions<br data-mce-fragment="1"></p><table width="100%"><tbody></tbody></table><p><br><strong>Detailed Information</strong><br></p><p><span>TheÂ </span>U MiniÂ <span>clamp is a more economical solution for lighter-duty roofing attachments where Herculean holding strength is not required.</span></p><p>All standard and Mini clamps undergoÂ rigorous load testing.Â Negative load normal-to-seamÂ testing (pull-up) is performed on all Mini clamps, andÂ parallel-to-seamÂ testing (drag load) is performed on all standard clamps.</p><p><strong>High reliability</strong></p><p>Accommodates most standing seam profiles in North and South America, including structural and architectural profiles</p><p>Use on vertically-oriented seams, OR</p><p>Rotate clamp 90Â° and use on most horizontal seam profiles w/ horizontal projection â‰¥ 0.65â€ (16.5 mm)Â </p>
USMI100-0012 | 148.48 | IQ7PLUS-72-M-US | Enphase IQ IQ7PLUS-72-M-US 295W Microinverter | <p data-mce-fragment="1"><strong data-mce-fragment="1">Enphase, IQ 7+ Micro Inverter, compatible with 60- and 72-cell PV, modules, 208/240 volt, 295VA Peak Power, Integrated MC4 DC connectors, Female AC Connector, IQ7PLUS-72-M-US</strong></p><p data-mce-fragment="1">The Enphase IQ System takes microinverter technology to the next level, offering the smartest and simplest inverter solution to date.Â Enphase Energys IQ 7+ Microinverter was designed for modern high powered solar modules and is compatible with 60-cell and 72-cell panels up to 440 watts. The smart grid ready IQ 7+ Microinverter is built on their seventh-generation platformÂ and achieves the highest efficiency for module-level power electronics while also reducing the installed cost per watt. The IQ 7 Micro series produces 4% more power, and is 19% lighter and 17% smaller than the IQ 6 series.</p><p data-mce-fragment="1"><strong data-mce-fragment="1">ADVANCED MONITORING AND ENERGY STORAGE OPTIONS</strong></p><p data-mce-fragment="1">Part of the Enphase IQ System, the IQ 7+ Microinverter integrates seamlessly with the Enphase IQÂ Envoy,</p><p data-mce-fragment="1">Enphase IQ Battery, and the Enphase Enlighten</p><p data-mce-fragment="1">monitoring and analysis software. System owners can easily monitor array performance via the wall-mounted IQ Envoy or from any internet-connected device. Enphase Energy continues to offer free monitoring for the lifetime of your solar system allowing you to keep track of production and troubleshoot any potential problems.</p><p data-mce-fragment="1"><br data-mce-fragment="1"></p><h3 data-mce-fragment="1"><strong data-mce-fragment="1">RELIABILITY BACKED BY A 25-YEAR WARRANTY</strong></h3><p data-mce-fragment="1">The IQ System benefits from Enphase extensive experience in microinverter design. The IQ 7 and IQ 7+ Microinverter are very reliable as they have</p><p data-mce-fragment="1">fewer parts and have undergone over 1 million hours of testing.</p><p data-mce-fragment="1">Enphase also provides an industry-leading 25 year warranty. The innovative design of Enphase microinverters makes them efficient, flexible and easy to install.</p><p data-mce-fragment="1"><br data-mce-fragment="1"></p><h3 data-mce-fragment="1"><strong data-mce-fragment="1">ADDITIONAL FEATURES</strong></h3><ul data-mce-fragment="1"><li data-mce-fragment="1">Compatible with 60 or 72-cell modules</li><li data-mce-fragment="1">235-440 W+ commonly used module pairings</li><li data-mce-fragment="1">295VA Peak output power</li><li data-mce-fragment="1">Meets CA Rule 21 (UL 1741-SA)</li></ul><p>Â </p><p><a href="https://cdn.shopify.com/s/files/1/0566/3408/1340/files/3405_321-0244_Data_Sheet.pdf?v=1676468067"><strong>SPEC DATA SHEET</strong></a></p>
USMS100-0609 | 10.98 | 04600D | Unirac 004600D 6" Dark Standoff | <table width="100%" data-mce-fragment="1"><tbody data-mce-fragment="1"><tr data-mce-fragment="1"><td style="width: 955.59px;" data-mce-fragment="1" data-mce-style="width: 955.59px;"><strong>UNIRAC 004600D 6" DARK STANDOFF</strong></td></tr><tr data-mce-fragment="1"><td style="width: 955.59px;" data-mce-fragment="1" data-mce-style="width: 955.59px;"><p><span>UniracÂ is the professionals' choice for residential PV mounting applications. Every aspect of the system is designed for an easier, faster installation experience.Â </span></p></td></tr></tbody></table><p><strong><br>SPECIFICATIONS</strong></p><table width="100%"><tbody><tr><td style="width: 48.2638%;"><span>Model</span></td><td style="width: 47.7362%;">UNIRAC 004600D 6"</td></tr><tr><td style="width: 48.2638%;"><span>Series</span></td><td style="width: 47.7362%;">-</td></tr><tr><td style="width: 48.2638%;"><span>Manufacturer</span></td><td style="width: 47.7362%;">UNIRAC</td></tr></tbody></table><p><strong><br>GENERAL SPECIFICATION</strong><br></p><table width="100%"><tbody><tr><td style="width: 49.0244%;" data-mce-style="width: 49.0244%;"><div class="field--label"><span>Dimensions</span></div></td><td style="width: 47.9756%;" data-mce-style="width: 47.9756%;"><span>4 In.</span></td></tr><tr><td style="width: 49.0244%;" data-mce-style="width: 49.0244%;"><span data-mce-fragment="1">Type</span><br></td><td style="width: 47.9756%;" data-mce-style="width: 47.9756%;"><span data-mce-fragment="1">Standoff</span><br></td></tr><tr><td style="width: 49.0244%;" data-mce-style="width: 49.0244%;"><span data-mce-fragment="1">Finish</span><br></td><td style="width: 47.9756%;" data-mce-style="width: 47.9756%;"><div class="product--variation-field--variation_field_product_material__9800 field field--name-field-product-material field--type-string field--label-inline"><div class="field--item"><span>Bronze Anodized</span></div></div></td></tr><tr><td style="width: 49.0244%;" data-mce-style="width: 49.0244%;"><span>Material</span></td><td style="width: 47.9756%;" data-mce-style="width: 47.9756%;"><span>Aluminum</span></td></tr></tbody></table><p><strong><br>Warranty</strong><br data-mce-fragment="1"></p><ul><li>25Â Year Standard Warranty.</li></ul><p>* Refer to warranty document for terms and conditions<br data-mce-fragment="1"><strong>Documentation</strong></p><table width="100%"><tbody><tr><td style="width: 24%;" data-mce-style="width: 24%;"><a href="https://cdn.shopify.com/s/files/1/0566/3408/1340/files/2-Piece_Standoff.pdf?v=1678683315"><span style="color: #2b00ff;" data-mce-style="color: #2b00ff;">Data Sheet</span></a></td></tr></tbody></table><p><br><strong>Detailed Information</strong><br></p><section id="product-description" class="description"><div class="product--variation-field--variation_field_product_description__9770 field field--name-field-product-description field--type-text-long field--label-hidden field--item"><p><span>When flashed installations are necessary, such as on tile roofs, use standoffs. Two-piece aluminum standoffs allow for precise flashing positioning over a protected base before the standoff is mounted. There are four common heights for standoffs: 3, 4, 6, and 7 inches. There are appropriate flashings open</span></p></div></section><div class="product--variation-field--variation_field_product_data_store__9770 field field--name-field-product-data-store field--type-entity-reference field--label-hidden field--item"><div class="eck-entity"><strong>High reliability</strong><br></div></div><p>Cell interconnections and diode placement use well-established industry practice and are field-proven to provide excellent reliability.</p><p>Concealed universal clamps with end caps that refine the finished look.</p><p><span>System is compatible with multiple mid and end clamp solution</span></p><p>Optional front trim assures maximum curb appeal with superior aesthetics</p>
USMS100-0610 | 42.57 | R172-2.0B | PROSOLAR ROOFTRAC R172-2.0B 172" (14') BLACK DEEP RAIL | <table width="100%" data-mce-fragment="1"><tbody data-mce-fragment="1"><tr data-mce-fragment="1"><td style="width: 955.59px;" data-mce-fragment="1" data-mce-style="width: 955.59px;"><strong>PROSOLARÂ ROOFTRAC R172-2.0B 172" (14') BLACK DEEP RAIL</strong></td></tr><tr data-mce-fragment="1"><td style="width: 955.59px;" data-mce-fragment="1" data-mce-style="width: 955.59px;"><p>The RoofTrac mounting system consists of support rails and top-down clamping hardware which is integrated with either a TileTrac or FastJack attachment device. The RoofTrac mounting system can be utilized on virtually all standard construction residential roof-tops, mounting 6â€™ on center, to install the majority of popular framed solar modules. The RoofTrac support rail is designed to conceal all attachment hardware. All connections are made inside the support rail hidden from view.<br></p></td></tr></tbody></table><p><strong><br>SPECIFICATIONS</strong></p><table width="100%"><tbody><tr><td style="width: 48.2638%;"><span>Model</span></td><td style="width: 47.7362%;">R172-2.0B</td></tr><tr><td style="width: 48.2638%;"><span>Series</span></td><td style="width: 47.7362%;"><span>-</span></td></tr><tr><td style="width: 48.2638%;"><span>Manufacturer</span></td><td style="width: 47.7362%;"><span>ProSolar</span></td></tr></tbody></table><p><strong><br>GENERAL SPECIFICATIONS</strong><br></p><table width="100%"><tbody><tr><td style="width: 49.0244%;" data-mce-style="width: 49.0244%;"><span>Item Weight</span></td><td style="width: 47.9756%;" data-mce-style="width: 47.9756%;"><span>9.4 lb</span></td></tr><tr><td style="width: 49.0244%;" data-mce-style="width: 49.0244%;"><span>Dimensions (LxWxH)</span></td><td style="width: 47.9756%;" data-mce-style="width: 47.9756%;"><span>172 x 1.5 x 2 inches</span></td></tr><tr><td style="width: 49.0244%;" data-mce-style="width: 49.0244%;"><span>Product Line</span></td><td style="width: 47.9756%;" data-mce-style="width: 47.9756%;"><span>RoofTrac</span></td></tr><tr><td style="width: 49.0244%;" data-mce-style="width: 49.0244%;"><span>Material</span></td><td style="width: 47.9756%;" data-mce-style="width: 47.9756%;"><span>Anodized Aluminium</span></td></tr></tbody></table><p>Â <br><strong>Warranty</strong><br data-mce-fragment="1"></p><ul><li>Manufacturer Warranty 1 Year</li></ul><p>* Refer to warranty document for terms and conditions<br data-mce-fragment="1"></p><table width="100%"><tbody></tbody></table><p><br><strong>Detailed Information</strong><br></p><p>Typically used with RoofTracÂ®, GroundTracÂ® and SolarWedgeÂ® Mounting Systems.</p><p>RoofTracÂ® Tilt Kit or SolarWedgeÂ® used for residential flat roofs.</p><p>Each system engineered and load tested to 45lb/sq. ft., equivalent of 125 mph winds per 2013 CBC / 2012 IBC / ASCE 7-10 to ensure safety and quality.</p><p>Spans 6 foot on center (30 lb/ft2 snow load) and 10 foot on center (non-snow load).</p><p><strong>High reliability</strong></p><p>The most cost effective and easy to install rail mounting system.</p><p>Aluminum and Stainless Steel components for corrosion resistance and strength.</p><p>Sleek, low profile design for great looking installs.</p><p>Designed for use with ProSolar FastJackÂ® or TileTracÂ® attachments.</p><p><strong>Quality and certifications</strong><br></p><p>2016 UL2703 (5000amp bond tested)</p><p>UL System Fire Class Rating A, Type 1 &amp; 2 Modules</p><p>2016 California Building Code</p><p>2015 International Building Code</p>
USMS100-0654 | 5.68 | S-5! | S-5! Metal Roof Clamp | <strong>S-5! S-5-T Mini Clamp for Standing Seam Roofs<br><br></strong><p data-mce-fragment="1">S-5! clamps can be used to attach mounting feet or rails to a standing seam metal roof. The S-5! clamps attach to the panel seam by the tightening the "bullet-nosed" stainless steel setscrew(s) against the seam material. (This is usually done with an industrial grade screwgun.) The setscrew compresses the seam material against the opposite wall of the clamp. They will "dimple" the seam material, but will not penetrate it, leaving the roof warranty intact. Threaded holes in the clamp (and stainless hardware provided) enable the easy attachment of various ancillary items to the clamps.</p><p data-mce-fragment="1">The S-5-T clamp is specially developed to fit profiles having a â€œTâ€ shaped seam configuration. It will also work on architectural â€œsingle-fold,â€ or â€œhorizontal seamâ€ profiles having a horizontal projection of 5/8â€ or less. Its two-piece design allows it to be easily installed anywhere along the length of the panel seam. The S-5-T is perfect for use with S-5!Â® ColorGardÂ® snow retention systems and other heavy-duty applications.</p><p data-mce-fragment="1">Installation is as simple as placing the clamp on the seam, positioning the insert piece, and tightening the patented round-point setscrews to the specified tension. Then, affix ancillary items using the bolt provided with the product.</p><p data-mce-fragment="1">The<span data-mce-fragment="1">Â </span><strong data-mce-fragment="1">S-5-T Mini<span data-mce-fragment="1">Â </span></strong>is a medium-duty, non-penetrating seam clamp. It is a bit shorter than the S-5-T and has one setscrew rather than two. The Mini is the choice for attaching all kinds of rooftop accessories: signs, walkways, satellite dishes, antennas, rooftop lighting, lightning protection systems, solar arrays, exhaust stack bracing, conduit, condensate lines, mechanical equipment-just about anything!</p><p data-mce-fragment="1"><strong data-mce-fragment="1">Each S-5-T Mini Clamp includes:</strong></p><ul data-mce-fragment="1"><li data-mce-fragment="1">Structural aluminum attachment clamp</li><li data-mce-fragment="1">Stainless Steel hardware - one bolt and one set screw</li></ul><p data-mce-fragment="1"><strong data-mce-fragment="1">NOTE:</strong><span data-mce-fragment="1">Â </span>Starting Summer 2020, S5! will begin shipping Mini Clamps WITHOUT the M8 Bolt (shown below in image), as a rolling change (this will not affect the Standard Clamp models). After stock runs out, the Minis will only ship with the clamp and set screw going forward. The Mini version is primarily used to mount solar panels. When using the solar PVKIT 2.0 in conjunction with the Mini clamps, there is no need for the bolt, and/or the supplied bolt is often not the correct length, hence the change. If needed, M8 bolts will still be available for order in 16, 20, and 40 mm lengths.</p>
USIN100-0113 | 177.96 | IQ8A-72-2-US | Enphase IQ8A-72-2-US 366w Microinverter | <table data-mce-fragment="1" height="17" style="border-collapse: collapse; width: 354pt;" width="472" data-mce-style="border-collapse: collapse; width: 354pt;"><colgroup data-mce-fragment="1"><col data-mce-fragment="1" style="width: 354pt;" width="472" data-mce-style="width: 354pt;"></colgroup><tbody data-mce-fragment="1"><tr data-mce-fragment="1" style="height: 15.0pt;" height="20" data-mce-style="height: 15.0pt;"><td data-mce-fragment="1" style="width: 354pt; height: 15.0pt;" class="xl54" height="20" data-mce-style="width: 354pt; height: 15.0pt;"><strong>Enphase IQ8A-72-2-US 366w Microinverter</strong></td></tr></tbody></table><table data-mce-fragment="1" width="100%"><tbody data-mce-fragment="1"><tr data-mce-fragment="1"><td data-mce-fragment="1" style="width: 955.59px;" data-mce-style="width: 955.59px;"><p><span>EnphaseÂ microinverter System is a all-in-one system that includes an inverter, charger controller, a display with remote monitoring. TheÂ Fronius is simple to install to a Grid-tied, Off-Grid, or Battery Backup Inverter, while being able to manages power to and from Solar, Battery, Grid, Loads, and Generator.Â </span></p></td></tr></tbody></table><p><strong><br>SPECIFICATIONS</strong></p><table width="100%"><tbody><tr><td style="width: 48.2638%;" data-mce-style="width: 48.2638%;"><span>Model</span></td><td style="width: 47.7362%;" data-mce-style="width: 47.7362%;">Enphase IQ8A-72-2-US</td></tr><tr><td style="width: 48.2638%;" data-mce-style="width: 48.2638%;"><span>Series</span></td><td style="width: 47.7362%;" data-mce-style="width: 47.7362%;">IQ MICROINVERTERS<br></td></tr><tr><td style="width: 48.2638%;" data-mce-style="width: 48.2638%;"><span>Manufacturer</span></td><td style="width: 47.7362%;" data-mce-style="width: 47.7362%;">Enphase</td></tr></tbody></table><p><br><strong>GENERAL SPECIFICATION</strong><br></p><table width="100%"><tbody><tr></tr><tr><td style="width: 49.0244%;" data-mce-style="width: 49.0244%;">Solar Panel Compatibility</td><td style="width: 47.9756%;" data-mce-style="width: 47.9756%;"><span>295 W - 500 W</span></td></tr><tr><td style="width: 49.0244%;" data-mce-style="width: 49.0244%;">Maximum DC Input</td><td style="width: 47.9756%;" data-mce-style="width: 47.9756%;">60 V</td></tr><tr><td style="width: 49.0244%;" data-mce-style="width: 49.0244%;">Peak Power Tracking Voltage</td><td style="width: 47.9756%;" data-mce-style="width: 47.9756%;">36-45 V</td></tr><tr><td style="width: 49.0244%;" data-mce-style="width: 49.0244%;">Operating Range</td><td style="width: 47.9756%;" data-mce-style="width: 47.9756%;">25-58 V</td></tr><tr><td style="width: 49.0244%;" data-mce-style="width: 49.0244%;">Max DC Short Circuit Current</td><td style="width: 47.9756%;" data-mce-style="width: 47.9756%;">15 A</td></tr><tr><td style="width: 49.0244%;" data-mce-style="width: 49.0244%;">Maximum Voltage</td><td style="width: 47.9756%;" data-mce-style="width: 47.9756%;">264 VAC</td></tr><tr><td style="width: 49.0244%;" data-mce-style="width: 49.0244%;">Peak output power</td><td style="width: 47.9756%;" data-mce-style="width: 47.9756%;">366 VA</td></tr><tr><td style="width: 49.0244%;" data-mce-style="width: 49.0244%;">Maximum continuous output power</td><td style="width: 47.9756%;" data-mce-style="width: 47.9756%;">349Â VA</td></tr></tbody></table><p><strong>Warranty</strong><br data-mce-fragment="1"></p><ul><li>25Â Year Standard Warranty.</li></ul><p>* Refer to warranty document for terms and conditions<br data-mce-fragment="1"><strong>Documentation</strong></p><table width="100%"><tbody><tr><td style="width: 24%;" data-mce-style="width: 24%;"><a href="https://cdn.shopify.com/s/files/1/0566/3408/1340/files/IQ8MA-DS-0003-01-EN-US-2021-10-19.pdf?v=1677926175" data-mce-href="https://cdn.shopify.com/s/files/1/0566/3408/1340/files/IQ8MA-DS-0003-01-EN-US-2021-10-19.pdf?v=1677926175"><span style="color: #2b00ff;" data-mce-style="color: #2b00ff;">Data Sheet</span></a></td></tr></tbody></table><p><br><strong>Detailed Information</strong><br></p><p><span>The new IQ8PLUS-72-2-US Microinverters are the industryâ€™s first microgrid-forming, software defined microinverters with split-phase power conversion capability to convert DC power to AC power efficiently. The brain of the semiconductor-based microinverter is our proprietary application-specific integrated circuit (ASIC) which enables the microinverter to operate in grid-tied or off-grid modes. This chip is built in advanced 55nm technology with high speed digital logic and has super-fast response times to changing loads and grid events, alleviating constraints on battery sizing for home energy systems.</span></p><p><strong>High reliability</strong><br></p><p>Cell interconnections and diode placement use well-established industry practice and are field-proven to provide excellent reliability.</p><p><span></span><strong>Quality and certifications</strong><br></p><p><span>CA Rule 21 (UL 1741-SA), UL 62109-1, UL1741/IEEE1547, FCC Part 15 Class B, ICES-0003 Class B, CAN/CSA-C22.2 NO. 107.1-01</span></p>
USMS100-0611 | 4.85 | QMAFBU-A-25 | Quick Mount PV QMAFBU-A-25 Accessory Frame Bracket | <table width="100%" data-mce-fragment="1"><tbody data-mce-fragment="1"><tr data-mce-fragment="1"><td style="width: 955.59px;" data-mce-fragment="1" data-mce-style="width: 955.59px;"><strong>QUICK MOUNT PV QMAFBU-A-25 ACCESSORY FRAME BRACKET</strong></td></tr><tr data-mce-fragment="1"><td style="width: 955.59px;" data-mce-fragment="1" data-mce-style="width: 955.59px;"><p>The Universal Frame Mount Bracket offers fast, on the ground installation for mounting module level electronics directly to the module frame, saving you time and money.The Universal Frame Mount Bracket is extremely versatile and works with rail-based racking systems, ballasted, and ground-mounted systems.</p><p><strong>SPECIFICATIONS</strong></p><table width="100%"><tbody><tr><td style="width: 48.2638%;" data-mce-style="width: 48.2638%;"><span>Model</span></td><td style="width: 47.7362%;" data-mce-style="width: 47.7362%;">QMAFBU-A-25</td></tr><tr><td style="width: 48.2638%;" data-mce-style="width: 48.2638%;"><span>Series</span></td><td style="width: 47.7362%;" data-mce-style="width: 47.7362%;"><span>-</span></td></tr><tr><td style="width: 48.2638%;" data-mce-style="width: 48.2638%;"><span>Manufacturer</span></td><td style="width: 47.7362%;" data-mce-style="width: 47.7362%;">Quick Mount</td></tr></tbody></table></td></tr></tbody></table><p><br><strong>GENERAL SPECIFICATIONS</strong><br></p><table width="100%"><tbody><tr><td style="width: 49.0244%;" data-mce-style="width: 49.0244%;"><span>Type</span></td><td style="width: 47.9756%;" data-mce-style="width: 47.9756%;"><span>Accessory Frame Bracket</span></td></tr><tr><td style="width: 49.0244%;" data-mce-style="width: 49.0244%;"><span mce-data-marked="1">Material</span></td><td style="width: 47.9756%;" data-mce-style="width: 47.9756%;"><span>Aluminium</span></td></tr><tr><td style="width: 49.0244%;" data-mce-style="width: 49.0244%;"><span>Color</span></td><td style="width: 47.9756%;" data-mce-style="width: 47.9756%;"><span mce-data-marked="1">Silver</span></td></tr><tr><td style="width: 49.0244%;" data-mce-style="width: 49.0244%;"><span>Finish</span></td><td style="width: 47.9756%;" data-mce-style="width: 47.9756%;"><span>Mill</span></td></tr></tbody></table><p><strong>Warranty</strong><br data-mce-fragment="1"></p><ul><li>Manufacturer WarrantyÂ 25 Years</li></ul><p>* Refer to warranty document for terms and conditions<br data-mce-fragment="1"></p><table width="100%"><tbody></tbody></table><p><br><strong>Detailed Information</strong><br></p><p><span>The Accessory Frame Bracket is extremely versatile and works with rail-based racking systems, ballasted, and ground-mounted systems.</span></p><p><strong>High reliability</strong></p><p>All fasteners and hardware included</p>
USIN100-0114 | 165.83 | IQ8M-72-2-US | Enphase IQ8 IQ8M-72-2-US 330W Microinverter | <table width="100%" data-mce-fragment="1"><tbody data-mce-fragment="1"><tr data-mce-fragment="1"><td style="width: 955.59px;" data-mce-fragment="1" data-mce-style="width: 955.59px;"><strong>Enphase IQ8 IQ8M-72-2-US 330W Microinverter</strong></td></tr><tr data-mce-fragment="1"><td style="width: 955.59px;" data-mce-fragment="1" data-mce-style="width: 955.59px;"><p><span>This newest line of IQ microinverters are the industry's first grid-forming microinverters with split-phase power conversion capability to convert DC power to AC power efficiently. The brain of the semiconductor-based microinverter is Enphase's proprietary application specific integrated circuit (ASIC); which enables the microinverter to operate in grid-tied or off-grid modes. This chip is built in advanced 55nm technology with high speed digital logic and has super fast response times to changing loads and grid events, alleviating constraints on battery sizing for home energy systems.</span></p></td></tr></tbody></table><p><strong><br>SPECIFICATIONS</strong></p><table width="100%"><tbody><tr><td style="width: 48.2638%;" data-mce-style="width: 48.2638%;"><span>Model</span></td><td style="width: 47.7362%;" data-mce-style="width: 47.7362%;"><span>IQ8M-72-2-US</span></td></tr><tr><td style="width: 48.2638%;" data-mce-style="width: 48.2638%;"><span>Series</span></td><td style="width: 47.7362%;" data-mce-style="width: 47.7362%;">-</td></tr><tr><td style="width: 48.2638%;" data-mce-style="width: 48.2638%;"><span>Manufacturer</span></td><td style="width: 47.7362%;" data-mce-style="width: 47.7362%;">Enphase<br></td></tr></tbody></table><p><strong><br>GENERAL SPECIFICATION </strong><br></p><table width="100%"><tbody><tr></tr><tr><td style="width: 49.0244%;" data-mce-style="width: 49.0244%;">Operating Range</td><td style="width: 47.9756%;" data-mce-style="width: 47.9756%;"><span>25V-48 Volts</span></td></tr><tr><td style="width: 49.0244%;" data-mce-style="width: 49.0244%;">Min / Max Start Voltage</td><td style="width: 47.9756%;" data-mce-style="width: 47.9756%;"><span>30V / 58 Volts</span></td></tr><tr><td style="width: 49.0244%;" data-mce-style="width: 49.0244%;">Max. Input DC Voltage</td><td style="width: 47.9756%;" data-mce-style="width: 47.9756%;"><span>60V</span></td></tr><tr><td style="width: 49.0244%;" data-mce-style="width: 49.0244%;">Nominal Frequency</td><td style="width: 47.9756%;" data-mce-style="width: 47.9756%;"><span>60 Hz</span></td></tr><tr><td style="width: 49.0244%;" data-mce-style="width: 49.0244%;">Peak Efficiency</td><td style="width: 47.9756%;" data-mce-style="width: 47.9756%;"><span>97.6%</span></td></tr><tr></tr></tbody></table><p><strong>Warranty</strong><br data-mce-fragment="1"></p><ul><li>Manufacturer Warranty 12 Years</li></ul><p>* Refer to warranty document for terms and conditions<br data-mce-fragment="1"><strong>Documentation</strong></p><table width="100%"><tbody><tr><td style="width: 24%;" data-mce-style="width: 24%;"><a><span style="color: #2b00ff;" data-mce-style="color: #2b00ff;">Data Sheet</span></a></td></tr></tbody></table><p><br><strong>Detailed Information</strong><br></p><p><span>Enphase newest IQ8 Microinverters are the industry's first grid-forming microinverters with split-phase power conversion capability to convert DC power to AC power efficiently. The brain of the semiconductor-base microinverter is enphase's propriety application-specific integrated circuit (ASIC) which enables the microinverter to operate in grid-tied or off0drid modes. this chip is built in advance 55nm technology with high speed digital logic and has super-fast response times to changing loads and grid events. alleviation constraints on battery sizing for home energy systems.</span></p><p><strong>High reliability</strong></p><p>Cell interconnections and diode placement use well-established industry practice and are field-proven to provide excellent reliability.</p><p>Lightweight and compact with plug-n-play connectors</p><p>Faster installation with improved, lighter two-wire cabling</p><p>Power Line Communication (PLC) between components</p>
USMS100-0612 | 4.08 | 242-01223 | Snapnrack Ultra Rail 242-01223 Silver L-foot | <table width="100%" data-mce-fragment="1"><tbody data-mce-fragment="1"><tr data-mce-fragment="1"><td style="width: 955.59px;" data-mce-fragment="1" data-mce-style="width: 955.59px;"><strong>SNAPNRACK ULTRA RAIL 242-01223 SILVER L-FOOT</strong></td></tr><tr data-mce-fragment="1"><td style="width: 955.59px;" data-mce-fragment="1" data-mce-style="width: 955.59px;"><p><span>Snap Nrack Ultra Rail is the premier solution for mounting solar modules in lower load regions. The lightweight profile provides a lower price point while still maintaining all the wire management features of the standard Series 100 racking system.</span><br></p></td></tr></tbody></table><p><strong><br>SPECIFICATIONS</strong></p><table width="100%"><tbody><tr><td style="width: 48.2638%;"><span>Model</span></td><td style="width: 47.7362%;">SNAPNRACK ULTRA RAIL 242-01223</td></tr><tr><td style="width: 48.2638%;"><span>Series</span></td><td style="width: 47.7362%;">-</td></tr><tr><td style="width: 48.2638%;"><span>Manufacturer</span></td><td style="width: 47.7362%;">SNAPNRACK</td></tr></tbody></table><p><strong><br>GENERAL SPECIFICATION</strong><br></p><table width="100%"><tbody><tr><td style="width: 49.0244%;" data-mce-style="width: 49.0244%;"><div class="field--label"><span>Quantity</span></div></td><td style="width: 47.9756%;" data-mce-style="width: 47.9756%;"><span>144</span></td></tr><tr><td style="width: 49.0244%;" data-mce-style="width: 49.0244%;">Color<br></td><td style="width: 47.9756%;" data-mce-style="width: 47.9756%;">Black</td></tr><tr><td style="width: 49.0244%;" data-mce-style="width: 49.0244%;"><span data-mce-fragment="1">Length</span><br></td><td style="width: 47.9756%;" data-mce-style="width: 47.9756%;"><div class="product--variation-field--variation_field_product_material__9800 field field--name-field-product-material field--type-string field--label-inline"><div class="field--item">145"<br></div></div></td></tr><tr><td style="width: 49.0244%;" data-mce-style="width: 49.0244%;"><span>Finish</span></td><td style="width: 47.9756%;" data-mce-style="width: 47.9756%;"><span>Black Anodized (Dark)</span></td></tr></tbody></table><p><strong><br>Warranty</strong><br data-mce-fragment="1"></p><ul><li>25Â Year Standard Warranty.</li></ul><p>* Refer to warranty document for terms and conditions<br data-mce-fragment="1"><strong>Documentation</strong></p><table width="100%"><tbody><tr><td style="width: 24%;" data-mce-style="width: 24%;"><span style="color: #2b00ff;" data-mce-style="color: #2b00ff;">Data Sheet</span></td></tr></tbody></table><p><br><strong>Detailed Information</strong><br></p><p>Snap-in rail design makes attaching to the roof mount easy with new Ultra Rail L Foot Mounts. The full set of SnapNrack module clamps and accessories are compatible with the Ultra Rail thanks to compatibility with existing channel nuts.</p><section id="product-description" class="description"><div class="product--variation-field--variation_field_product_description__9770 field field--name-field-product-description field--type-text-long field--label-hidden field--item"><p><span></span> <strong>High reliability</strong></p><p>Cell interconnections and diode placement use well-established industry practice and are field-proven to provide excellent reliability.</p></div></section><p>Slotted attachment provides 1" vertical adjustability for array leveling.</p><p>1" spacers available for increased elevation adjustability.</p>
USIN100-0115 | 117.6136 | IQ7-60-2-US | Enphase IQ7 IQ7-60-2-US 250W Microinverter | <p data-mce-fragment="1"><strong data-mce-fragment="1">Enphase, IQ 7 Micro Inverter, compatible with 60-cell PV, modules, 208/240 volt, 250VA Peak Power, MC4 DC connectors, Female AC Connector, IQ7-60-2-US</strong></p><p data-mce-fragment="1">The high-powered smart grid-readyÂ Enphase IQ 7 MicroÂ and Enphase IQ 7+ MicroÂ dramatically simplify the installation process whileÂ achieving the highest system efficiency.</p><p data-mce-fragment="1">Part of the Enphase IQ System, the IQ 7 andÂ IQ 7+ Microinverters integrate with Enphase Storage, the EnphaseÂ IQ Envoy, and the EnphaseÂ EnlightenÂ monitoring and analysis software.</p><p data-mce-fragment="1">IQ Series Microinverters extend the reliabilityÂ standards set forth by previous generations andÂ undergo over a million hours of power-on testing,Â enabling Enphase to provide an industry-leadingÂ warranty of up to 25 years.</p><p data-mce-fragment="1"><br data-mce-fragment="1"></p><p data-mce-fragment="1"><strong data-mce-fragment="1">Features</strong></p><ul data-mce-fragment="1"><li data-mce-fragment="1">Half-cell and bi-facial module compatibility</li><li data-mce-fragment="1">Faster installation with improved, lighter two-wire cabling</li><li data-mce-fragment="1">Built-in rapid shutdown compliant (NEC 2014 &amp; 2017)</li><li data-mce-fragment="1">Complies with advanced grid support, voltage and frequency ridethrough requirements</li><li data-mce-fragment="1">Remotely updates to respond to changingÂ grid requirements</li><li data-mce-fragment="1">Configurable for varying grid profiles</li><li data-mce-fragment="1">Meets CA Rule 21 (UL 1741-SA)</li><li data-mce-fragment="1">More than a million hours of testing</li><li data-mce-fragment="1">Class II double-insulated enclosure</li><li data-mce-fragment="1">UL listed</li></ul><p><strong>Enphase, IQ 7 Micro Inverter, compatible with 60-cell PV, modules, 208/240 volt, 250VA Peak Power, MC4 DC connectors, Female AC Connector, IQ7-60-2-US</strong></p><p><br></p><p>The high-powered smart grid-readyÂ Enphase IQ 7 MicroÂ and Enphase IQ 7+ MicroÂ dramatically simplify the installation process whileÂ achieving the highest system efficiency.</p><p><br></p><p>Part of the Enphase IQ System, the IQ 7 andÂ IQ 7+ Microinverters integrate with Enphase Storage, the EnphaseÂ IQ Envoy, and the EnphaseÂ EnlightenÂ monitoring and analysis software.</p><p><br></p><p>IQ Series Microinverters extend the reliabilityÂ standards set forth by previous generations andÂ undergo over a million hours of power-on testing,Â enabling Enphase to provide an industry-leadingÂ warranty of up to 25 years.</p><p><br></p><p><strong>Features</strong></p><ul><li>Half-cell and bi-facial module compatibility</li><li>Faster installation with improved, lighter two-wire cabling</li><li>Built-in rapid shutdown compliant (NEC 2014 &amp; 2017)</li><li>Complies with advanced grid support, voltage and frequency ridethrough requirements</li><li>Remotely updates to respond to changingÂ grid requirements</li><li>Configurable for varying grid profiles</li><li>Meets CA Rule 21 (UL 1741-SA)</li><li>More than a million hours of testing</li><li>Class II double-insulated enclosure</li><li>UL listed</li></ul><p><a href="https://cdn.shopify.com/s/files/1/0566/3408/1340/files/2373_321-0215_Data_Sheet.pdf?v=1676465963">SPEC DATA SHEET</a></p><p><a href="https://cdn.shopify.com/s/files/1/0566/3408/1340/files/1707_321-0215_Installation_Manual.pdf?v=1676466109">INSTALLATION MANNUAL</a></p>
USMS100-0051 | 1.08 | BHW-MI-01-A1 | Ironridge Ufo BHW-MI-01-A1 Microinverter Mounting Kit | <table width="100%" data-mce-fragment="1"><tbody data-mce-fragment="1"><tr data-mce-fragment="1"><td data-mce-fragment="1"><strong>IRONRIDGE UFO BHW-MI-01-A1 MICROINVERTER MOUNTING KIT</strong></td></tr><tr data-mce-fragment="1"><td data-mce-fragment="1"><p><span>IronRidge microinverter bonding hardware contains one 1/4" x 3/4" bolt and nut. Two of these are required for a single microinverter. Use these bolts to bond compatible microinverters and power optimizers to the racking system.</span></p><table width="100%"><tbody><tr><td><table width="100%"><tbody><tr><td style="width: 51.4725%;" data-mce-style="width: 51.4725%;"></td><td style="width: 45.8759%;" data-mce-style="width: 45.8759%;"><br></td></tr><tr><td style="width: 51.4725%;" data-mce-style="width: 51.4725%;"><div style="text-align: start;"><img src="https://cdn.shopify.com/s/files/1/0566/3408/1340/files/Screenshot_6_480x480.png?v=1676528320" alt="Description image" style="margin-bottom: 16px; float: none;"></div></td><td style="width: 45.8759%;" data-mce-style="width: 45.8759%;"><br></td></tr><tr><td style="width: 51.4725%;" data-mce-style="width: 51.4725%;"></td><td style="width: 45.8759%;" data-mce-style="width: 45.8759%;"></td></tr></tbody></table></td></tr></tbody></table><p><br><strong>Specifications</strong></p><table width="100%"><tbody><tr><td style="width: 48.2638%;"><span>Model</span></td><td style="width: 47.7362%;">IRONRIDGE UFO BHW-MI-01-A1</td></tr><tr><td style="width: 48.2638%;"><span>Series</span></td><td style="width: 47.7362%;">Microinverter Bonding Hardware</td></tr><tr><td style="width: 48.2638%;"><span>Manufacturer</span></td><td style="width: 47.7362%;">Iron Ridge</td></tr></tbody></table><p><strong><br>GENERAL SPECIFICATION</strong><br></p><table width="100%"><tbody><tr></tr><tr><td style="width: 49.0244%;" data-mce-style="width: 49.0244%;">TypeÂ </td><td style="width: 47.9756%;" data-mce-style="width: 47.9756%;">Hardware<br></td></tr><tr><td style="width: 49.0244%;" data-mce-style="width: 49.0244%;">FinishÂ </td><td style="width: 47.9756%;" data-mce-style="width: 47.9756%;"><span>Clear Anodized</span></td></tr><tr><td style="width: 49.0244%;" data-mce-style="width: 49.0244%;">MaterialÂ </td><td style="width: 47.9756%;" data-mce-style="width: 47.9756%;">Aluminum</td></tr><tr><td style="width: 49.0244%;" data-mce-style="width: 49.0244%;">ApplicationÂ </td><td style="width: 47.9756%;" data-mce-style="width: 47.9756%;"><span>Pitched Roof - Rail-Based</span></td></tr></tbody></table><p><strong><br>Warranty</strong><br data-mce-fragment="1"></p><ul><li>25 Years Product Warranty.<br></li></ul><p>* Refer to warranty document for terms and conditions<br data-mce-fragment="1"><strong>Documentation</strong></p><table width="100%"><tbody><tr><td style="width: 24%;" data-mce-style="width: 24%;"><a href="https://cdn.shopify.com/s/files/1/0566/3408/1340/files/Microinverter_Bonding_Hardware_-DS.pdf?v=1678359165"><span style="color: #2b00ff;" data-mce-style="color: #2b00ff;">Data Sheet</span></a></td></tr></tbody></table><p><br><strong>Detailed Information</strong></p><p><span>Iron Ridge microinverter bonding hardware contains one 1/4" x 3/4" bolt and nut. Two of these are required for a single microinverter. Use these bolts to bond compatible microinverters and power optimizers to the racking system.</span></p><p><strong>High reliability</strong></p><p>Cell interconnections and diode placement use well-established industry practice and are field-proven to provide excellent reliability.<br></p><p><span>In most states, pre-stamped engineering letters are eligible.</span></p><p><span>It's easy to develop, share, and price projects using online apps.</span></p><p><strong>Quality and Certifications</strong></p><p>UL 2703 system eliminates separate module grounding components.</p></td></tr></tbody></table><br>
USMS100-0613 | 33.92 | 232-02538 | SNAPNRACK 232-02538 172" (14') BLACK RAIL | <table width="100%" data-mce-fragment="1"><tbody data-mce-fragment="1"><tr data-mce-fragment="1"><td style="width: 955.59px;" data-mce-fragment="1" data-mce-style="width: 955.59px;"><strong>SNAPNRACK 232-02538 172" (14') BLACK RAIL</strong></td></tr><tr data-mce-fragment="1"><td style="width: 955.59px;" data-mce-fragment="1" data-mce-style="width: 955.59px;"><p><span>Snap Nrack Ultra Rail is the premier solution for mounting solar modules in lower load regions.</span><br></p></td></tr></tbody></table><p><strong><br>SPECIFICATIONS</strong></p><table width="100%"><tbody><tr><td style="width: 48.2638%;"><span>Model</span></td><td style="width: 47.7362%;">SNAPNRACK 232-02538</td></tr><tr><td style="width: 48.2638%;"><span>Series</span></td><td style="width: 47.7362%;">-</td></tr><tr><td style="width: 48.2638%;"><span>Manufacturer</span></td><td style="width: 47.7362%;">SNAPNRACK</td></tr></tbody></table><p><strong><br>GENERAL SPECIFICATION</strong><br></p><table width="100%"><tbody><tr><td style="width: 49.0244%;" data-mce-style="width: 49.0244%;"><div class="field--label"><span>Quantity</span></div></td><td style="width: 47.9756%;" data-mce-style="width: 47.9756%;"><span>144</span></td></tr><tr><td style="width: 49.0244%;" data-mce-style="width: 49.0244%;"><span data-mce-fragment="1">Finish</span><br></td><td style="width: 47.9756%;" data-mce-style="width: 47.9756%;"><span data-mce-fragment="1">Black Anodized (Dark)</span><br></td></tr><tr><td style="width: 49.0244%;" data-mce-style="width: 49.0244%;"><span data-mce-fragment="1">Length</span><br></td><td style="width: 47.9756%;" data-mce-style="width: 47.9756%;"><div class="product--variation-field--variation_field_product_material__9800 field field--name-field-product-material field--type-string field--label-inline"><div class="field--item"><span>172"</span></div></div></td></tr><tr><td style="width: 49.0244%;" data-mce-style="width: 49.0244%;"><span>Color</span></td><td style="width: 47.9756%;" data-mce-style="width: 47.9756%;"><span>Black</span></td></tr></tbody></table><p><strong><br>Warranty</strong><br data-mce-fragment="1"></p><ul><li>25Â Year Standard Warranty.</li></ul><p>* Refer to warranty document for terms and conditions<br data-mce-fragment="1"><strong>Documentation</strong></p><table width="100%"><tbody><tr><td style="width: 24%;" data-mce-style="width: 24%;"><a href="https://www.invertersupply.com/media/data/SnapNrack_Ultra-Rail-Sales-Brochure_v.1.4-1.pdf"><span style="color: #2b00ff;" data-mce-style="color: #2b00ff;">Data Sheet</span></a></td></tr></tbody></table><p><br><strong>Detailed Information</strong><br></p><section class="description" id="product-description"><div class="product--variation-field--variation_field_product_description__9770 field field--name-field-product-description field--type-text-long field--label-hidden field--item"><p><span>Snap-in rail design makes attaching to the roof mount easy with new Ultra Rail L Foot Mounts. The full set of SnapNrack module clamps and accessories are compatible with the Ultra Rail thanks to compatibility with existing channel nuts.</span></p></div></section><div class="product--variation-field--variation_field_product_data_store__9770 field field--name-field-product-data-store field--type-entity-reference field--label-hidden field--item"><div class="eck-entity"><strong>High reliability</strong><br></div></div><p>Cell interconnections and diode placement use well-established industry practice and are field-proven to provide excellent reliability.</p><p>Compatible with all Series 100 Module Clamps &amp; Accessories</p><p>Industry leading Wire Management Solutions</p>
USMS100-0637 | 53.27 | R-172XD | Prosolar Rooftrac R-172XD 172" (14') Clear Extra Deep Support Rail | <table width="100%" data-mce-fragment="1"><tbody data-mce-fragment="1"><tr data-mce-fragment="1"><td style="width: 955.59px;" data-mce-fragment="1" data-mce-style="width: 955.59px;"><strong>PROSOLAR ROOFTRAC R-172XD 172" (14') CLEAR EXTRA DEEP SUPPORT RAIL</strong></td></tr><tr data-mce-fragment="1"><td style="width: 955.59px;" data-mce-fragment="1" data-mce-style="width: 955.59px;"><p><span>The RoofTrac mounting system consists of support rails and top-down clamping hardware which is integrated with either a TileTrac or FastJack attachment device. The RoofTrac mounting system can be utilized on virtually all standard construction residential roof-tops, mounting 4â€™ on center, to install the majority of popular frame solar modules.</span></p></td></tr></tbody></table><p><strong><br>SPECIFICATIONS</strong></p><table width="100%"><tbody><tr><td style="width: 48.2638%;"><span>Model</span></td><td style="width: 47.7362%;"><span>R-172XD</span></td></tr><tr><td style="width: 48.2638%;"><span>Series</span></td><td style="width: 47.7362%;"><span>-</span></td></tr><tr><td style="width: 48.2638%;"><span>Manufacturer</span></td><td style="width: 47.7362%;">ProSolar</td></tr></tbody></table><p><strong><br>GENERAL SPECIFICATIONS</strong><br></p><table width="100%"><tbody><tr><td style="width: 49.0244%;" data-mce-style="width: 49.0244%;"><span>Item Weight</span></td><td style="width: 47.9756%;" data-mce-style="width: 47.9756%;"><span>11 lb</span></td></tr><tr><td style="width: 49.0244%;" data-mce-style="width: 49.0244%;"><span>Dimensions (LxWxH)</span></td><td style="width: 47.9756%;" data-mce-style="width: 47.9756%;"><span>172 x 3 x 3 inches</span></td></tr><tr><td style="width: 49.0244%;" data-mce-style="width: 49.0244%;"><span>Product Line</span></td><td style="width: 47.9756%;" data-mce-style="width: 47.9756%;"><span>RoofTrac</span></td></tr><tr><td style="width: 49.0244%;" data-mce-style="width: 49.0244%;"><span>Material</span></td><td style="width: 47.9756%;" data-mce-style="width: 47.9756%;"><span>Anodized Aluminium</span></td></tr></tbody></table><p><strong><br>Warranty</strong><br data-mce-fragment="1"></p><ul><li>Manufacturer Warranty 1 Year</li></ul><p>* Refer to warranty document for terms and conditions<br data-mce-fragment="1"></p><table width="100%"><tbody></tbody></table><p><br><strong>Detailed Information</strong><br></p><p>Typically installed on residential sloped roof. RoofTrac Tilt Kit or SolarWedge used for residential flat roofs.</p><p>Each system engineered and load tested to 50 lb/sq. ft, equivalent of 125 mph winds per 2007 CBC / 2006 IBC to ensure safety and quality</p><p>Spans 4 foot on center with 1-1/2" tall RoofTrac rail, 6 foot on center with 2-1/2" tall RoofTrac rail</p><p><strong>High reliability</strong></p><p>The most cost effective and easy to install rail mounting system</p><p>Aluminum and Stainless Steel components for corrosion resistance and strength</p><p>Sleek, low profile design for great looking installs</p><p>Designed for use with ProSolar FastJack or TileTrac attachments.</p>
USIN100-0116 | 140.94 | IQ8-60-2-US | Enphase IQ8-60-2-US 245w Microinverter | <p data-mce-fragment="1"><strong data-mce-fragment="1">Enphase, IQ 8 Micro Inverter, compatible with 60 cell PV Modules, 240V, 245VA Peak Power, MC4 DC Connectors, Female AC Connector, IQ8-60-2-US</strong></p><p data-mce-fragment="1"><br></p><ul data-mce-fragment="1"><li data-mce-fragment="1">Lightweight and compact with plug-n-play connectors</li><li data-mce-fragment="1">Power Line Communication (PLC) between components</li><li data-mce-fragment="1">Faster installation with simple two-wire cabling</li><li data-mce-fragment="1">Produce power even when the grid is down</li><li data-mce-fragment="1">More than one million cumulative hours of testing</li><li data-mce-fragment="1">Class II double-insulated enclosure</li><li data-mce-fragment="1">Optimized for the latest high-powered PV modules</li><li data-mce-fragment="1">Complies with the latest advanced grid support</li><li data-mce-fragment="1">Remote automatic updates for the latest grid requirements</li><li data-mce-fragment="1">Configurable to support a wide range of grid profiles</li><li data-mce-fragment="1">Meets CA Rule 21 (UL 1741-SA) requirements</li></ul><p>Â </p><ul><li><a href="https://cdn.shopify.com/s/files/1/0566/3408/1340/files/3145_321-0229_Data_Sheet.pdf?v=1676465257">Data Sheet (Created 10/23/2021)</a></li></ul>
USMS100-0047 | 1.75 | BHW-TB-02-A1 | Ironridge Ufo BHW-TB-02-A1 Mill T-bolt L-foot Bonding Hardware | <table width="100%" data-mce-fragment="1"><tbody data-mce-fragment="1"><tr data-mce-fragment="1"><td data-mce-fragment="1"><strong>IRONRIDGE UFO BHW-TB-02-A1 MILL T-BOLT L-FOOT BONDING HARDWARE</strong></td></tr><tr data-mce-fragment="1"><td data-mce-fragment="1"><p><span>The IronRidge bonding hardware comes with a square bolt and is for attaching and bonding the FlashFoot2 and Slotted L-Feet to the rail. An added feature is that it can be installed with the same socket as the rest of the system.</span></p><table width="100%"><tbody><tr><td><table width="100%"><tbody><tr><td style="width: 51.4725%;" data-mce-style="width: 51.4725%;"></td><td style="width: 45.8759%;" data-mce-style="width: 45.8759%;"><br></td></tr><tr><td style="width: 51.4725%;" data-mce-style="width: 51.4725%;"><div style="text-align: start;"><img alt="Description image" src="https://cdn.shopify.com/s/files/1/0566/3408/1340/files/Screenshot_7_480x480.png?v=1676528788" style="margin-bottom: 16px; float: none;"></div></td><td style="width: 45.8759%;" data-mce-style="width: 45.8759%;"><br></td></tr><tr><td style="width: 51.4725%;" data-mce-style="width: 51.4725%;"></td><td style="width: 45.8759%;" data-mce-style="width: 45.8759%;"></td></tr></tbody></table></td></tr></tbody></table><p><br><strong>Specifications</strong></p><table width="100%"><tbody><tr><td style="width: 48.2638%;"><span>Model</span></td><td style="width: 47.7362%;">IRONRIDGE UFO BHW-TB-02-A1</td></tr><tr><td style="width: 48.2638%;"><span>Series</span></td><td style="width: 47.7362%;">Bonding Hardware</td></tr><tr><td style="width: 48.2638%;"><span>Manufacturer</span></td><td style="width: 47.7362%;">Iron Ridge</td></tr></tbody></table><p><strong><br>GENERAL SPECIFICATION</strong><br></p><table width="100%"><tbody><tr></tr><tr><td style="width: 49.0244%;" data-mce-style="width: 49.0244%;">TypeÂ </td><td style="width: 47.9756%;" data-mce-style="width: 47.9756%;">Hardware<br></td></tr><tr><td style="width: 49.0244%;" data-mce-style="width: 49.0244%;">FinishÂ </td><td style="width: 47.9756%;" data-mce-style="width: 47.9756%;">Mill Finish</td></tr><tr><td style="width: 49.0244%;" data-mce-style="width: 49.0244%;">MaterialÂ </td><td style="width: 47.9756%;" data-mce-style="width: 47.9756%;">Stainless Steel</td></tr><tr><td style="width: 49.0244%;" data-mce-style="width: 49.0244%;">ApplicationÂ </td><td style="width: 47.9756%;" data-mce-style="width: 47.9756%;"><span>Pitched Roof - Rail-Based</span></td></tr></tbody></table><p><strong><br>Warranty</strong><br data-mce-fragment="1"></p><ul><li>25 Years Product Warranty.<br></li></ul><p>* Refer to warranty document for terms and conditions<br data-mce-fragment="1"></p><table width="100%"><tbody></tbody></table><p><br><strong>Detailed Information</strong></p><p><span>The IronRidge BHW-SQ-02-A1 bonding hardware comes with a square bolt and is for attaching and bonding the FlashFoot2 and Slotted L-Feet to the rail. An added feature is that it can be installed with the same socket as the rest of the system.</span></p><p><span>Attachment bonding hardware available in both square bolt and t-bolt options, based on personal preference. Bonding hardware is used to attach and bond the rail to the FlashFoot2, Slotted L-Foot, or a third-party roof attachment. The step nut allows installers to use the same socket as the rest of the system. Because of the square end, these bolts can only be installed at the end of the rail and slid down the rail channel to the location where they will be tightened.</span></p><p><strong>High reliability</strong></p><p>Cell interconnections and diode placement use well-established industry practice and are field-proven to provide excellent reliability.</p><p>Bonding attachment hardware for FF2 and L-feet.</p><p>Strong and Silver Color.</p></td></tr></tbody></table><br>
USMS100-0267 | 22.73 | 232-02536 | SNAPNRACK 232-02536 172" (14') MILL RAIL | <table width="100%" data-mce-fragment="1"><tbody data-mce-fragment="1"><tr data-mce-fragment="1"><td style="width: 955.59px;" data-mce-fragment="1" data-mce-style="width: 955.59px;"><strong>SNAPNRACK 232-02536 172" (14') MILL RAIL</strong></td></tr><tr data-mce-fragment="1"><td style="width: 955.59px;" data-mce-fragment="1" data-mce-style="width: 955.59px;"><p><span>SnapNrack Ultra Rail is the premier solution for mounting solar modules in lower load regions. The lightweight profile provides a lower price point while still maintaining all the wire management features of the standard Series 100 racking system. Snap-in rail design makes attaching to the roof mount easy with new Ultra Rail L Foot Mounts. The full set of SnapNrack module clamps and accessories are compatible with the Ultra Rail thanks to compatibility with existing channel nuts.</span></p><p><strong>SPECIFICATIONS</strong></p><table width="100%"><tbody><tr><td style="width: 48.2638%;" data-mce-style="width: 48.2638%;"><span>Model</span></td><td style="width: 47.7362%;" data-mce-style="width: 47.7362%;">232-02536Â </td></tr><tr><td style="width: 48.2638%;" data-mce-style="width: 48.2638%;"><span>Series</span></td><td style="width: 47.7362%;" data-mce-style="width: 47.7362%;"><span mce-data-marked="1">-</span></td></tr><tr><td style="width: 48.2638%;" data-mce-style="width: 48.2638%;"><span>Manufacturer</span></td><td style="width: 47.7362%;" data-mce-style="width: 47.7362%;">SNAPNRACK</td></tr></tbody></table></td></tr></tbody></table><p><br><strong>Genral Specification</strong><br></p><table width="100%"><tbody><tr><td style="width: 49.0244%;" data-mce-style="width: 49.0244%;"><span>Item Weight</span></td><td style="width: 47.9756%;" data-mce-style="width: 47.9756%;"><span>5.85 lb</span></td></tr><tr><td style="width: 49.0244%;" data-mce-style="width: 49.0244%;"><span>Dimensions (LxWxH)</span></td><td style="width: 47.9756%;" data-mce-style="width: 47.9756%;"><span>172 x 1.5 x 1.6 inches</span></td></tr></tbody></table><p><strong>Warranty</strong><br data-mce-fragment="1"></p><ul><li>Limited Lifetime Warranty<br></li></ul><p><strong>Documentation</strong></p><table width="100%"><tbody><tr><td style="width: 24%;" data-mce-style="width: 24%;"><a href="https://cdn.shopify.com/s/files/1/0566/3408/1340/files/2841_260-0780_Brochure_a2682f3b-4dfa-460b-9644-41782236c526.pdf?v=1678680304"><span style="color: #2b00ff;" data-mce-style="color: #2b00ff;">Data Sheet</span></a></td></tr></tbody></table><p><br><strong>Detailed Information</strong></p><p>Compatible with all Series 100 Module Clamps &amp; Accessories</p><p>Mounts available for all roof types</p><p>Industry leading Wire Management Solutions</p>
USMS100-0614 | 30.27 | 232-02537 | SNAPNRACK 232-02537 172" (14') SILVER RAIL | <table width="100%" data-mce-fragment="1"><tbody data-mce-fragment="1"><tr data-mce-fragment="1"><td style="width: 955.59px;" data-mce-fragment="1" data-mce-style="width: 955.59px;"><strong>SNAPNRACK 232-02537 172" (14') SILVER RAIL</strong></td></tr><tr data-mce-fragment="1"><td style="width: 955.59px;" data-mce-fragment="1" data-mce-style="width: 955.59px;"><p><span>SnapNrack Ultra Rail is the premier solution for mounting solar modules in lower load regions. The lightweight profile provides a lower price point while still maintaining all the wire management features of the standard Series 100 racking system. Snap-in rail design makes attaching to the roof mount easy with new Ultra Rail L Foot Mounts. The full set of SnapNrack module clamps and accessories are compatible with the Ultra Rail thanks to compatibility with existing channel nuts.</span></p><p><strong>SPECIFICATIONS</strong></p><table width="100%"><tbody><tr><td style="width: 48.2638%;" data-mce-style="width: 48.2638%;"><span>Model</span></td><td style="width: 47.7362%;" data-mce-style="width: 47.7362%;">232-02537</td></tr><tr><td style="width: 48.2638%;" data-mce-style="width: 48.2638%;"><span>Series</span></td><td style="width: 47.7362%;" data-mce-style="width: 47.7362%;"><span mce-data-marked="1">-</span></td></tr><tr><td style="width: 48.2638%;" data-mce-style="width: 48.2638%;"><span>Manufacturer</span></td><td style="width: 47.7362%;" data-mce-style="width: 47.7362%;"><span>SnapNrack</span></td></tr></tbody></table></td></tr></tbody></table><p><br><strong>Genral Specification</strong><br></p><table width="100%"><tbody><tr><td style="width: 49.0244%;" data-mce-style="width: 49.0244%;"><span>Item Weight</span></td><td style="width: 47.9756%;" data-mce-style="width: 47.9756%;"><span>5.85 lb</span></td></tr><tr><td style="width: 49.0244%;" data-mce-style="width: 49.0244%;"><span>Dimensions (LxWxH)</span></td><td style="width: 47.9756%;" data-mce-style="width: 47.9756%;"><span>172 x 1.5 x 1.6 inches</span></td></tr></tbody></table><p><strong>Warranty</strong><br data-mce-fragment="1"></p><ul><li>Limited Lifetime Warranty<br></li></ul><p><strong>Documentation</strong></p><table width="100%"><tbody><tr><td style="width: 24%;" data-mce-style="width: 24%;"><a href="https://s3.amazonaws.com/ecodirect_docs/SNAPnRACK/Ultra-Rail/SnapNRack-Ultra-Rail-DataSheet.pdf"><span style="color: #2b00ff;" data-mce-style="color: #2b00ff;">Data Sheet</span></a></td></tr></tbody></table><p><strong>High reliability</strong></p><p>Compatible with all Series 100 Module Clamps &amp; Accessories</p><p>Mounts available for all roof types</p><p>Industry leading Wire Management Solutions</p><p>An install experience unlike any other</p>
USMS100-0108 | 2 | LFT-03-M1 | Ironridge UFO LFT-03-M1 Mill Slotted L-foot | <table data-mce-fragment="1" width="100%"><tbody data-mce-fragment="1"><tr data-mce-fragment="1"><td data-mce-fragment="1"><strong>IRONRIDGE UFO LFT-03-M1 MILL SLOTTED L-FOOT</strong></td></tr><tr data-mce-fragment="1"><td data-mce-fragment="1"><p><span>IronRidge's newest LFT-03-M1 Slotted L-feet are engineered for most roof mounting applications. Vertical slots allow you to easily drop in rails with pre-attached hardware, providing adjustability to account for roof irregularities. FM-LFT-003Â Slotted L-feet are manufactured using 6000 series aluminum and are also available in black anodized finish. Bonding hardware is not included, but is required to attach and bond the rail to the L-foot and a step nut allows you to use the same socket as the rest of the system.Â </span></p><table width="100%"><tbody><tr><td><table width="100%"><tbody><tr><td style="width: 51.4725%;" data-mce-style="width: 51.4725%;"></td><td style="width: 45.8759%;" data-mce-style="width: 45.8759%;"><br></td></tr><tr><td style="width: 51.4725%;" data-mce-style="width: 51.4725%;"><div style="text-align: start;"><img alt="Description image" src="https://cdn.shopify.com/s/files/1/0566/3408/1340/files/Screenshot_11_480x480.png?v=1676531090" style="margin-bottom: 16px; float: none;"></div></td><td style="width: 45.8759%;" data-mce-style="width: 45.8759%;"><br></td></tr><tr><td style="width: 51.4725%;" data-mce-style="width: 51.4725%;"></td><td style="width: 45.8759%;" data-mce-style="width: 45.8759%;"></td></tr></tbody></table></td></tr></tbody></table><p><br><strong>Specifications</strong></p><table width="100%"><tbody><tr><td style="width: 48.2638%;"><span>Model</span></td><td style="width: 47.7362%;">IRONRIDGE UFO LFT-03-M1</td></tr><tr><td style="width: 48.2638%;"><span>Series</span></td><td style="width: 47.7362%;">L- Foot</td></tr><tr><td style="width: 48.2638%;"><span>Manufacturer</span></td><td style="width: 47.7362%;">Iron Ridge</td></tr></tbody></table><p><strong><br>GENERAL SPECIFICATION</strong><br></p><table width="100%"><tbody><tr></tr><tr><td style="width: 49.0244%;" data-mce-style="width: 49.0244%;">Color<br></td><td style="width: 47.9756%;" data-mce-style="width: 47.9756%;">Silver<br></td></tr><tr><td style="width: 49.0244%;" data-mce-style="width: 49.0244%;">FinishÂ </td><td style="width: 47.9756%;" data-mce-style="width: 47.9756%;">Mill Finish</td></tr><tr><td style="width: 49.0244%;" data-mce-style="width: 49.0244%;">MaterialÂ </td><td style="width: 47.9756%;" data-mce-style="width: 47.9756%;">Stainless Steel</td></tr><tr><td style="width: 49.0244%;" data-mce-style="width: 49.0244%;">ApplicationÂ </td><td style="width: 47.9756%;" data-mce-style="width: 47.9756%;">Flat Roof - Ballast</td></tr></tbody></table><p><strong><br>Warranty</strong><br data-mce-fragment="1"></p><ul><li>25 Years Product Warranty.<br></li></ul><p>* Refer to warranty document for terms and conditions<br data-mce-fragment="1"><strong>Documentation</strong></p><table width="100%"><tbody><tr><td style="width: 24%;" data-mce-style="width: 24%;"><a href="https://cdn.shopify.com/s/files/1/0566/3408/1340/files/IronRidge_Cut_Sheet_L-Foot.pdf?v=1678360469"><span style="color: #2b00ff;" data-mce-style="color: #2b00ff;">Data Sheet</span></a></td></tr></tbody></table><p><br><strong>Detailed Information</strong></p><p><span data-mce-fragment="1">Iron Ridge MLPE Mounting Assembly is an optional product for any BX System. Mount microinverters and power optimizers directly to the Chassis using the MLPE Mounting Hardware Kit. Alternatively, you can use a third-party module mounting bracketÂ </span><br></p><p><strong>High reliability</strong></p><p>Cell interconnections and diode placement use well-established industry practice and are field-proven to provide excellent reliability.<br></p><p>BX has an 8-10% increase in power density when compared with leading competitor systems</p><p>designed to offer protection for PV conductors and leads running row-to-row in the N-S direction</p><p>Fewer than 10 parts per project, with no wind deflectors required</p></td></tr></tbody></table><br>
USMS100-0160 | 7.46 | QM-LM-01-B1 | IronRidge Quickmount QM-LM-01-B1 Black 9 X 12â€ Flashing With L-foot | <table width="100%" data-mce-fragment="1"><tbody data-mce-fragment="1"><tr data-mce-fragment="1"><td data-mce-fragment="1"><strong>IRONRIDGE QUICKMOUNT QM-LM-01-B1 BLACK 9 X 12â€ FLASHING WITH L-FOOT</strong></td></tr><tr data-mce-fragment="1"><td data-mce-fragment="1"><p><span>Iron Ridge mounts have endured some of the most extreme weather events in history. Compatible with nearly every solar panel in the market, IronRidge manufactures and supports solutions for pitched roof, flat roof, and ground mount arrays for residential and commercial customers.</span></p><table width="100%"><tbody><tr><td><table width="100%"><tbody><tr><td style="width: 51.4725%;" data-mce-style="width: 51.4725%;"></td><td style="width: 45.8759%;" data-mce-style="width: 45.8759%;"><br></td></tr><tr><td style="width: 51.4725%;" data-mce-style="width: 51.4725%;"><div style="text-align: start;"><img src="https://cdn.shopify.com/s/files/1/0566/3408/1340/files/Screenshot_3_826b8393-6335-414a-8a3c-554cb080a87a_480x480.png?v=1676526838" alt="Description image" style="margin-bottom: 16px; float: none;"></div></td><td style="width: 45.8759%;" data-mce-style="width: 45.8759%;"><br></td></tr><tr><td style="width: 51.4725%;" data-mce-style="width: 51.4725%;"></td><td style="width: 45.8759%;" data-mce-style="width: 45.8759%;"></td></tr></tbody></table></td></tr></tbody></table><p><br><strong>Specifications</strong></p><table width="100%"><tbody><tr><td style="width: 48.2638%;"><span>Model</span></td><td style="width: 47.7362%;">Iron ridge quickmount QM-LM-01-B1</td></tr><tr><td style="width: 48.2638%;"><span>Series</span></td><td style="width: 47.7362%;">-</td></tr><tr><td style="width: 48.2638%;"><span>Manufacturer</span></td><td style="width: 47.7362%;">Iron Ridge</td></tr></tbody></table><p><strong><br>GENERAL SPECIFICATION</strong><br></p><table width="100%"><tbody><tr></tr><tr><td style="width: 49.0244%;" data-mce-style="width: 49.0244%;">TypeÂ </td><td style="width: 47.9756%;" data-mce-style="width: 47.9756%;">Ballast</td></tr><tr><td style="width: 49.0244%;" data-mce-style="width: 49.0244%;">Color</td><td style="width: 47.9756%;" data-mce-style="width: 47.9756%;">Black</td></tr><tr><td style="width: 49.0244%;" data-mce-style="width: 49.0244%;">MaterialÂ </td><td style="width: 47.9756%;" data-mce-style="width: 47.9756%;">Aluminum/Stainless Steel</td></tr><tr><td style="width: 49.0244%;" data-mce-style="width: 49.0244%;">ApplicationÂ </td><td style="width: 47.9756%;" data-mce-style="width: 47.9756%;">Flat Roof - Ballast</td></tr></tbody></table><p><strong><br>Warranty</strong><br data-mce-fragment="1"></p><ul><li>25 Years Product Warranty.<br></li></ul><p>* Refer to warranty document for terms and conditions<br data-mce-fragment="1"><strong>Documentation</strong></p><table width="100%"><tbody><tr><td style="width: 24%;" data-mce-style="width: 24%;"><a href="https://cdn.shopify.com/s/files/1/0566/3408/1340/files/3704_270-1046_Cut_Sheet.pdf?v=1678356489"><span style="color: #2b00ff;" data-mce-style="color: #2b00ff;">Data Sheet</span></a></td></tr></tbody></table><p><br><strong>Detailed Information</strong></p><p><span>IronRidge mounts have endured some of the most extreme weather events in history. Compatible with nearly every solar panel in the market, IronRidge manufactures and supports solutions for pitched roof, flat roof, and ground mount arrays for residential and commercial customers.</span></p><p><strong>High reliability</strong></p><p>Cell interconnections and diode placement use well-established industry practice and are field-proven to provide excellent reliability.<br></p><p>BX has an 8-10% increase in power density when compared with leading competitor systems</p><p>Fewer than 10 parts per project, with no wind deflectors required</p></td></tr></tbody></table><br>
USMS100-0038 | 29.89 | FRA-BASE-01-M1 | Ironridge UFO FRA-BASE-01-M1 Flat Roof Attachment | <table width="100%" data-mce-fragment="1"><tbody data-mce-fragment="1"><tr data-mce-fragment="1"><td data-mce-fragment="1"><strong>IRONRIDGE UFO FRA-BASE-01-M1 FLAT ROOF ATTACHMENT</strong></td></tr><tr data-mce-fragment="1"><td data-mce-fragment="1"><p><span>Iron Ridge Flat Roof Attachment combines a high-strength cast aluminum base with a 16-point fastening pattern to enable the widest range of design options on low-sloped roofs. In addition, it is compatible with most common low-slope roofing materials to ensure a system that is easy to integrate down to the deck.</span></p><table width="100%"><tbody><tr><td><table width="100%"><tbody><tr><td style="width: 51.4725%;" data-mce-style="width: 51.4725%;"></td><td style="width: 45.8759%;" data-mce-style="width: 45.8759%;"><br></td></tr><tr><td style="width: 51.4725%;" data-mce-style="width: 51.4725%;"><div style="text-align: start;"><img alt="Description image" src="https://cdn.shopify.com/s/files/1/0566/3408/1340/files/Screenshot_9_480x480.png?v=1676530322" style="margin-bottom: 16px; float: none;"></div></td><td style="width: 45.8759%;" data-mce-style="width: 45.8759%;"><br></td></tr><tr><td style="width: 51.4725%;" data-mce-style="width: 51.4725%;"></td><td style="width: 45.8759%;" data-mce-style="width: 45.8759%;"></td></tr></tbody></table></td></tr></tbody></table><p><br><strong>Specifications</strong></p><table width="100%"><tbody><tr><td style="width: 48.2638%;"><span>Model</span></td><td style="width: 47.7362%;">IRONRIDGE UFO FRA-BASE-01-M1</td></tr><tr><td style="width: 48.2638%;"><span>Series</span></td><td style="width: 47.7362%;">Flat Roof Attachment</td></tr><tr><td style="width: 48.2638%;"><span>Manufacturer</span></td><td style="width: 47.7362%;">Iron Ridge</td></tr></tbody></table><p><strong><br>GENERAL SPECIFICATION</strong><br></p><table width="100%"><tbody><tr></tr><tr><td style="width: 49.0244%;" data-mce-style="width: 49.0244%;">TypeÂ </td><td style="width: 47.9756%;" data-mce-style="width: 47.9756%;"><span>Flashing</span></td></tr><tr><td style="width: 49.0244%;" data-mce-style="width: 49.0244%;">FinishÂ </td><td style="width: 47.9756%;" data-mce-style="width: 47.9756%;"><span>Mill Finish / Stainless Steel</span></td></tr><tr><td style="width: 49.0244%;" data-mce-style="width: 49.0244%;">MaterialÂ </td><td style="width: 47.9756%;" data-mce-style="width: 47.9756%;">Aluminum/Stainless Steel</td></tr><tr><td style="width: 49.0244%;" data-mce-style="width: 49.0244%;">ApplicationÂ </td><td style="width: 47.9756%;" data-mce-style="width: 47.9756%;">Flat Roof - Ballast</td></tr></tbody></table><p><strong><br>Warranty</strong><br data-mce-fragment="1"></p><ul><li>25 Years Product Warranty.<br></li></ul><p>* Refer to warranty document for terms and conditions<br data-mce-fragment="1"><strong>Documentation</strong></p><table width="100%"><tbody><tr><td style="width: 24%;" data-mce-style="width: 24%;"><a href="https://cdn.shopify.com/s/files/1/0566/3408/1340/files/ZZ084700298_DS.pdf?v=1678359725"><span style="color: #2b00ff;" data-mce-style="color: #2b00ff;">Data Sheet</span></a></td></tr></tbody></table><p><br><strong>Detailed Information</strong></p><p><span>IronRidge Flat Roof Attachment combines a high-strength cast aluminum base with a 16-point fastening pattern to enable the widest range of design options on low-sloped roofs. In addition, it is compatible with most common low-slope roofing materials to ensure a system that is easy to integrate down to the deck.</span></p><p><strong>High reliability</strong></p><p>Cell interconnections and diode placement use well-established industry practice and are field-proven to provide excellent reliability.<br></p><p><span>Sealed from above with a â€œblind holeâ€ and pre-installed sealing washing, the Flat Roof Attachment delivers integrated waterproofing with popular roofing systems.</span></p><p><span>Made from high-strength cast aluminum, the 7" wide, heavy-duty base delivers superior uplift and lateral capacity compared to any other product on the market.</span></p></td></tr></tbody></table>
USSP100-0119 | 1.51 | BHW-SQ-02-A1 | Ironridge Ufo BHW-SQ-02-A1 Bonding Attachment Square Bolt | <p>The IronRidge BHW-SQ-02-A1 is a specialized bonding hardware designed to attach and bond the FlashFoot2 and Slotted L-Feet to the rail. One of the most convenient features of this hardware is its compatibility with the same socket as the rest of the system, streamlining the installation process.</p><p><img src="https://cdn.shopify.com/s/files/1/0566/3408/1340/files/Screenshot_7_480x480.png?v=1676528788" alt="IronRidge UFO BHW-SQ-02-A1"></p><h4>Specifications</h4><ul><li><strong>Model</strong>: IRONRIDGE UFO BHW-SQ-02-A1</li><li><strong>Series</strong>: Bonding Hardware</li><li><strong>Manufacturer</strong>: Iron Ridge</li></ul><h4>General Specifications</h4><ul><li><strong>Type</strong>: Hardware</li><li><strong>Finish</strong>: Mill Finish</li><li><strong>Material</strong>: Stainless Steel</li><li><strong>Application</strong>: Pitched Roof - Rail-Based</li></ul><h4>Warranty</h4><ul><li>25 Years Product Warranty.</li><li><em>Refer to the warranty document for terms and conditions.</em></li></ul><h4>Detailed Information</h4><p>The IronRidge BHW-SQ-02-A1 bonding hardware is an ideal solution for attaching and bonding the FlashFoot2 and Slotted L-Feet to the rail. What sets this bonding hardware apart is its added feature that allows it to be installed using the same socket as the rest of the system.</p><p>Moreover, the hardware comes with different attachment options: square bolt and t-bolt, allowing you to choose based on personal preference. These bolts are used for attaching and bonding the rail to various elements like the FlashFoot2, Slotted L-Foot, or a third-party roof attachment. A step nut feature allows the use of the same socket as the rest of the system. It's worth mentioning that due to the square end, these bolts must be inserted at the end of the rail and then slid down the rail channel to the desired location for tightening.</p><h4>High Reliability</h4><p>The design utilizes industry-standard cell interconnections and diode placements that are field-proven to offer exceptional reliability.</p><h4>Additional Features</h4><ul><li>Bonding attachment hardware for FF2 and L-Feet.</li><li>Available in Strong and Silver Color.</li></ul><p>Whether you're a contractor or a DIY enthusiast, the IronRidge BHW-SQ-02-A1 is a reliable, long-lasting hardware solution for your pitched roof rail-based systems. With its 25-year warranty, it's a product you can count on for years to come.</p>
USCG001-0006 | 57.58 | ENET-HBNP-01 | Solaredge Energy Hub Hd-wave ENET-HBNP-01 Communications Gateway | <p><strong data-mce-fragment="1">SolarEdge, Energy Net Communications Plug-In, for Wireless Communication with Energy Bank Battery, ENET-HBNP-01</strong></p><p>Â </p><p><a href="https://cdn.shopify.com/s/files/1/0566/3408/1340/files/3759_570-1228_Data_Sheet.pdf?v=1676449181"><strong>SPEC DATASHEET</strong></a></p>
USEC001-0069 | 1580.12 | CELL-B-R05-US-S-S5 | Solaredge CELL-B-R05-US-S-S5 Commercial Cellular Plug-in W/ 5 Year Data Plan, â‰¤1000kw | <p>The SolarEdge Cellular Plug-In is specifically designed for commercial SetApp-enabled inverters operating at 208 or 480V. It offers compatibility with inverters up to 1,000kW-AC and comes with a 5-year Sprint prepaid data plan, making it a hassle-free solution for remote monitoring and system management in the U.S.</p><h2>Features</h2><ul><li><strong>Commercial Compatibility</strong>: Specifically designed for SetApp-enabled commercial inverters operating at 208 or 480V.</li><li><strong>High Capacity</strong>: Compatible with inverters up to 1,000 kW-AC.</li><li><strong>Prepaid Data Plan</strong>: Comes with a 5-year Sprint prepaid data plan.</li><li><strong>U.S. Only</strong>: The plug-in is available for use in the United States only.</li></ul><h2>Specifications</h2><p>Unfortunately, the dimensions, weight, and other specifications are not provided in the HTML format. For detailed specifications, you can refer to the <a href="https://cdn.shopify.com/s/files/1/0566/3408/1340/files/2864_570-0243_Data_Sheet.pdf?v=1676448508" target="_new">SPEC DATA SHEET</a>.</p>
USCG001-0007 | 474.41 | SE1000-CCG-G-S1 | Solaredge SE1000-CCG-G-S1 Communications Gateway | <p>The SolarEdge Control and Communication Gateway, with its versatile features, significantly enhance the monitoring and control capabilities of the SolarEdge platform. Designed for utility controls, this gateway device can establish wired connections through RS485 or ZigBee, making it highly adaptable to various setups. It is specifically designed for DIN mounting and operates at 120V.</p><p>The primary functions of the SolarEdge Control and Communication Gateway include linking to both SolarEdge and non-SolarEdge inverters, environmental sensors, and revenue meters. It effectively collects monitoring data from these devices and transmits it to the SolarEdge monitoring server. Additionally, if desired, it can send data to a non-SolarEdge logger. One of its notable features is the ability to control the power output of SolarEdge inverters via its user-friendly interface.</p><p><strong>Specifications:</strong></p><ul><li><strong>Product Type:</strong> Control and Communication Gateway</li><li><strong>Compatibility:</strong> Designed for Utility Controls</li><li><strong>Connection Options:</strong> Wired RS485 or ZigBee</li><li><strong>Mounting:</strong> DIN Mount</li><li><strong>Input Voltage:</strong> 120V</li><li><strong>Model:</strong> SE1000-CCG-G-S1</li></ul><p><strong>Documentation:</strong> For detailed technical information and specifications, please refer to the <a href="https://cdn.shopify.com/s/files/1/0566/3408/1340/files/2868_570-0180_Data_Sheet.pdf?v=1676448032" target="_new"><strong>Datasheet</strong></a>.</p><p>The SolarEdge Control and Communication Gateway empower solar system operators with advanced monitoring and control capabilities. Its compatibility with various devices and communication options, combined with the ability to control SolarEdge inverters, makes it an essential component for efficient utility-scale solar systems</p>
USCG001-0012 | 474.41 | SE1000-DTLG-S1 | Solaredge SE1000-DTLG-S1 Communications Gateway | <div class="flex-1 overflow-hidden"><div class="react-scroll-to-bottom--css-eowqn-79elbk h-full dark:bg-gray-800"><div class="react-scroll-to-bottom--css-eowqn-1n7m0yu"><div class="flex flex-col text-sm dark:bg-gray-800"><div data-testid="conversation-turn-116" class="group w-full text-token-text-primary border-b border-black/10 dark:border-gray-900/50 bg-gray-50 dark:bg-[#444654]"><div class="p-4 justify-center text-base md:gap-6 md:py-6 m-auto"><div class="flex flex-1 gap-4 text-base mx-auto md:gap-6 md:max-w-2xl lg:max-w-[38rem] xl:max-w-3xl }"><div class="relative flex w-[calc(100%-50px)] flex-col gap-1 md:gap-3 lg:w-[calc(100%-115px)]"><div class="flex flex-grow flex-col gap-3 max-w-full"><div class="min-h-[20px] flex flex-col items-start gap-3 overflow-x-auto whitespace-pre-wrap break-words"><div class="markdown prose w-full break-words dark:prose-invert light"><p>The SolarEdge Data Logger/Control/Communication Gateway with 3R Enclosure, identified as SE1000-DTLG-S1, is designed to connect to SolarEdge systems and a selection of third-party loggers for efficient system monitoring and control. This gateway offers optional wireless connectivity options, including WiFi, Zigbee, and Cellular Plug-in, providing flexibility in communication.</p><p><strong>Specifications:</strong></p><ul><li><strong>Manufacturer:</strong> SolarEdge</li><li><strong>Model:</strong> SE1000-DTLG-S1</li><li><strong>Enclosure Type:</strong> 3R (Suitable for outdoor use)</li></ul><p><strong>Key Features:</strong></p><ul><li><strong>System Connectivity:</strong> Enables connection to SolarEdge systems for monitoring and control.</li><li><strong>Third-Party Logger Compatibility:</strong> Supports integration with select third-party loggers.</li><li><strong>Wireless Connectivity:</strong> Optional WiFi, Zigbee, and Cellular Plug-in wireless connections available, enhancing communication options.</li></ul><p>The SolarEdge Data Logger/Control/Communication Gateway with 3R Enclosure simplifies system monitoring and control by providing reliable connectivity and offering versatile wireless communication choices.</p></div></div></div><div class="flex justify-between lg:block"><div class="text-gray-400 flex self-end lg:self-center justify-center mt-2 gap-2 md:gap-3 lg:gap-1 lg:absolute lg:top-0 lg:translate-x-full lg:right-0 lg:mt-0 lg:pl-2 visible"><button class="flex ml-auto gap-2 rounded-md p-1 hover:bg-gray-100 hover:text-gray-700 dark:text-gray-400 dark:hover:bg-gray-700 dark:hover:text-gray-200 disabled:dark:hover:text-gray-400"><svg xmlns="http://www.w3.org/2000/svg" width="1em" height="1em" class="h-4 w-4" stroke-linejoin="round" stroke-linecap="round" viewbox="0 0 24 24" stroke-width="2" fill="none" stroke="currentColor"><path d="M16 4h2a2 2 0 0 1 2 2v14a2 2 0 0 1-2 2H6a2 2 0 0 1-2-2V6a2 2 0 0 1 2-2h2"></path><rect ry="1" rx="1" height="4" width="8" y="2" x="8"></rect></svg></button><div class="flex gap-1"></div></div></div></div></div></div></div><div class="h-32 md:h-48 flex-shrink-0"><br></div></div></div></div></div><div class="absolute bottom-0 left-0 w-full border-t md:border-t-0 dark:border-white/20 md:border-transparent md:dark:border-transparent md:bg-vert-light-gradient bg-white dark:bg-gray-800 md:!bg-transparent dark:md:bg-vert-dark-gradient pt-2 md:pl-2 md:w-[calc(100%-.5rem)]"><form class="stretch mx-2 flex flex-row gap-3 last:mb-2 md:mx-4 md:last:mb-6 lg:mx-auto lg:max-w-2xl xl:max-w-3xl"><div class="relative flex h-full flex-1 items-stretch md:flex-col"><div><div class="h-full flex ml-1 md:w-full md:m-auto md:mb-4 gap-0 md:gap-2 justify-center"><br></div></div></div></form></div>
USSE100-0214 | 176.69 | SMA MC-PB | SMA MC-PB Piggyback Communications Card | <p data-mce-fragment="1"><strong data-mce-fragment="1">SMA, Multicluster Communications (Piggy-Back) Card, One for each SI Cluster Master, MC-PB</strong></p><p data-mce-fragment="1">The Sunny Island inverters can be retrofitted with the SMA MC-PB multicluster piggyback board for communications with the multicluster box. This card allows communication between the main cluster and extension clusters through a controller area network (CAN) and RS485 protocol. The Sunny Island inverters can also communicate with other SMA inverters and communications devices thanks to this feature. The SI4545-US-10, SI5048-US, and SI6048-US-10 are all compatible with the MC-PB.</p>
USIN100-0242 | 2740.8 | SE30K-USR8IBNZ4 | SolarEdge SE30K-USR8IBNZ4 Inverter | <table data-mce-fragment="1" width="100%"><tbody data-mce-fragment="1"><tr data-mce-fragment="1"><td data-mce-fragment="1" style="width: 955.59px;" data-mce-style="width: 955.59px;"><strong>SolarEdge SE30K-USR8IBNZ4 Inverterï»¿</strong></td></tr><tr data-mce-fragment="1"><td data-mce-fragment="1" style="width: 955.59px;" data-mce-style="width: 955.59px;"><p><span>SolarEdge, SE30KUS Grid Tied Inverter, 3-Ph, 30kW, 277/480V WYE, 60Hz, 1000VDC, with AC RSD, DC Safety Switch, DC Fuses and AFCI, 12 Yr Warr, -40C, RS485 and Ethernet, UL1741-SA, SetApp Enabled, SE30K-USR8IBNZ4 </span></p></td></tr></tbody></table><p><strong><br>SPECIFICATIONS</strong></p><table width="100%"><tbody><tr><td style="width: 48.2638%;"><span>Model</span></td><td style="width: 47.7362%;">SE30K-USR8IBNZ4</td></tr><tr><td style="width: 48%;"><span>Series</span></td><td style="width: 48%;">-</td></tr><tr><td style="width: 48.2638%;"><span>Manufacturer</span></td><td style="width: 47.7362%;">SolarEdge</td></tr></tbody></table><p><br></p><p><strong>Warranty</strong><br data-mce-fragment="1"></p><ul><li>12 Years</li></ul><p>* Refer to warranty document for terms and conditions<br data-mce-fragment="1"><strong></strong></p><br>
USCG001-0011 | 347.02 | CELL-A-R05-US-P-S2 | Solaredge CELL-A-R05-US-P-S2 Replacement 4G Cell Modem | <p>The Solaredge CELL-A-R05-US-P-S2 is a replacement 4G cell modem designed to connect your SolarEdge SetAPP series of commercial inverters to the internet using cellular signals. This eliminates the need for additional internet infrastructure, making it easier for you to monitor and troubleshoot your system remotely.</p><p><strong>Specifications:</strong></p><ul><li><strong>Model:</strong> CELL-A-R05-US-P-S2</li><li><strong>Manufacturer:</strong> SolarEdge</li></ul><p><strong>General Specifications:</strong></p><ul><li><strong>Type:</strong> Cellular Plug-in with Data Plan</li><li><strong>Application:</strong> Single-Phase Residential Inverters with Display</li><li><strong>Dimensions:</strong> 2 x 2 x 2 inches</li><li><strong>Connectors:</strong> Plug-in</li></ul><p><strong>Warranty:</strong></p><ul><li><strong>25 Years Manufacturer Warranty:</strong> Secure your investment with a 25-year manufacturer warranty. For more details, refer to the warranty document.</li></ul><p><strong>Additional Information:</strong> The Solaredge CELL-A-R05-US-P-S2 offers the following advantages:</p><ul><li><p><strong>Remote Monitoring and Troubleshooting:</strong> With comprehensive US coverage, this modem enables remote monitoring and troubleshooting, saving you time and hassle.</p></li><li><p><strong>High Reliability:</strong> This unit is compatible with inverters that have a display, ensuring high reliability.</p></li><li><p><strong>Flexible Installation:</strong> Can be installed either within the inverter enclosure for outdoor resilience or in the communication gateway.</p></li><li><p><strong>No Need for Internet Infrastructure:</strong> This 4G cell modem negates the need for any internet infrastructure on-site, making setup easier.</p></li><li><p><strong>Wireless Connection:</strong> Effortlessly connects SolarEdge inverters wirelessly to the internet, ensuring you're always in the loop about your solar installation.</p></li></ul><p>Choose the Solaredge CELL-A-R05-US-P-S2 for a simpler, more efficient way to keep your solar energy systems connected and monitored.</p>
USCG001-0010 | 1580.12 | CELL-B-R05-US-P-S5 | Solaredge CELL-B-R05-US-P-S5 Replacement 4g Cell Modem | <div data-testid="conversation-turn-112" class="group w-full text-token-text-primary border-b border-black/10 dark:border-gray-900/50 bg-gray-50 dark:bg-[#444654]"><div class="p-4 justify-center text-base md:gap-6 md:py-6 m-auto"><div class="flex flex-1 gap-4 text-base mx-auto md:gap-6 md:max-w-2xl lg:max-w-[38rem] xl:max-w-3xl }"><div class="relative flex w-[calc(100%-50px)] flex-col gap-1 md:gap-3 lg:w-[calc(100%-115px)]"><div class="flex flex-grow flex-col gap-3 max-w-full"><div class="min-h-[20px] flex flex-col items-start gap-3 overflow-x-auto whitespace-pre-wrap break-words"><div class="markdown prose w-full break-words dark:prose-invert light"><p>The SolarEdge Replacement 4G Cell Modem, specifically designed for SolarEdge SetApp enabled commercial 3-phase inverters operating at 208 or 480 volts and with a capacity of up to 1MW-AC, offers seamless connectivity to the internet through cellular signals. This modem is compatible with Sprint CDMA and T-Mobile GSM 3G networks and is intended for use in the United States exclusively.</p><p><strong>Key Features:</strong></p><ul><li><strong>Compatibility:</strong> Designed for SolarEdge SetApp enabled commercial 3-phase inverters.</li><li><strong>Voltage Support:</strong> Compatible with 208V and 480V systems.</li><li><strong>Capacity:</strong> Suitable for inverters with a capacity of up to 1MW-AC.</li><li><strong>Networks:</strong> Utilizes Sprint CDMA and T-Mobile GSM 3G networks.</li><li><strong>US Coverage:</strong> Comprehensive coverage across the United States.</li><li><strong>Remote Monitoring:</strong> Enables remote monitoring and troubleshooting.</li><li><strong>Internet Infrastructure:</strong> Reduces or eliminates the need for additional internet infrastructure at the inverter site.</li></ul><p><strong>Product Advantages:</strong> The SolarEdge Replacement 4G Cell Modem offers several advantages:</p><ul><li>Seamless Connectivity: Ensures a reliable connection to the internet via cellular signals.</li><li>Reduced Infrastructure: Minimizes the requirement for additional internet infrastructure.</li><li>Comprehensive US Coverage: Provides wide-ranging coverage across the United States.</li><li>Remote Monitoring: Facilitates remote monitoring and troubleshooting for enhanced system management.</li></ul><p><strong>Conclusion:</strong> The SolarEdge Replacement 4G Cell Modem (CELL-B-R05-US-P-S5) is the ideal solution for connecting SolarEdge SetApp enabled commercial 3-phase inverters to the internet through cellular networks. Its compatibility, comprehensive US coverage, and support for remote monitoring make it an essential component for efficient and hassle-free inverter connectivity.</p></div></div></div><div class="flex justify-between lg:block"><div class="text-gray-400 flex self-end lg:self-center justify-center mt-2 gap-2 md:gap-3 lg:gap-1 lg:absolute lg:top-0 lg:translate-x-full lg:right-0 lg:mt-0 lg:pl-2 visible"><button class="flex ml-auto gap-2 rounded-md p-1 hover:bg-gray-100 hover:text-gray-700 dark:text-gray-400 dark:hover:bg-gray-700 dark:hover:text-gray-200 disabled:dark:hover:text-gray-400"><svg xmlns="http://www.w3.org/2000/svg" width="1em" height="1em" class="h-4 w-4" stroke-linejoin="round" stroke-linecap="round" viewbox="0 0 24 24" stroke-width="2" fill="none" stroke="currentColor"><path d="M16 4h2a2 2 0 0 1 2 2v14a2 2 0 0 1-2 2H6a2 2 0 0 1-2-2V6a2 2 0 0 1 2-2h2"></path><rect ry="1" rx="1" height="4" width="8" y="2" x="8"></rect></svg></button><div class="flex gap-1"></div></div></div></div></div></div></div>
USSE100-0283 | 1580.12 | Solaredge CELL-A-R05-US-P-S5 Replacement 4G Cell Modem | Solaredge CELL-A-R05-US-P-S5 Replacement 4G Cell Modem | <p data-mce-fragment="1"><strong data-mce-fragment="1">SolarEdge, Replacement 4G Cell Modem, for all Commercial (208 or 480) 3 Phase Inverters with a Display, up to 1MW-AC, with Sprint CDMA and T-Mobile GSM 3G Networks, for use in US Only, CELL-A-R05-US-P-S5</strong></p><p data-mce-fragment="1">Connects the SolarEdge SetAPP series of commercial inverters to the internet via cell signal. Reduces or eliminates the need for additional internet infrastructure delivered to inverter. Comprehensive US coverage enables remote monitoring and troubleshooting.<br></p>
USCG001-0018 | 673.11 | CELL-B-R05-US-P-S4 | Solaredge CELL-B-R05-US-P-S4 Replacement 4g Cell Modem | <p data-mce-fragment="1">The <strong data-mce-fragment="1">SolarEdge Replacement 4G Cell Modem (CELL-B-R05-US-P-S4)</strong> is designed for use with all SetApp enabled commercial 3-phase inverters in the 208 or 480 voltage range, supporting systems up to 200kW-AC. This modem enables seamless internet connectivity for SolarEdge SetAPP series commercial inverters via cellular signals. By doing so, it significantly reduces or even eliminates the need for additional internet infrastructure to be delivered to the inverter. It is important to note that this product is intended for use in the United States only.</p><p data-mce-fragment="1"><strong data-mce-fragment="1">Specifications:</strong></p><ul data-mce-fragment="1"><li data-mce-fragment="1"><strong data-mce-fragment="1">Compatible Inverters:</strong> All SetApp Enabled Commercial 3 Phase Inverters (208 or 480 voltage)</li><li data-mce-fragment="1"><strong data-mce-fragment="1">Network Compatibility:</strong> Sprint CDMA and T-Mobile GSM 3G Networks</li><li data-mce-fragment="1"><strong data-mce-fragment="1">Maximum System Capacity:</strong> Up to 200kW-AC</li><li data-mce-fragment="1"><strong data-mce-fragment="1">Coverage Area:</strong> Comprehensive US coverage</li><li data-mce-fragment="1"><strong data-mce-fragment="1">Internet Connectivity:</strong> Cellular signal</li><li data-mce-fragment="1"><strong data-mce-fragment="1">Use:</strong> For use in the United States</li><li data-mce-fragment="1"><strong>Dimension:</strong> (W x L x H)32.2 x 78.3 / 1.26 x 3.08</li><li data-mce-fragment="1"><strong>Weight:Â </strong>ï»¿1.0 lbs</li></ul><p data-mce-fragment="1"><strong data-mce-fragment="1">Additional Information:</strong> The SolarEdge Replacement 4G Cell Modem is a reliable and efficient solution for connecting SolarEdge SetAPP series commercial inverters to the internet. By utilizing cellular networks, it ensures that your solar system remains connected for remote monitoring and troubleshooting, offering convenience and peace of mind.</p><p data-mce-fragment="1"><strong data-mce-fragment="1">Data Sheet:</strong> For detailed technical specifications and information, please refer to theÂ Â Â <a href="https://cdn.shopify.com/s/files/1/0566/3408/1340/files/4273_570-1231_Data_Sheet.pdf?v=1676442054" data-mce-fragment="1" data-mce-href="https://cdn.shopify.com/s/files/1/0566/3408/1340/files/4273_570-1231_Data_Sheet.pdf?v=1676442054" target="_new">Data Sheet</a>.</p>
USCG001-0013 | 159.09 | DTU_MAC_WIFI | Aptos DTU_MAC_WIFI Data Transfer Unit | <p>The <strong>Aptos DTU_MAC_WIFI Data Transfer Unit</strong> is a versatile cellular modem designed to establish internet connectivity for solar inverters. This compact and lightweight device is exceptionally easy to install and use, making it an ideal choice for both residential and commercial solar installations. It boasts compatibility with 4G LTE cellular networks and can seamlessly integrate with various solar inverter models.</p><p><strong>Specifications:</strong></p><ul><li><strong>Model:</strong> Aptos DTU_MAC_WIFI Data Transfer Unit</li><li><strong>Dimensions:</strong> 0.55 x 0.25 x 0.25 inches (LxWxH)</li><li><strong>Weight:</strong> 10 lb</li></ul><p><strong>Included Items:</strong></p><ul><li>User Manual: The user manual provides comprehensive instructions on the installation, configuration, and operation of the Aptos DTU_MAC_WIFI Data Transfer Unit. It also offers valuable troubleshooting information to assist users.</li></ul><p>The <strong>Aptos DTU_MAC_WIFI Data Transfer Unit</strong> is a reliable and user-friendly cellular modem, ensuring efficient connectivity between solar inverters and the internet. With support for 4G LTE networks and compatibility with various solar inverter models, it simplifies the process of monitoring and managing solar energy systems.</p><ul data-sourcepos="5:1-7:0"></ul>
USCG001-0009 | 270.59 | DTU_MAC_4G | Aptos DTU_MAC_4G Data Transfer Unit | <p>The Aptos DTU_MAC_4G Data Transfer Unit is a reliable cellular modem designed to facilitate the connection of solar inverters to the internet. This compact and lightweight device offers simplicity in both installation and operation, making it an excellent choice for solar system connectivity.</p><p><strong>Product Details:</strong></p><ul><li><strong>Title:</strong> Aptos DTU_MAC_4G Data Transfer Unit</li><li><strong>Description:</strong> The DTU_MAC_4G is a cellular modem used to link solar inverters to the internet. It is a compact and lightweight device, ensuring ease of installation and use.</li><li><strong>Dimensions:</strong> (LxWxH): 0.55 x 0.25 x 0.25 inches</li><li><strong>Weight:</strong> 10 lb</li></ul><p><strong>Key Benefits:</strong> The Aptos DTU_MAC_4G Data Transfer Unit offers several advantages to users:</p><ul><li>Easy Installation</li><li>User-Friendly Operation</li><li>Backed by a 2-Year Warranty</li><li>Supports 4G LTE Cellular Networks</li><li>Compatible with a Variety of Solar Inverters</li></ul><p><strong>Product Advantages:</strong></p><ul><li><strong>Easy Installation:</strong> The unit can be quickly and effortlessly installed.</li><li><strong>User-Friendly:</strong> Its operation is straightforward, ensuring ease of use.</li><li><strong>Warranty:</strong> Backed by a 2-year warranty, providing peace of mind.</li><li><strong>4G LTE Support:</strong> Supports 4G LTE cellular networks for reliable connectivity.</li><li><strong>Versatile Compatibility:</strong> Compatible with a wide range of solar inverters.</li></ul><p><strong>Conclusion:</strong> The Aptos DTU_MAC_4G Data Transfer Unit is an ideal choice for individuals seeking to connect their solar inverters to the internet. Its ease of use, reliability, and affordability make it a highly recommended option for solar system connectivity.</p>
USCG001-0002 | 301.2 | DLS-C-5 Cellular | Solis SOLIS-DLS-C-5 Cellular 4g Data Logger | <p data-sourcepos="5:1-5:237">The Solis SOLIS-DLS-C-5 Cellular 4g Data Logger is a wireless data logger that is designed to collect and transmit data from solar power systems. It uses a cellular connection to send data to the cloud, where it can be accessed by users.</p><p data-sourcepos="7:1-7:18"><strong>Specifications</strong></p><ul data-sourcepos="9:1-15:0"><li data-sourcepos="9:1-9:22">Model: SOLIS-DLS-C-5</li></ul>
USCG001-0003 | 758.82 | SRV-LCD-3PTL-OUTDOOR | Solectria SRV-LCD-3PTL-OUTDOOR Communications Gateway | <p>The Solectria SolrenView LCD Gateway-Outdoor is a powerful web-based monitoring solution designed to effortlessly monitor your solar power setup. Whether you have a residential, commercial, or SMARTGRID inverter, this monitoring system offers convenient and efficient recording and reporting of PV system production.</p><p><strong>Key Features:</strong></p><ul><li><strong>Versatile Connection:</strong> Choose between Ethernet or cellular modem connectivity to access your data the way you prefer.</li><li><strong>Inclusive Integration:</strong> SolrenView hardware is fully integrated into all commercial and SMARTGRID inverters. Residential applications can opt for the LCD or LITE gateway systems.</li><li><strong>Comprehensive Monitoring Suite:</strong> This monitoring solution covers all the bases, including inverter direct and revenue-grade monitoring, agency reporting, SolZone sub-array monitoring, Kiosk View (flash view) system, and even an integrated weather station feature.</li><li><strong>Performance Insights:</strong> Chart your system's performance and receive real-time status notifications to stay informed.</li><li><strong>Safe Data Storage:</strong> Your system's detailed data is securely and reliably stored, eliminating data breach concerns.</li></ul><p><strong>General Information:</strong></p><ul><li><strong>Manufacturer:</strong> Solectria</li><li><strong>Product Line:</strong> SE Series</li><li><strong>Model ID:</strong> SRV-LCD-3PTL-OUTDOOR</li><li><strong>Certifications:</strong> UL, IEC, FCC</li></ul><p><strong>Specifications:</strong></p><ul><li><strong>Technology:</strong> Gateway</li><li><strong>Dimensions:</strong> 13.00 x 6.00 x 13.00 inches</li><li><strong>Weight:</strong> 7.00 lbs</li><li><strong>Compatibility:</strong> Designed exclusively for use with up to 32 PVI-14TL-36TL inverters.</li><li><strong>Placement Options:</strong> Tailored for outdoor monitoring, ensuring accurate readings regardless of placement.</li></ul><p>Choose the Solectria SolrenView LCD Gateway-Outdoor for a comprehensive, detailed, and simplified monitoring experience. Keep a close watch on your PV system's performance to enhance its efficiency and longevity. Whether you have a residential or commercial setup, this monitoring solution has you covered.</p>
USSE100-0216 | 101.77 | DM-485CB-US-10 | Sma DM-485CB-US-10 Data Module | <p data-mce-fragment="1"><strong data-mce-fragment="1">SMA, Communication RS-485 Data Module for TL-22 and STP Inverters, DM-485CB-US-10</strong></p><p data-mce-fragment="1"><br data-mce-fragment="1"></p><p data-mce-fragment="1"><br data-mce-fragment="1"></p><p data-mce-fragment="1">RS-485 Data Module for Sunny Boy 3000TL/4000TL/5000TL and TriPower Inverters.</p><p data-mce-fragment="1"><br data-mce-fragment="1"></p><p data-mce-fragment="1"><strong data-mce-fragment="1">Features</strong></p><ul data-mce-fragment="1"><li data-mce-fragment="1"><strong data-mce-fragment="1">SafetyÂ </strong>-Â Compatibility was tested.</li><li data-mce-fragment="1"><strong data-mce-fragment="1">Efficiency</strong>Â - A broad range of inverters that are compatible.</li><li data-mce-fragment="1"><strong data-mce-fragment="1">User Friendly</strong>Â - Easy installation for SMA.</li></ul>
USWC001-0071 | 311.09 | ME-MW-E | Magnum ME-MW-E Ethernet Monitoring Kit | <p data-mce-fragment="1"><strong data-mce-fragment="1">Magnum, MagWeb Web Based Ethernet Monitoring Kit, ME-MW-E</strong></p><p data-mce-fragment="1"><br data-mce-fragment="1"></p><p data-mce-fragment="1">Magnum Energy's MagWeb - Ethernet (ME-MW-E) is a versatile and affordable platform for remotely controlling inverters and accessories. The MagWeb is a live internet monitoring system for the inverter, battery monitor, and automatic generator start module that is mounted on the Magnum network. The MagWeb connects to your "always-on" internet link via an Ethernet connection to provide you with live and historical conditions.</p><p data-mce-fragment="1"><br data-mce-fragment="1"></p><p data-mce-fragment="1">The MagWeb sends data to your personal web pages on a regular basis, including information on Current Conditions, Current Settings, and Daily Summaries for historical records. Magnum Accessories connected to the inverter can also be tracked using the MagWeb.</p>
USSE100-0218 | 93.1 | 485USPB-NR | SMA 485USPB-NR Communication Adapter | <p data-mce-fragment="1"><strong data-mce-fragment="1">SMA, Communication Card, RS-485 Module for -10, -11, -12 inverters, 485USPB-NR</strong></p><p data-mce-fragment="1"><br data-mce-fragment="1"></p><p data-mce-fragment="1">The 485USPB-NR retrofit package allows RS485 contact to be set up. For an AC coupled device, Sunny Island can communicate with SMA communication products and SMA inverters via RS485.<br></p><p data-mce-fragment="1"><br data-mce-fragment="1"></p><p data-mce-fragment="1"><strong data-mce-fragment="1">Features</strong></p><ul data-mce-fragment="1"><li data-mce-fragment="1"><strong data-mce-fragment="1">HighlightsÂ </strong>-Â Installation is simple and the compatibility is outstanding.</li></ul><p>Â </p><p><a href="https://cdn.shopify.com/s/files/1/0566/3408/1340/files/3666_570-0028_Installation_Manual.pdf?v=1676437349">INSTALLATION MANNUAL</a></p>
USSE100-0266 | 2550 | PORT-C510 | Solectria ENC-PORT-C510 Connectivity Package | <p data-sourcepos="5:1-5:217" data-mce-fragment="1">The Solectria ENC-PORT-C510 Connectivity Package is a set of components that allow you to connect your Solectria solar inverter to the internet. The package includes a cellular modem, a router, and a mounting bracket.</p><p data-sourcepos="7:1-7:18" data-mce-fragment="1"><strong data-mce-fragment="1">Specifications</strong></p><ul data-sourcepos="9:1-17:0" data-mce-fragment="1"><li data-sourcepos="9:1-9:22" data-mce-fragment="1">Model: ENC-PORT-C510</li><li data-sourcepos="10:1-10:25" data-mce-fragment="1">Manufacturer: Solectria</li><li data-sourcepos="11:1-11:28" data-mce-fragment="1">Type: Connectivity package</li><li data-sourcepos="12:1-12:27" data-mce-fragment="1">Cellular modem: Cat 4 LTE</li><li data-sourcepos="13:1-13:17" data-mce-fragment="1">Router: 802.11n</li><li data-sourcepos="14:1-14:27" data-mce-fragment="1">Mounting bracket: NEMA 4X</li></ul><p data-sourcepos="18:1-18:24" data-mce-fragment="1"><strong data-mce-fragment="1">Detailed Information</strong></p><ul data-sourcepos="20:1-23:0" data-mce-fragment="1"><li data-sourcepos="20:1-20:89" data-mce-fragment="1"><strong data-mce-fragment="1">Cellular modem</strong><span data-mce-fragment="1">Â </span>provides a reliable connection to the internet, even in remote areas</li><li data-sourcepos="21:1-21:67" data-mce-fragment="1"><strong data-mce-fragment="1">Router</strong><span data-mce-fragment="1">Â </span>allows you to connect multiple devices to the internet</li><li data-sourcepos="22:1-23:0" data-mce-fragment="1"><strong data-mce-fragment="1">NEMA 4X mounting bracket</strong><span data-mce-fragment="1">Â </span>is weatherproof and can withstand harsh conditions</li></ul><p data-sourcepos="24:1-24:25" data-mce-fragment="1"><strong data-mce-fragment="1">Weight and Dimensions</strong></p><ul data-sourcepos="26:1-28:0" data-mce-fragment="1"><li data-sourcepos="26:1-26:21" data-mce-fragment="1"><strong data-mce-fragment="1">Weight:</strong><span data-mce-fragment="1">Â </span></li><li data-sourcepos="27:1-28:0" data-mce-fragment="1"><strong data-mce-fragment="1">Dimensions:</strong><span data-mce-fragment="1">Â </span></li></ul>
USMS100-0086 | 4.58 | CAMO-01-M1 | Ironridge UFO CAMO-01-M1 Mill Universal Bonding Hidden End Clamp | <table data-mce-fragment="1" width="100%"><tbody data-mce-fragment="1"><tr data-mce-fragment="1"><td data-mce-fragment="1"><strong>IRONRIDGE UFO CAMO-01-M1 MILL UNIVERSAL BONDING HIDDEN END CLAMP</strong></td></tr><tr data-mce-fragment="1"><td data-mce-fragment="1"><p><span>IronRidge line of panel fastener is the CAMO-01-M1 Universal Hidden End Clamp (CAM). This is an invisible fasteners that secures solar modules flush to rail ends, creating a clean, sleek appearance. The CAMO-01-M1 works with nearly all solar modules and installs without tools or torque specifications. Simply rotate it into place to structurally secure and electrically bond each module.</span></p><table width="100%"><tbody><tr><td><table width="100%"><tbody><tr><td style="width: 51.4725%;" data-mce-style="width: 51.4725%;"></td><td style="width: 45.8759%;" data-mce-style="width: 45.8759%;"><br></td></tr><tr><td style="width: 51.4725%;" data-mce-style="width: 51.4725%;"><div style="text-align: start;" data-mce-style="text-align: start;"><img alt="Description image" src="https://cdn.shopify.com/s/files/1/0566/3408/1340/files/Screenshot_8_480x480.png?v=1676529959" style="margin-bottom: 16px; float: none;"></div></td><td style="width: 45.8759%;" data-mce-style="width: 45.8759%;"><br></td></tr><tr><td style="width: 51.4725%;" data-mce-style="width: 51.4725%;"></td><td style="width: 45.8759%;" data-mce-style="width: 45.8759%;"></td></tr></tbody></table></td></tr></tbody></table><p><br><strong>Specifications</strong></p><table width="100%"><tbody><tr><td style="width: 48.2638%;"><span>Model</span></td><td style="width: 47.7362%;">IRONRIDGE UFO CAMO-01-M1</td></tr><tr><td style="width: 48.2638%;"><span>Series</span></td><td style="width: 47.7362%;">CAMO<br></td></tr><tr><td style="width: 48.2638%;"><span>Manufacturer</span></td><td style="width: 47.7362%;">Iron Ridge</td></tr></tbody></table><p><strong><br>GENERAL SPECIFICATION</strong><br></p><table width="100%"><tbody><tr></tr><tr><td style="width: 49.0244%;" data-mce-style="width: 49.0244%;">TypeÂ </td><td style="width: 47.9756%;" data-mce-style="width: 47.9756%;">Ballast</td></tr><tr><td style="width: 49.0244%;" data-mce-style="width: 49.0244%;">FinishÂ </td><td style="width: 47.9756%;" data-mce-style="width: 47.9756%;">Mill Finish</td></tr><tr><td style="width: 49.0244%;" data-mce-style="width: 49.0244%;">MaterialÂ </td><td style="width: 47.9756%;" data-mce-style="width: 47.9756%;">Stainless Steel</td></tr><tr><td style="width: 49.0244%;" data-mce-style="width: 49.0244%;">Dimension</td><td style="width: 47.9756%;" data-mce-style="width: 47.9756%;">4.3inch, 1.4inch, 0.63inch<br></td></tr></tbody></table><p><strong><br>Warranty</strong><br data-mce-fragment="1"></p><ul><li>25 Years Product Warranty.<br></li></ul><p>* Refer to warranty document for terms and conditions<br data-mce-fragment="1"><strong>Documentation</strong></p><table width="100%"><tbody><tr><td style="width: 24%;" data-mce-style="width: 24%;"><a href="https://7534425.app.netsuite.com/core/media/media.nl?id=205601&amp;c=7534425&amp;h=QuXtza0yCrN3P69nj9RhZuSm1tfw1AYeW8qBsJ7iso-q1ojw&amp;_xt=.pdf"><span style="color: #2b00ff;" data-mce-style="color: #2b00ff;">Data Sheet</span></a></td></tr></tbody></table><p><br><strong>Detailed Information</strong></p><p><span>The CAMO-01-M1 works with nearly all solar modules and installs without tools or torque specifications. Simply rotate it into place to structurally secure and electrically bond each module.</span></p><p><strong>High reliability</strong></p><p>Cell interconnections and diode placement use well-established industry practice and are field-proven to provide excellent reliability.</p><p>For use with all IronRidge roof or ground mounting systems</p><p>No tools or torque specs - Unique one-piece design simply clicks into place</p><p><strong>Quantity and Certification</strong></p><p>Certified to IBC ASCE/SEI-7 and UL 2703</p><p>Certified Allowable Design Load Rating: 50 PSF downward force, 50 PSF upward force and 15 PSF lateral force</p></td></tr></tbody></table><br>
USSE100-0267 | 101.78 | SE-WFRPT-B-S1 | Solaredge SE-WFRPT-B-S1-NA Wifi Repeater | <p data-mce-fragment="1"><strong data-mce-fragment="1">SolarEdge, Wireless Gateway (WiFi) Repeater, SE-WFRPT-B-S1-NA</strong></p><p data-mce-fragment="1"><br data-mce-fragment="1"></p><p data-mce-fragment="1"><span class="ql-cursor" data-mce-fragment="1"></span><span data-mce-fragment="1">Wirelessly connects SetApp-enabled SolarEdge inverters to an Internet router - Easy installation and configuration via SetApp, leveraging a Wireless station built into the inverter - Antenna is located external to the inverter and supports up to two repeaters for extended range - The Wireless Gateway supports up to eight SolarEdge inverters on a single wireless network.</span></p><p data-mce-fragment="1">Â </p><p data-mce-fragment="1"><a href="https://cdn.shopify.com/s/files/1/0566/3408/1340/files/2872_570-1203_Data_Sheet.pdf?v=1676395762"><strong>ï»¿DATA SHEET</strong></a></p>
USMS100-0638 | 33.59 | R130-2.0B | PROSOLAR ROOFTRAC R130-2.0B 130" (11') BLACK 2" DEEP RAIL | <table width="100%" data-mce-fragment="1"><tbody data-mce-fragment="1"><tr data-mce-fragment="1"><td style="width: 955.59px;" data-mce-fragment="1" data-mce-style="width: 955.59px;"><strong>PROSOLAR ROOFTRAC R130-2.0B 130" (11') BLACK 2" DEEP RAIL</strong></td></tr><tr data-mce-fragment="1"><td style="width: 955.59px;" data-mce-fragment="1" data-mce-style="width: 955.59px;"><p>The RoofTrac mounting system consists of support rails and top-down clamping hardware which is integrated with either a TileTrac or FastJack attachment device. The RoofTrac mounting system can be utilized on virtually all standard construction residential roof-tops, mounting 4â€™ on center, to install the majority of popular framed solar modules. The RoofTrac support rail is designed to conceal all attachment hardware. All connections are made inside the support rail hidden from view.<br></p></td></tr></tbody></table><p><strong><br>SPECIFICATIONS</strong></p><table width="100%"><tbody><tr><td style="width: 48.2638%;"><span>Model</span></td><td style="width: 47.7362%;"><span>R130-2.0B</span></td></tr><tr><td style="width: 48.2638%;"><span>Series</span></td><td style="width: 47.7362%;"><span>-</span></td></tr><tr><td style="width: 48.2638%;"><span>Manufacturer</span></td><td style="width: 47.7362%;"><span>ProSolar</span></td></tr></tbody></table><p><strong><br>GENERAL SPECIFICATIONS</strong><br></p><table width="100%"><tbody><tr><td style="width: 49.0244%;" data-mce-style="width: 49.0244%;"><span>Item Weight</span></td><td style="width: 47.9756%;" data-mce-style="width: 47.9756%;"><span>5 lb</span></td></tr><tr><td style="width: 49.0244%;" data-mce-style="width: 49.0244%;"><span>Dimensions (LxWxH)</span></td><td style="width: 47.9756%;" data-mce-style="width: 47.9756%;"><span>130 x 2 x 2 inches</span></td></tr><tr><td style="width: 49.0244%;" data-mce-style="width: 49.0244%;"><span>Product Line</span></td><td style="width: 47.9756%;" data-mce-style="width: 47.9756%;"><span>RoofTrac</span></td></tr><tr><td style="width: 49.0244%;" data-mce-style="width: 49.0244%;"><span>Material</span></td><td style="width: 47.9756%;" data-mce-style="width: 47.9756%;"><span>Anodized Aluminium</span></td></tr></tbody></table><p>Â </p><p><strong>Warranty</strong><br data-mce-fragment="1"></p><ul><li>Manufacturer Warranty 1 Year</li></ul><p>* Refer to warranty document for terms and conditions<br data-mce-fragment="1"></p><table width="100%"><tbody></tbody></table><p><br><strong>Detailed Information</strong><br></p><p>Typically used with RoofTracÂ®, GroundTracÂ® and SolarWedgeÂ® Mounting Systems.</p><p>RoofTracÂ® Tilt Kit or SolarWedgeÂ® used for residential flat roofs.</p><p>Each system engineered and load tested to 45lb/sq. ft., equivalent of 125 mph winds per 2013 CBC / 2012 IBC / ASCE 7-10 to ensure safety and quality.</p><p>Spans 6 foot on center (30 lb/ft2 snow load) and 10 foot on center (non-snow load).</p><p><strong>High reliability</strong></p><p>The most cost effective and easy to install rail mounting system.</p><p>Aluminum and Stainless Steel components for corrosion resistance and strength.</p><p>Sleek, low profile design for great looking installs.</p><p>Designed for use with ProSolar FastJackÂ® or TileTracÂ® attachments.</p><p><strong>Quality and certifications</strong><br></p><p>2016 UL2703 (5000amp bond tested)</p><p>UL System Fire Class Rating A, Type 1 &amp; 2 Modules</p><p>2016 California Building Code</p><p>2015 International Building Code</p>
USEC001-0087 | 673.11 | CELL-A-R05-US-S-S4 | Solaredge CELL-B-R05-US-S-S4 Commercial Cellular Plug-in W/ 5 Year Data Plan, â‰¤200kw | <div data-testid="conversation-turn-62" class="group w-full text-token-text-primary border-b border-black/10 dark:border-gray-900/50 bg-gray-50 dark:bg-[#444654]"><div class="p-4 justify-center text-base md:gap-6 md:py-6 m-auto"><div class="flex flex-1 gap-4 text-base mx-auto md:gap-6 md:max-w-2xl lg:max-w-[38rem] xl:max-w-3xl }"><div class="relative flex w-[calc(100%-50px)] flex-col gap-1 md:gap-3 lg:w-[calc(100%-115px)]"><div class="flex flex-grow flex-col gap-3 max-w-full"><div class="min-h-[20px] flex flex-col items-start gap-3 overflow-x-auto whitespace-pre-wrap break-words"><div class="markdown prose w-full break-words dark:prose-invert light"><p>The SolarEdge CELL-B-R05-US-S-S4 Cellular Plug-In is a commercial-grade connectivity solution designed exclusively for SetApp Enabled SolarEdge inverters of 208V or 480V, with capacities up to 200kW-AC. This plug-in comes with a 5-year Sprint prepaid data plan and is intended for use in the United States only. It provides a hassle-free way to connect your SolarEdge inverters to the internet for real-time monitoring, diagnostics, and reporting, thereby reducing or eliminating the need for additional on-site internet infrastructure.</p><h2>Features</h2><ul><li><strong>SetApp Enabled</strong>: Specifically designed for use with SolarEdge commercial inverters that are SetApp Enabled.</li><li><strong>High Capacity</strong>: Supports inverters with capacities up to 200kW-AC.</li><li><strong>Prepaid Data Plan</strong>: Comes with a 5-year Sprint prepaid data plan.</li><li><strong>US-Only Use</strong>: Designed for use exclusively within the United States.</li></ul><h2>Specifications</h2><h3>General</h3><ul><li><strong>Model</strong>: CELL-B-R05-US-S-S4</li><li><strong>Compatibility</strong>: SetApp Enabled SolarEdge Commercial Inverters (208 or 480V), up to 200kW-AC</li><li><strong>Data Plan</strong>: 5-Year Sprint Prepaid Data Plan</li><li><strong>Use</strong>: United States Only</li></ul><h3>Physical</h3><ul><li><strong>Dimensions</strong>: Not specified</li><li><strong>Weight</strong>: Not specified</li></ul><h2>Warranty</h2><ul><li>Not specified<br><em>Note: Refer to warranty document for terms and conditions.</em></li></ul><h2>Documentation</h2><ul><li><a href="https://cdn.shopify.com/s/files/1/0566/3408/1340/files/2863_570-0242_Data_Sheet.pdf?v=1676395372" target="_new">Data Sheet</a></li></ul><h2>Detailed Information</h2><p>This Cellular Plug-In is a straightforward, plug-and-play solution for enabling internet connectivity for SolarEdge commercial inverters. Its compatibility with SetApp enabled inverters and a 5-year Sprint prepaid data plan makes it a cost-effective and reliable solution for real-time monitoring and troubleshooting without the need for extra internet infrastructure.</p><h2>High Reliability</h2><ul><li><strong>Plug-and-Play</strong>: Easy installation and setup.</li><li><strong>Real-Time Monitoring</strong>: Enables real-time diagnostics and reporting.</li><li><strong>Cost-Effective</strong>: Eliminates the need for additional internet infrastructure.</li></ul><p>Note: Physical dimensions and warranty information are not specified in the provided data. Please refer to the official data sheet for comprehensive details.</p></div></div></div><div class="flex justify-between lg:block"><div class="text-gray-400 flex self-end lg:self-center justify-center mt-2 gap-2 md:gap-3 lg:gap-1 lg:absolute lg:top-0 lg:translate-x-full lg:right-0 lg:mt-0 lg:pl-2 visible"><button class="flex ml-auto gap-2 rounded-md p-1 hover:bg-gray-100 hover:text-gray-700 dark:text-gray-400 dark:hover:bg-gray-700 dark:hover:text-gray-200 disabled:dark:hover:text-gray-400"><svg xmlns="http://www.w3.org/2000/svg" width="1em" height="1em" class="h-4 w-4" stroke-linejoin="round" stroke-linecap="round" viewbox="0 0 24 24" stroke-width="2" fill="none" stroke="currentColor"><path d="M16 4h2a2 2 0 0 1 2 2v14a2 2 0 0 1-2 2H6a2 2 0 0 1-2-2V6a2 2 0 0 1 2-2h2"></path><rect ry="1" rx="1" height="4" width="8" y="2" x="8"></rect></svg></button><div class="flex gap-1"></div></div></div></div></div></div></div>
USMS100-0082 | 4.3182 | XR100-BOSS-01-M1 | Ironridge XR100-BOSS-01-M1 Mill Bonded Structural Splice | <table data-mce-fragment="1" width="100%"><tbody data-mce-fragment="1"><tr data-mce-fragment="1"><td data-mce-fragment="1"><strong>IRONRIDGE XR100-BOSS-01-M1 MILL BONDED STRUCTURAL SPLICE</strong></td></tr><tr data-mce-fragment="1"><td data-mce-fragment="1"><p><span>The BOSS (Bonded Structural Splice) provides a strong, bonded connection for XR Rails. No assembly, tools, or hardware required. The built-in bonding spring has teeth that bite into rail, creating a connection that meets all UL standards. The BOSS eliminates restrictions around splice locations. Place it anywhere along the span (except the outside cantilever).</span></p><table width="100%"><tbody><tr><td><table width="100%"><tbody><tr><td style="width: 51.4725%;" data-mce-style="width: 51.4725%;"></td><td style="width: 45.8759%;" data-mce-style="width: 45.8759%;"><br></td></tr><tr><td style="width: 51.4725%;" data-mce-style="width: 51.4725%;"><div style="text-align: start;"><img src="https://cdn.shopify.com/s/files/1/0566/3408/1340/files/Screenshot_15_480x480.png?v=1676539817" alt="Description image" style="margin-bottom: 16px; float: none;"></div></td><td style="width: 45.8759%;" data-mce-style="width: 45.8759%;"><br></td></tr><tr><td style="width: 51.4725%;" data-mce-style="width: 51.4725%;"></td><td style="width: 45.8759%;" data-mce-style="width: 45.8759%;"></td></tr></tbody></table><strong>Specifications</strong><table width="100%"><tbody><tr><td style="width: 48.2638%;" data-mce-style="width: 48.2638%;"><span>Model</span></td><td style="width: 47.7362%;" data-mce-style="width: 47.7362%;">IRONRIDGE XR100-BOSS-01-M1</td></tr><tr><td style="width: 48.2638%;" data-mce-style="width: 48.2638%;"><span>Series</span></td><td style="width: 47.7362%;" data-mce-style="width: 47.7362%;">XR100 Bonded Splice</td></tr><tr><td style="width: 48.2638%;" data-mce-style="width: 48.2638%;"><span>Manufacturer</span></td><td style="width: 47.7362%;" data-mce-style="width: 47.7362%;">Iron Ridge<br></td></tr></tbody></table></td></tr></tbody></table><p><br><strong>GENERAL SPECIFICATION</strong><br></p><table width="100%"><tbody><tr></tr><tr><td style="width: 49.0244%;" data-mce-style="width: 49.0244%;">TypeÂ </td><td style="width: 47.9756%;" data-mce-style="width: 47.9756%;"><span>Splice</span></td></tr><tr><td style="width: 49.0244%;" data-mce-style="width: 49.0244%;">Dimension<br></td><td style="width: 47.9756%;" data-mce-style="width: 47.9756%;">12 Inch</td></tr><tr><td style="width: 49.0244%;" data-mce-style="width: 49.0244%;">MaterialÂ </td><td style="width: 47.9756%;" data-mce-style="width: 47.9756%;">Aluminum</td></tr><tr><td style="width: 49.0244%;" data-mce-style="width: 49.0244%;">ColorÂ </td><td style="width: 47.9756%;" data-mce-style="width: 47.9756%;">Silver<br></td></tr><tr><td style="width: 49.0244%;" data-mce-style="width: 49.0244%;">ApplicationÂ </td><td style="width: 47.9756%;" data-mce-style="width: 47.9756%;"><span>Residential</span></td></tr></tbody></table><p><strong>Warranty</strong><br data-mce-fragment="1"></p><ul><li>25 Years Product Warranty.<br></li></ul><p>* Refer to warranty document for terms and conditions<br data-mce-fragment="1"><strong>Documentation</strong></p><table width="100%"><tbody><tr><td style="width: 24%;" data-mce-style="width: 24%;"><a href="https://cdn.shopify.com/s/files/1/0566/3408/1340/files/ZZ084700251_DS.pdf?v=1678425296"><span style="color: #2b00ff;" data-mce-style="color: #2b00ff;">Data Sheet</span></a></td></tr></tbody></table><p><br><strong>Detailed Information</strong></p><p><span>The XR100-BOSS-01-M1 BOSSâ„¢ (Bonded Structural Splice) provides a truly seamless, hidden connection for XR-100 Rails. The built-in bonding springs have teeth that bite inside the rail, creating a bonded rail connection that meets all UL standards without any extra tools or hardware. In addition, the BOSSâ„¢ eliminates installation restrictions around splice locations by allowing you to place it anywhere along the span, except the outside cantilever.</span></p><p><strong>High reliability</strong></p><p>Cell interconnections and diode placement use well-established industry practice and are field-proven to provide excellent reliability.</p><p>Protect against buckling</p><p>Safely and efficiently transfer loads to the building structure</p><p>Superior spanning capability requires fewer roof attchments, reducing the number of roof penetrations</p><p>Compatible with flat &amp; pitched roofs</p></td></tr></tbody></table>
USSE100-0269 | 249.81 | CELLMODKIT-US-10 | SMA CELLMODKIT-US-10 Cellular Kit | <table width="100%" data-mce-fragment="1"><tbody data-mce-fragment="1"><tr data-mce-fragment="1"><td style="width: 955.59px;" data-mce-fragment="1" data-mce-style="width: 955.59px;"><strong>Sma CELLMODKIT-US-10 Cellular Kit</strong></td></tr><tr data-mce-fragment="1"><td style="width: 955.59px;" data-mce-fragment="1" data-mce-style="width: 955.59px;"><p data-mce-fragment="1"><span>The SMA Cellular LTE Modem Kit allows for direct data transmission between the Sunny Boy inverter to the cloud based Sunny Portal via a cellular network as an alternative to data transmission via Ethernet or WLAN. The SMA Cellular LTE Modem Kit transmits solar production data up to four times per day to Sunny Portal. The SMA Cellular LTE Modem Kit</span><br><span>includes a 5 year prepaid data plan.<br></span></p></td></tr></tbody></table><p><strong><br>SPECIFICATIONS</strong><br></p><table width="100%"><tbody><tr><td style="width: 48.2638%;"><span>Model</span></td><td style="width: 47.7362%;">CELLMODKIT-US-10</td></tr><tr><td style="width: 48.2638%;"><span>Series</span></td><td style="width: 47.7362%;"><span>-</span></td></tr><tr><td style="width: 48.2638%;"><span>Manufacturer</span></td><td style="width: 47.7362%;">SMA</td></tr></tbody></table><p><br><strong><br>GENERAL SPECIFICATIONS</strong><br></p><table width="100%"><tbody><tr><td style="width: 49.0244%;" data-mce-style="width: 49.0244%;"><span>Type</span></td><td style="width: 47.9756%;" data-mce-style="width: 47.9756%;"><span>Modem Kit</span></td></tr><tr><td style="width: 49.0244%;" data-mce-style="width: 49.0244%;">Color</td><td style="width: 47.9756%;" data-mce-style="width: 47.9756%;">Silver</td></tr><tr><td style="width: 49.0244%;" data-mce-style="width: 49.0244%;"><span>Dimensions</span></td><td style="width: 47.9756%;" data-mce-style="width: 47.9756%;"><span>4.33 x 3.26 x 1 In.</span></td></tr><tr><td style="width: 49.0244%;" data-mce-style="width: 49.0244%;"><span>Weight</span></td><td style="width: 47.9756%;" data-mce-style="width: 47.9756%;"><span>0.44 Lbs</span></td></tr></tbody></table><p><strong>Warranty</strong><br data-mce-fragment="1"></p><ul><li>Manufacturer 5 Years Warranty</li></ul><p>* Refer to warranty document for terms and conditions<br data-mce-fragment="1"><strong>Documentation</strong></p><table width="100%"><tbody><tr><td style="width: 24%;" data-mce-style="width: 24%;"><a href="https://cdn.myced.com/images/Products/ZZ0000/ZZ0249/00000/ZZ024900130_DS.pdf"><span style="color: #2b00ff;" data-mce-style="color: #2b00ff;">Data Sheet</span></a></td></tr></tbody></table><p><br><strong>Detailed Information</strong></p><p><span>The SMA Cellular LTE Modem Kit allows for direct data transmission between the Sunny Boy inverter to the cloud based Sunny Portal via a cellular network as an alternative to data transmission via Ethernet or WLAN. The SMA Cellular LTE Modem Kit transmits solar production data up to four times per day to Sunny Portal. The SMA Cellular LTE Modem Kit includes a 5 year prepaid data plan, which can be extended upon request.</span></p><p><span></span><strong>High Reliability</strong></p><p>Reliable Cell Signal Strength - High-speed 4G LTE modem provides the most comprehensive coverage</p><p>Perfect Alignment - Designed for integration with Power+ Solution</p>
USCG001-0004 | 800.27 | ENV-IQ-AM3-3P | Enphase Envoy ENV-IQ-AM3-3P Communications Gateway | <div class="flex-1 overflow-hidden"><div class="react-scroll-to-bottom--css-eowqn-79elbk h-full dark:bg-gray-800"><div class="react-scroll-to-bottom--css-eowqn-1n7m0yu"><div class="flex flex-col text-sm dark:bg-gray-800"><div data-testid="conversation-turn-104" class="group w-full text-token-text-primary border-b border-black/10 dark:border-gray-900/50 bg-gray-50 dark:bg-[#444654]"><div class="p-4 justify-center text-base md:gap-6 md:py-6 m-auto"><div class="flex flex-1 gap-4 text-base mx-auto md:gap-6 md:max-w-2xl lg:max-w-[38rem] xl:max-w-3xl }"><div class="relative flex w-[calc(100%-50px)] flex-col gap-1 md:gap-3 lg:w-[calc(100%-115px)]"><div class="flex flex-grow flex-col gap-3 max-w-full"><div class="min-h-[20px] flex flex-col items-start gap-3 overflow-x-auto whitespace-pre-wrap break-words"><div class="markdown prose w-full break-words dark:prose-invert light"><p>The Enphase IQ Commercial Envoy is a three-phase gateway designed for detailed remote maintenance and management of Enphase IQ Systems. This powerful gateway sends data on solar output and energy consumption to Enphase Enlighten monitoring and analysis applications, providing comprehensive insights into your solar system's performance.</p><p><strong>Key Features:</strong></p><ul><li><strong>Meter Accuracy:</strong> +/- 0.5% accuracy with Solid-Core CT.</li><li><strong>Consumption Metering:</strong> Available when used with Split-Core CTs.</li><li><strong>Integration:</strong> The Envoy IQ seamlessly integrates with IQ Microinverters and the Enphase IQ Battery, serving as the central platform for total energy management.</li><li><strong>Output Metering:</strong> Integrated output metering provides precise data on energy production.</li><li><strong>Optional Consumption Tracking:</strong> The gateway offers the option for consumption tracking, allowing you to monitor energy consumption as well.</li><li><strong>Warranty:</strong> The product is covered by Enphase's limited warranty, providing peace of mind regarding defects in workmanship and materials for the specified warranty periods.</li></ul><p><strong>Warranty:</strong> Enphase Energy, Inc. ("Enphase") offers a limited warranty that covers defects in workmanship and materials for various Enphase products. The warranty periods are as follows:</p><ul><li>25 Years: IQ7, IQ7 Plus, IQ7X, IQ6, IQ6 Plus, M215/250, S230/280, and C250 Microinverters.</li><li>5 Years: Envoy, IQ Envoy, IQ Combiner+, IQ Combiner, IQ Commercial Envoy, Q Aggregator, Q Commercial Aggregator, Envoy-S Standard, Envoy-S Metered, Mobile Connect, Consumption CT, AC Combiner Box.</li></ul><p>The Enphase IQ Commercial Envoy 3 Phase ensures that you have the tools to monitor, manage, and optimize your three-phase Enphase IQ System effectively. With its accurate metering capabilities and warranty coverage, it's a reliable choice for your solar energy management needs.</p></div></div></div><div class="flex justify-between lg:block"><div class="text-gray-400 flex self-end lg:self-center justify-center mt-2 gap-2 md:gap-3 lg:gap-1 lg:absolute lg:top-0 lg:translate-x-full lg:right-0 lg:mt-0 lg:pl-2 visible"><button class="flex ml-auto gap-2 rounded-md p-1 hover:bg-gray-100 hover:text-gray-700 dark:text-gray-400 dark:hover:bg-gray-700 dark:hover:text-gray-200 disabled:dark:hover:text-gray-400"><svg xmlns="http://www.w3.org/2000/svg" width="1em" height="1em" class="h-4 w-4" stroke-linejoin="round" stroke-linecap="round" viewbox="0 0 24 24" stroke-width="2" fill="none" stroke="currentColor"><path d="M16 4h2a2 2 0 0 1 2 2v14a2 2 0 0 1-2 2H6a2 2 0 0 1-2-2V6a2 2 0 0 1 2-2h2"></path><rect ry="1" rx="1" height="4" width="8" y="2" x="8"></rect></svg></button><div class="flex gap-1"></div></div></div></div></div></div></div><div class="h-32 md:h-48 flex-shrink-0"><br></div></div></div></div></div><div class="absolute bottom-0 left-0 w-full border-t md:border-t-0 dark:border-white/20 md:border-transparent md:dark:border-transparent md:bg-vert-light-gradient bg-white dark:bg-gray-800 md:!bg-transparent dark:md:bg-vert-dark-gradient pt-2 md:pl-2 md:w-[calc(100%-.5rem)]"><form class="stretch mx-2 flex flex-row gap-3 last:mb-2 md:mx-4 md:last:mb-6 lg:mx-auto lg:max-w-2xl xl:max-w-3xl"><div class="relative flex h-full flex-1 items-stretch md:flex-col"><div><div class="h-full flex ml-1 md:w-full md:m-auto md:mb-4 gap-0 md:gap-2 justify-center"><br></div></div></div></form></div><ul></ul>
USEC001-0084 | 306.33 | SE-GSM-R05-US-S2 | Solaredge SE-GSM-R05-US-S2 Cellular Plug-in For Storedge Inverters W/ 5 Year Data Plan | <div data-testid="conversation-turn-56" class="group w-full text-token-text-primary border-b border-black/10 dark:border-gray-900/50 bg-gray-50 dark:bg-[#444654]"><div class="p-4 justify-center text-base md:gap-6 md:py-6 m-auto"><div class="flex flex-1 gap-4 text-base mx-auto md:gap-6 md:max-w-2xl lg:max-w-[38rem] xl:max-w-3xl }"><div class="relative flex w-[calc(100%-50px)] flex-col gap-1 md:gap-3 lg:w-[calc(100%-115px)]"><div class="flex flex-grow flex-col gap-3 max-w-full"><div class="min-h-[20px] flex flex-col items-start gap-3 overflow-x-auto whitespace-pre-wrap break-words"><div class="markdown prose w-full break-words dark:prose-invert light"><p>The SolarEdge SE-GSM-R05-US-S2 Cellular Modem is a state-of-the-art communications solution designed for SolarEdge StorEdge Inverters. This modem simplifies setup by providing wireless communication between the inverter and the SolarEdge monitoring server. Once installed, it enables module-level monitoring for up to 2 batteries, 60 optimizers, and 2 consumption meters, all without the need for an internet connection at the installation site. This product comes with a 5-year prepaid plan and is designed for use in the United States only. It is compatible with T-Mobile networks.</p><h2>Features</h2><ul><li><strong>Wireless Communication</strong>: Provides wireless connectivity between the SolarEdge StorEdge Inverter and the SolarEdge monitoring server.</li><li><strong>Simplified Setup</strong>: Designed for internal installation within a SolarEdge StorEdge Inverter and connects to an external antenna.</li><li><strong>Comprehensive Monitoring</strong>: Enables monitoring of up to 2 batteries, 60 optimizers, and 2 consumption meters.</li><li><strong>Internet-Free Operation</strong>: Does not require an internet connection at the installation site.</li><li><strong>Carrier Compatibility</strong>: Works with T-Mobile networks.</li><li><strong>5-Year Prepaid Plan</strong>: Comes with a 5-year prepaid plan for hassle-free operation.</li></ul><h2>Compatibility</h2><ul><li>Designed specifically for SolarEdge StorEdge 7.6 kW inverters.</li></ul><h2>Specifications</h2><ul><li><strong>Model</strong>: SE-GSM-R05-US-S2</li><li><strong>Carrier Compatibility</strong>: T-Mobile</li><li><strong>Prepaid Plan</strong>: 5 years (included)</li><li><strong>Max Number of Batteries</strong>: Up to 2</li><li><strong>Max Number of Optimizers</strong>: Up to 60</li><li><strong>Max Number of Consumption Meters</strong>: Up to 2</li><li><strong>Country of Use</strong>: United States Only</li></ul><p><strong>Note</strong>: Specific weight and dimensions were not provided in the original HTML description. Please refer to the <a href="https://cdn.shopify.com/s/files/1/0566/3408/1340/files/2865_570-0182_Data_Sheet.pdf?v=1676394179" target="_new">Datasheet</a> for more detailed specifications.</p></div></div></div><div class="flex justify-between lg:block"><div class="text-gray-400 flex self-end lg:self-center justify-center mt-2 gap-2 md:gap-3 lg:gap-1 lg:absolute lg:top-0 lg:translate-x-full lg:right-0 lg:mt-0 lg:pl-2 visible"><button class="flex ml-auto gap-2 rounded-md p-1 hover:bg-gray-100 hover:text-gray-700 dark:text-gray-400 dark:hover:bg-gray-700 dark:hover:text-gray-200 disabled:dark:hover:text-gray-400"><svg xmlns="http://www.w3.org/2000/svg" width="1em" height="1em" class="h-4 w-4" stroke-linejoin="round" stroke-linecap="round" viewbox="0 0 24 24" stroke-width="2" fill="none" stroke="currentColor"><path d="M16 4h2a2 2 0 0 1 2 2v14a2 2 0 0 1-2 2H6a2 2 0 0 1-2-2V6a2 2 0 0 1 2-2h2"></path><rect ry="1" rx="1" height="4" width="8" y="2" x="8"></rect></svg></button><div class="flex gap-1"></div></div></div></div></div></div></div>
USMS100-0367 | 4.2 | CCLAMPD1 | Unirac Nxt Horizon CCLAMPD1 Dark Mid/end Combo Clamp, 30-40mm | <table width="100%" data-mce-fragment="1"><tbody data-mce-fragment="1"><tr data-mce-fragment="1"><td style="width: 955.59px;" data-mce-fragment="1" data-mce-style="width: 955.59px;"><strong>UNIRAC NXT HORIZON CCLAMPD1 DARK MID/END COMBO CLAMP, 30-40MM</strong></td></tr><tr data-mce-fragment="1"><td style="width: 955.59px;" data-mce-fragment="1" data-mce-style="width: 955.59px;"><p><span>TheÂ UNIRAC System is designed to meet the needs of commercial solar - navigating complex roof layouts, while also handling the most extreme environmental conditions.</span><br></p><p><strong>SPECIFICATIONS</strong></p><table width="100%"><tbody><tr><td style="width: 48.2638%;" data-mce-style="width: 48.2638%;"><span>Model</span></td><td style="width: 47.7362%;" data-mce-style="width: 47.7362%;">UNIRAC CCLAMPD1</td></tr><tr><td style="width: 48.2638%;" data-mce-style="width: 48.2638%;"><span>Series</span></td><td style="width: 47.7362%;" data-mce-style="width: 47.7362%;">-</td></tr><tr><td style="width: 48.2638%;" data-mce-style="width: 48.2638%;"><span>Manufacturer</span></td><td style="width: 47.7362%;" data-mce-style="width: 47.7362%;">UNIRAC<br></td></tr></tbody></table></td></tr></tbody></table><p><br><strong>GENERAL SPECIFICATION</strong><br></p><table width="100%"><tbody><tr><td style="width: 49.0244%;" data-mce-style="width: 49.0244%;"><div class="field--label">Type</div></td><td style="width: 47.9756%;" data-mce-style="width: 47.9756%;"><span>Clamp</span></td></tr><tr><td style="width: 49.0244%;" data-mce-style="width: 49.0244%;"><span data-mce-fragment="1">Weight</span><br></td><td style="width: 47.9756%;" data-mce-style="width: 47.9756%;"><span data-mce-fragment="1">3.5 lb</span><br></td></tr><tr><td style="width: 49.0244%;" data-mce-style="width: 49.0244%;">Color<br></td><td style="width: 47.9756%;" data-mce-style="width: 47.9756%;"><div class="product--variation-field--variation_field_product_material__9800 field field--name-field-product-material field--type-string field--label-inline"><div class="field--item">Black<br></div></div></td></tr><tr><td style="width: 49.0244%;" data-mce-style="width: 49.0244%;"><span>Application</span></td><td style="width: 47.9756%;" data-mce-style="width: 47.9756%;"><span>Residential</span></td></tr></tbody></table><p><strong>Warranty</strong><br data-mce-fragment="1"></p><ul><li>25Â Year Standard Warranty.</li></ul><p>* Refer to warranty document for terms and conditions<br data-mce-fragment="1"><strong>Documentation</strong></p><table width="100%"><tbody><tr><td style="width: 24%;" data-mce-style="width: 24%;"><span style="color: #2b00ff;" data-mce-style="color: #2b00ff;">Data Sheet</span></td></tr></tbody></table><p><br><strong>Detailed Information</strong><br></p><section id="product-description" class="description"><div class="product--variation-field--variation_field_product_description__9770 field field--name-field-product-description field--type-text-long field--label-hidden field--item"><p>This end cap is a simple piece that attaches to the end of the each rail, creating a clean, and flush look for your racking system.</p></div></section><div class="product--variation-field--variation_field_product_data_store__9770 field field--name-field-product-data-store field--type-entity-reference field--label-hidden field--item"><div class="eck-entity"><strong>High reliability</strong><br></div></div><p>Cell interconnections and diode placement use well-established industry practice and are field-proven to provide excellent reliability.</p><p>Made with Hard Metal</p><p>Strong in Structure</p>
USBE100-0050 | 72.14 | TS4-R 150-00000-50 | SMA TS4-R 150-00000-50 Communications Gateway | <p data-mce-fragment="1"><strong data-mce-fragment="1">SMA, TS4-R, Gateway, Used with Cloud Connect &amp; TS4-R Add-on-Module, 150-00000-50</strong></p><p data-mce-fragment="1"><br data-mce-fragment="1"></p><p data-mce-fragment="1">The Gateway allows up to 120 TS4-R components to communicate wirelessly. It has a range of up to 15 meters and can be conveniently mounted on the back of the module or the substructure. A wired RS485 link is used to connect to Cloud Connect Advanced.</p>
USMS100-0650 | 10.29 | ProteaBracket-AL | S-5! Proteabracket-AL Aluminum Bracket | <table width="100%" data-mce-fragment="1"><tbody data-mce-fragment="1"><tr data-mce-fragment="1"><td style="width: 955.59px;" data-mce-fragment="1" data-mce-style="width: 955.59px;"><strong>S-5! PROTEABRACKET-AL ALUMINUM BRACKET</strong></td></tr><tr data-mce-fragment="1"><td style="width: 955.59px;" data-mce-fragment="1" data-mce-style="width: 955.59px;"><p>The ProteaBracket is the most versatile Solar PV attachment solution on the market. It fits most trapezoidal sheet profiles, including pre-assembled foam core panels (IMPs - Insulated Metal Panels).<br></p></td></tr></tbody></table><p><strong><br>SPECIFICATIONS</strong></p><table width="100%"><tbody><tr><td style="width: 48.2638%;"><span>Model</span></td><td style="width: 47.7362%;">ProteaBracket-AL</td></tr><tr><td style="width: 48.2638%;"><span>Series</span></td><td style="width: 47.7362%;"><span>-</span></td></tr><tr><td style="width: 48.2638%;"><span>Manufacturer</span></td><td style="width: 47.7362%;">S-5!</td></tr></tbody></table><p><strong><br>GENERAL SPECIFICATIONS</strong><br></p><table width="100%"><tbody><tr><td style="width: 49.0244%;" data-mce-style="width: 49.0244%;"><span>Item Weight</span></td><td style="width: 47.9756%;" data-mce-style="width: 47.9756%;"><span>0.395 lb</span></td></tr><tr><td style="width: 49.0244%;" data-mce-style="width: 49.0244%;"><span>Dimensions (LxWxH)</span></td><td style="width: 47.9756%;" data-mce-style="width: 47.9756%;"><span>3 x 3 x 2.75 inches</span></td></tr><tr><td style="width: 49.0244%;" data-mce-style="width: 49.0244%;"><span>Material</span></td><td style="width: 47.9756%;" data-mce-style="width: 47.9756%;"><span>Aluminum</span></td></tr><tr><td style="width: 49.0244%;" data-mce-style="width: 49.0244%;"><span mce-data-marked="1">Type</span></td><td style="width: 47.9756%;" data-mce-style="width: 47.9756%;">Bracket</td></tr></tbody></table><p><strong><br>Warranty</strong><br data-mce-fragment="1"></p><ul><li>Manufacturer WarrantyÂ 25 Years</li><li>Performance Warranty Lifetime Warranty</li></ul><p>* Refer to warranty document for terms and conditions<br data-mce-fragment="1"><strong>Documentation</strong></p><table width="100%"><tbody><tr><td style="width: 24%;" data-mce-style="width: 24%;"><a href="https://connect.soligent.net/site/Item%20Documents/2361_260-0588%20Brochure.pdf"><span style="color: #2b00ff;" data-mce-style="color: #2b00ff;">Data Sheet</span></a></td></tr></tbody></table><p><br><strong>Detailed Information</strong><br></p><p>Adjustable attachment base to accommodate varying rib widths, heights, and angles with multiple module mounting options</p><p><strong>High reliability</strong></p><p>Attached to the sheeting-only, no messy sealants and comes with a factory-applied, EPDM pad to ensure quick installation and a weather-proof fit</p>
USCG001-0016 | 425 | 865-0330 | Schneider 865-0330 Insight Home Energy Management Device | <p>The <strong>Schneider 865-0330 Insight Home Energy Management Device</strong> is a cutting-edge solution designed to enhance the efficiency and control of residential energy systems. This device is a key component of Schneider Electric's Insight Home ecosystem, tailored to provide homeowners with a comprehensive energy management experience. With its advanced features and user-friendly interface, it empowers users to optimize their energy usage, monitor system performance, and make informed decisions regarding their energy consumption.</p><p><strong>Specifications:</strong></p><ul><li><strong>Product Name:</strong> Schneider 865-0330 Insight Home Energy Management Device</li><li><strong><span data-mce-fragment="1">Dimensions (LxWxH): </span></strong>1.6 x 5.2 x 3 inches<br></li><li><span><strong>Item Weight:</strong> 0.5 lb</span></li></ul><p><strong>Key Features:</strong></p><ul><li><p><strong>Efficient Energy Management:</strong> The Schneider 865-0330 device enables homeowners to effectively manage their energy consumption, leading to potential cost savings and a reduced environmental footprint.</p></li><li><p><strong>Intuitive Interface:</strong> It offers an intuitive user interface that simplifies the monitoring and control of energy systems, making it accessible for users of all backgrounds.</p></li><li><p><strong>Seamless Integration:</strong> This device seamlessly integrates with Schneider Electric's Insight Home ecosystem, providing a comprehensive solution for residential energy management.</p></li><li><p><strong>Real-time Monitoring:</strong> Users can monitor their energy usage and system performance in real-time, allowing them to make informed decisions about their energy consumption.</p></li><li><p><strong>User-friendly App:</strong> Schneider Electric offers a user-friendly mobile app that allows homeowners to control their energy systems remotely and receive insights into their energy usage.</p></li></ul><p><strong>Documentation:</strong></p><ul><li>For detailed specifications and additional information, please refer to the product documentation provided by Schneider Electric.</li></ul><p>The Schneider 865-0330 Insight Home Energy Management Device is an essential tool for homeowners looking to take control of their energy consumption and optimize the performance of their residential energy systems.</p>
USSE100-0270 | 810.88 | 865-0335 | Schneider 865-0335 Insight Facility (Gateway) | <p><strong>Schneider Electric, Insight Facility (Gateway), 865-0335</strong></p><p>Dive into the future of energy management with Schneider Electric's Insight Facility â€“ a key component of the state-of-the-art Insight energy management ecosystem. Designed for solar and storage applications, this product seamlessly integrates with the Insight app, providing users an intuitive and comprehensive overview of their energy systems.</p><p><strong>Key Features:</strong></p><ul><li><p><strong>Intuitive Energy Management:</strong> Insight brings in a revolution, offering both mobile and web-browser based interfaces. With its user-friendly design, both homeowners and professionals can monitor and manage their energy resources with ease.</p></li><li><p><strong>Versatility in Application:</strong> While the Insight Home is tailor-made for smaller residential systems, the Insight Facility is crafted to support larger residential and small commercial applications. This ensures you always have the right tool for your needs.</p></li><li><p><strong>Wide Compatibility:</strong> Both the Insight Home and Insight Facility are fully compatible with Schneider Electric's diverse range of solar and storage offerings. This includes the XW and SW lines of storage inverters, MPPT solar charge controllers, and a variety of accessories.</p></li><li><p><strong>Detailed Specifications:</strong> For a deeper dive into the product specifications, you can access the <a href="https://cdn.shopify.com/s/files/1/0566/3408/1340/files/3562_570-1205_Data_Sheet.pdf?v=1676392690" target="_new">DATASHEET</a>.</p></li></ul><p>Harness the power of Schneider Electric's expertise and innovation. Equip your home or facility with the Insight series and elevate your energy management capabilities.</p>
USEC001-0086 | 325.81 | CELL-B-R05-US-S-S2 | Solaredge SE CELL-B-R05-US-S-S2 Residential Cellular Plug-in W/ 5 Year Data Plan | <div class="group w-full text-token-text-primary border-b border-black/10 dark:border-gray-900/50 bg-gray-50 dark:bg-[#444654]" data-testid="conversation-turn-60"><div class="p-4 justify-center text-base md:gap-6 md:py-6 m-auto"><div class="flex flex-1 gap-4 text-base mx-auto md:gap-6 md:max-w-2xl lg:max-w-[38rem] xl:max-w-3xl }"><div class="relative flex w-[calc(100%-50px)] flex-col gap-1 md:gap-3 lg:w-[calc(100%-115px)]"><div class="flex flex-grow flex-col gap-3 max-w-full"><div class="min-h-[20px] flex flex-col items-start gap-3 overflow-x-auto whitespace-pre-wrap break-words"><div class="markdown prose w-full break-words dark:prose-invert light"><p>The SolarEdge SE CELL-B-R05-US-S-S2 is a Residential Cellular Plug-in designed to provide seamless internet connectivity to SolarEdge SetAPP series of commercial inverters. It eliminates or significantly reduces the need for additional internet infrastructure, offering comprehensive coverage across the United States. This device enables remote monitoring and troubleshooting, enhancing the utility and convenience of your SolarEdge systems.</p><h2>Features</h2><ul><li><strong>Plug-and-Play</strong>: Easy integration with SolarEdge SetAPP series of commercial inverters.</li><li><strong>Remote Monitoring</strong>: Enables remote monitoring and troubleshooting through a cellular signal.</li><li><strong>No Internet Infrastructure Needed</strong>: No need for additional internet cabling or devices.</li><li><strong>Comprehensive US Coverage</strong>: Ensures strong and reliable internet connectivity across the United States.</li></ul><h2>Specifications</h2><h3>General</h3><ul><li><strong>Model</strong>: SE CELL-B-R05-US-S-S2</li><li><strong>Series</strong>: N/A</li><li><strong>Manufacturer</strong>: SolarEdge</li><li><strong>Manufacturer Part Number</strong>: CELL-B-R05-US-S-S2</li><li><strong>Voltage</strong>: Not specified</li></ul><h3>Physical</h3><ul><li><strong>Dimensions</strong>: 2 x 2 x 2 inches</li><li><strong>Weight</strong>: 2 lbs</li></ul><h2>Warranty</h2><ul><li>5-Year Manufacturer Warranty<br><em>Note: Refer to warranty document for terms and conditions.</em></li></ul><h2>Documentation</h2><ul><li><a href="https://7534425.app.netsuite.com/core/media/media.nl?id=602766&amp;c=7534425&amp;h=Akly1Dxp5v_4gNzXPnWusSnPa7aqteFJENHYmbpnq2bzmdL4" target="_new">Data Sheet</a></li></ul><h2>Detailed Information</h2><p>This device is specifically tailored for SolarEdge SetAPP series of commercial inverters and provides a reliable internet connection via cell signal. It cuts down or completely negates the need for additional internet infrastructure at the installation site. With extensive coverage across the United States, it ensures that your SolarEdge inverter is always connected, allowing for remote monitoring and troubleshooting.</p><h2>High Reliability</h2><ul><li><strong>No Internet Infrastructure Required</strong>: No need for additional cabling or devices.</li><li><strong>Remote Troubleshooting</strong>: Enables remote analysis and diagnostics.</li><li><strong>Wireless Connectivity</strong>: Connects SolarEdge inverters wirelessly to the Internet.</li></ul></div></div></div><div class="flex justify-between lg:block"><div class="text-gray-400 flex self-end lg:self-center justify-center mt-2 gap-2 md:gap-3 lg:gap-1 lg:absolute lg:top-0 lg:translate-x-full lg:right-0 lg:mt-0 lg:pl-2 visible"><button class="flex ml-auto gap-2 rounded-md p-1 hover:bg-gray-100 hover:text-gray-700 dark:text-gray-400 dark:hover:bg-gray-700 dark:hover:text-gray-200 disabled:dark:hover:text-gray-400"><svg stroke="currentColor" fill="none" stroke-width="2" viewbox="0 0 24 24" stroke-linecap="round" stroke-linejoin="round" class="h-4 w-4" height="1em" width="1em" xmlns="http://www.w3.org/2000/svg"><path d="M16 4h2a2 2 0 0 1 2 2v14a2 2 0 0 1-2 2H6a2 2 0 0 1-2-2V6a2 2 0 0 1 2-2h2"></path><rect x="8" y="2" width="8" height="4" rx="1" ry="1"></rect></svg></button><div class="flex gap-1"></div></div></div></div></div></div></div>
USMS100-0639 | 9.28 | QMCC-A-12 | Quick Mount PV QMCC-A-12 Mill Comp Shingle Flashing | <table data-mce-fragment="1" width="100%"><tbody data-mce-fragment="1"><tr data-mce-fragment="1"><td data-mce-fragment="1" style="width: 955.59px;" data-mce-style="width: 955.59px;"><strong>Quick Mount PV QMCC-A-12 Mill Comp Shingle Flashing</strong></td></tr><tr data-mce-fragment="1"><td data-mce-fragment="1" style="width: 955.59px;" data-mce-style="width: 955.59px;"><p><span>Quick Mount use our proprietary waterproofing technology to seal the roof penetrations and we use aluminum and stainless-steel parts to secure the electrical conduit for the life of the system. Available for composition/asphalt shingle and wood shake roofs.</span></p><p><strong>SPECIFICATIONS</strong></p><table width="100%"><tbody><tr><td style="width: 48.2638%;" data-mce-style="width: 48.2638%;"><span>Model</span></td><td style="width: 47.7362%;" data-mce-style="width: 47.7362%;">QMCC-A-12</td></tr><tr><td style="width: 48.2638%;" data-mce-style="width: 48.2638%;"><span>Series</span></td><td style="width: 47.7362%;" data-mce-style="width: 47.7362%;"><span>-</span></td></tr><tr><td style="width: 48.2638%;" data-mce-style="width: 48.2638%;"><span>Manufacturer</span></td><td style="width: 47.7362%;" data-mce-style="width: 47.7362%;">Quick Mount</td></tr></tbody></table><p>Â </p></td></tr></tbody></table><p><br><strong>GENERAL SPECIFICATIONS</strong><br></p><table width="100%"><tbody><tr><td style="width: 49.0244%;" data-mce-style="width: 49.0244%;"><span>Quantity</span></td><td style="width: 47.9756%;" data-mce-style="width: 47.9756%;">12<span></span></td></tr><tr><td style="width: 49.0244%;" data-mce-style="width: 49.0244%;"><span>Color</span></td><td style="width: 47.9756%;" data-mce-style="width: 47.9756%;"><span>SilverÂ </span></td></tr><tr><td style="width: 49.0244%;" data-mce-style="width: 49.0244%;"><span>Product Line</span></td><td style="width: 47.9756%;" data-mce-style="width: 47.9756%;"><span>QBase</span></td></tr><tr><td style="width: 49.0244%;" data-mce-style="width: 49.0244%;"><span>Finish</span></td><td style="width: 47.9756%;" data-mce-style="width: 47.9756%;"><span>Mill</span></td></tr></tbody></table><p><strong><br>Warranty</strong><br data-mce-fragment="1"></p><ul><li>Manufacturer WarrantyÂ 25 Years</li></ul><p>* Refer to warranty document for terms and conditions<br><br data-mce-fragment="1"></p><table width="100%"><tbody></tbody></table><p><br><strong>Detailed Information</strong><br></p><p><span>These mounts were created by Fast Mount PV to elevate electrical conduit off the roof and protect wiring from overheating. The roof penetrations are sealed with their patented waterproofing technology, and the electrical conduit is secured for the life of the device with aluminum and stainless steel components.Â </span></p><p>Raises array wiring off hot roof</p><p>Patented waterproofing technology</p><p>All-aluminum pre-flashed mount</p><p>One-bolt installation</p><p><strong>High reliability</strong></p><p>Works with composition and shake roofing</p><p>No shingle cutting</p><p>100% IBC compliant</p><p>Meets or exceeds roofing industry best practices</p><p>Stainless steel hardware (included)</p>
USEC001-0015 | 219.3 | ECU-R Gateway | Apsystems ECU-R Communications Gateway | <p data-mce-fragment="1"><strong data-mce-fragment="1">APsystems, ECU-R Gateway, Standard ECU (Energy Communication Unit), ZigBee, Wi-Fi, No CTs, No RGM, 3 year Warranty, 209001</strong></p><p data-mce-fragment="1"><br data-mce-fragment="1"></p><p data-mce-fragment="1">Residential ECU, Zigbee communication, WiFi, no CTs, no RGM ¦ APsystems ECU-R Gateway<br></p><p data-mce-fragment="1"><br></p><p data-mce-fragment="1">â€¢ Gathers and transmits data from inverters</p><p data-mce-fragment="1">â€¢ Each inverter is monitored at the module level.</p><p data-mce-fragment="1">â€¢ Built-in Wi-Fi</p><p data-mce-fragment="1">â€¢ Compact size and adaptable installation</p><p data-mce-fragment="1">â€¢ ZigBee (ZigBee) wireless networking</p><p data-mce-fragment="1">â€¢ Connect to the ECU-R via your smartphone</p>
USMS100-0303 | 41.13 | 315168D | UNIRAC SOLARMOUNT 315168D 168" (14') DARK RAIL | <table data-mce-fragment="1" width="100%"><tbody data-mce-fragment="1"><tr data-mce-fragment="1"><td data-mce-fragment="1" style="width: 955.59px;" data-mce-style="width: 955.59px;"><strong>UNIRAC SOLARMOUNT 315168D 168" (14') DARK RAIL</strong></td></tr><tr data-mce-fragment="1"><td data-mce-fragment="1" style="width: 955.59px;" data-mce-style="width: 955.59px;"><p data-mce-fragment="1">UniRac's SolarMount system defined the standard in solar racking and the components of the system are designed to get you off the roof faster. Their grounding &amp; bonding process eliminates the need for copper wire and grounding straps, reducing your overall costs. Â You can configure your system with their standard or new light rail to meet your design requirements at the lowest cost possible. UniRac's new Superior Aesthetics Package provides a streamlined clean edge with a new front trim for enhanced curb appeal and there no special brackets required for installation.</p><p data-mce-fragment="1">The new SolarMount 315168D Light Rail is fully compatible with all of the existing SolarMount components and comes in a dark anodized aluminum finish. If your desired rail length exceeds 168Â inches, you will either need to purchase a longer rail or a splice kit. Spliced segments should be as close to equal lengths as possible.</p><p><strong>SPECIFICATIONS</strong></p><table width="100%"><tbody><tr><td style="width: 48.2638%;" data-mce-style="width: 48.2638%;"><span>Model</span></td><td style="width: 47.7362%;" data-mce-style="width: 47.7362%;">315168DÂ </td></tr><tr><td style="width: 48.2638%;" data-mce-style="width: 48.2638%;"><span>Series</span></td><td style="width: 47.7362%;" data-mce-style="width: 47.7362%;"><span>SolarMount</span></td></tr><tr><td style="width: 48.2638%;" data-mce-style="width: 48.2638%;"><span>Manufacturer</span></td><td style="width: 47.7362%;" data-mce-style="width: 47.7362%;">UNIRAC</td></tr></tbody></table></td></tr></tbody></table><p><br><strong>GENERAL SPECIFICATIONS</strong><br></p><table width="100%"><tbody><tr><td style="width: 49.0244%;" data-mce-style="width: 49.0244%;"><span>Item Weight</span></td><td style="width: 47.9756%;" data-mce-style="width: 47.9756%;"><span>6.9Â lb</span></td></tr><tr><td style="width: 49.0244%;" data-mce-style="width: 49.0244%;"><span>Dimensions (LxWxH)</span></td><td style="width: 47.9756%;" data-mce-style="width: 47.9756%;"><span>168 x 1.75 x 0.75 inches</span></td></tr></tbody></table><p><strong>Warranty</strong><br data-mce-fragment="1"></p><ul><li>Manufacturer Warranty 25 Years</li></ul><p>* Refer to warranty document for terms and conditions<br data-mce-fragment="1"><strong>Documentation</strong></p><table width="100%"><tbody><tr><td style="width: 24%;" data-mce-style="width: 24%;"><a href="https://7534425.app.netsuite.com/core/media/media.nl?id=24475&amp;c=7534425&amp;h=n2ubcsrslA5RYMMK2zsuLzCW919b_L19oPOVXqfH-_1VJxr3&amp;_xt=.pdf"><span style="color: #2b00ff;" data-mce-style="color: #2b00ff;">Data Sheet</span></a></td></tr></tbody></table><p><br><strong>Detailed Information</strong><br></p><p>The universal SolarMount rail system solutions can be assembled into a wide variety of PV mounting structures to accommodate any job site.Â </p><p><span>Standard rails give you ultimate flexibility, including bottom mounting and tilt-up options.</span></p><p><span data-mce-fragment="1">Penetration is reduced, and attachment spans are longer than competing goods. Customers were involved in the design process</span></p><p><strong>High reliability</strong></p><p>Roofs may be pitched or plain.</p><p><span data-mce-fragment="1">Installer-friendly components make installation convenient.</span></p>
USSE100-0215 | 356.94 | EDMM-10.A | SMA EDMM-10.A Data Manager | <table width="100%" data-mce-fragment="1"><tbody data-mce-fragment="1"><tr data-mce-fragment="1"><td style="width: 955.59px;" data-mce-style="width: 955.59px;" data-mce-fragment="1"><strong>SMA EDMM-10.A Data Manager</strong></td></tr><tr data-mce-fragment="1"><td style="width: 955.59px;" data-mce-style="width: 955.59px;" data-mce-fragment="1"><p data-mce-fragment="1"><span>In combination with the new Sunny Portal powered by ennexOS, the Data Manager M optimizes communication, monitoring, and control of PV systems with up to 50 SMA devices. Based on the new IoT platform for energy management, ennexOS from SMA, the Data Manager M not only replaces the SMA Cluster Controller, but its expandability also means that it is already well-equipped to handle the new business models of the energy market of the future. For example, it is the ideal professional system interface for electric utility companies, service technicians, and PV system operators.<br></span></p></td></tr></tbody></table><p><strong><br>SPECIFICATIONS</strong><br></p><table width="100%"><tbody><tr><td style="width: 48.2638%;"><span>Model</span></td><td style="width: 47.7362%;">EDMM</td></tr><tr><td style="width: 48.2638%;"><span>Series</span></td><td style="width: 47.7362%;"><span>-</span></td></tr><tr><td style="width: 48.2638%;"><span>Manufacturer</span></td><td style="width: 47.7362%;">SMA</td></tr></tbody></table><p><strong><br>GENERAL SPECIFICATIONS</strong><br></p><table width="100%"><tbody><tr><td style="width: 49.0244%;" data-mce-style="width: 49.0244%;"><span>Power Consumption</span></td><td style="width: 47.9756%;" data-mce-style="width: 47.9756%;"><span data-mce-fragment="1">4 W</span></td></tr><tr><td style="width: 49.0244%;" data-mce-style="width: 49.0244%;"><span>Connection Type</span></td><td style="width: 47.9756%;" data-mce-style="width: 47.9756%;"><span>Â </span>Ethernet</td></tr><tr><td style="width: 49.0244%;" data-mce-style="width: 49.0244%;"><span>Dimensions</span></td><td style="width: 47.9756%;" data-mce-style="width: 47.9756%;"><span>3.53 H x 6.36 w x 2.65 D In.</span></td></tr><tr><td style="width: 49.0244%;" data-mce-style="width: 49.0244%;"><span>Weight</span></td><td style="width: 47.9756%;" data-mce-style="width: 47.9756%;"><span>0.5 Lbs.</span></td></tr></tbody></table><p><strong>Warranty</strong><br data-mce-fragment="1"></p><ul><li>Manufacturer 12 Years Warranty</li></ul><p>* Refer to warranty document for terms and conditions<br data-mce-fragment="1"><strong>Documentation</strong></p><table width="100%"><tbody><tr><td style="width: 24%;" data-mce-style="width: 24%;"><a href="https://cdn.myced.com/images/Products/ZZ0000/ZZ0249/00000/ZZ024900120_DS.pdf"><span style="color: #2b00ff;" data-mce-style="color: #2b00ff;">Data Sheet</span></a></td></tr></tbody></table><p><br><strong>Detailed Information</strong></p><p><span>Particularly impressive is its innovative and highly efficient user interface, which has been standardized for both Data Manager M and the new Sunny Portal powered by ennexOS. A range of intuitive assistance functions for the Data Manager M, inverters and Sunny Portal powered by ennexOS significantly reduce the amount of time involved in commissioning and parameterization.</span><br><br><span>The basic scope of functions and interfaces offered by the new Data Manager M is coordinated with the associated functions in Sunny Portal powered by ennexOS and adapts to future requirements incrementally. Thanks to its modular design and systematic support of industry standards such as Modbus/TCP, systems can be expanded to include additional components such as I/O systems or energy meters, from either SMA or other suppliers.</span></p><p><strong>High Reliability</strong></p><p>Quick and intuitive commissioning including Sunny Portal registration</p><p>Simple integration of I/O systems and energy meters</p><p>Can be flexibly expanded to satisfy new requirements and changing customer needs via software expansion packs</p><p>Provides a gateway to the rapidly changing energy market of the future</p>
USCG001-0014 | 253.64 | 348-00000-40 | SMA 348-00000-40 COMMUNICATIONS HUB | <p data-sourcepos="5:1-5:214">The SMA 348-00000-40 Communications Hub is a device that is designed to connect multiple SMA Sunny Central inverters to a single communication network. It is a versatile and reliable option for solar power systems.</p><p data-sourcepos="7:1-7:18"><strong>Specifications</strong></p><ul data-sourcepos="9:1-15:0"><li data-sourcepos="9:1-9:21">Model: 348-00000-40</li><li data-sourcepos="10:1-10:19">Manufacturer: SMA</li><li data-sourcepos="11:1-11:39">Communication Protocol: Modbus TCP/IP</li><li data-sourcepos="12:1-12:19">Ethernet Ports: 2</li><li data-sourcepos="13:1-13:54">Dimensions: <span data-mce-fragment="1">Â (LxWxH): 11 x 11 x 7.5 inches</span></li><li data-sourcepos="14:1-15:0">Weight:Â 5 lbs</li><li data-sourcepos="14:1-15:0"><p><strong>Warranty:</strong>Manufacturer 12 Years Warranty</p></li></ul><p data-sourcepos="16:1-16:24"><strong>Detailed Information</strong></p><ul data-sourcepos="18:1-24:0"><li data-sourcepos="18:1-18:85"><strong>Connects multiple SMA Sunny Central inverters to a single communication network</strong></li><li data-sourcepos="19:1-19:59"><strong>Versatile and reliable option for solar power systems</strong></li><li data-sourcepos="20:1-20:42"><strong>Modbus TCP/IP communication protocol</strong></li><li data-sourcepos="21:1-21:22"><strong>2 Ethernet ports</strong></li><li data-sourcepos="22:1-22:36"><strong>Compact and lightweight design</strong></li><li data-sourcepos="23:1-24:0"><strong>Easy to install and configure</strong></li></ul><p data-sourcepos="25:1-25:12"><strong>Features</strong></p><ul data-sourcepos="27:1-32:0"><li data-sourcepos="27:1-27:81">Connects multiple SMA Sunny Central inverters to a single communication network</li><li data-sourcepos="28:1-28:38">Modbus TCP/IP communication protocol</li><li data-sourcepos="29:1-29:18">2 Ethernet ports</li><li data-sourcepos="30:1-30:32">Compact and lightweight design</li><li data-sourcepos="31:1-32:0">Easy to install and configure</li></ul><p data-sourcepos="33:1-33:16"><strong>Applications</strong></p><p data-sourcepos="35:1-35:207">The SMA 348-00000-40 Communications Hub is a versatile device that can be used in a variety of applications. It is a good choice for applications where multiple SMA Sunny Central inverters are used, such as:</p><ul data-sourcepos="37:1-41:0"><li data-sourcepos="37:1-37:32">Commercial solar power systems</li><li data-sourcepos="38:1-38:35">Utility-scale solar power systems</li><li data-sourcepos="39:1-39:30">Off-grid solar power systems</li><li data-sourcepos="40:1-41:0">Remote monitoring and control applications</li></ul><p data-sourcepos="42:1-42:14"><strong>Conclusion</strong></p><p data-sourcepos="44:1-44:211">The SMA 348-00000-40 Communications Hub is a reliable and versatile device that can be used in a variety of applications. It is a good choice for applications where multiple SMA Sunny Central inverters are used.</p>
USMS100-0640 | 63.45 | SD-0799-5B | Soladeck SD-0799-5B Flashed Enclosure | <table width="100%" data-mce-fragment="1"><tbody data-mce-fragment="1"><tr data-mce-fragment="1"><td style="width: 955.59px;" data-mce-fragment="1" data-mce-style="width: 955.59px;"><strong>SOLADECK SD-0799-5B FLASHED ENCLOSURE</strong></td></tr><tr data-mce-fragment="1"><td style="width: 955.59px;" data-mce-fragment="1" data-mce-style="width: 955.59px;"><p><span>The SolaDeck 0799 Series has been redesigned for easier use and greater versatility. Here is how the new 0799 Series compares to the 0786 Series: Overall box height increased to 3" and box dimensions expanded by 1" in each direction for a 255 cubic inch cavity.Â </span></p></td></tr></tbody></table><p><strong><br>SPECIFICATIONS</strong></p><table width="100%"><tbody><tr><td style="width: 48.2638%;"><span>Model</span></td><td style="width: 47.7362%;">SOLADECK SD-0799-5B</td></tr><tr><td style="width: 48.2638%;"><span>Series</span></td><td style="width: 47.7362%;">-</td></tr><tr><td style="width: 48.2638%;"><span>Manufacturer</span></td><td style="width: 47.7362%;">SOLADECK</td></tr></tbody></table><p><strong><br></strong><strong>Warranty</strong><strong><br></strong></p><ul><li>25Â Year Standard Warranty.</li></ul><p>* Refer to warranty document for terms and conditions<br data-mce-fragment="1"><strong>Documentation</strong></p><table width="100%"><tbody><tr><td style="width: 24%;" data-mce-style="width: 24%;"><a href="https://7534425.app.netsuite.com/core/media/media.nl?id=26190&amp;c=7534425&amp;h=OSKY9loluQPGLRYjSoGOjtjKtLjZ0SKSv1w2APUrLDkgwMML&amp;_xt=.pdf"><span style="color: #2b00ff;" data-mce-style="color: #2b00ff;">Data Sheet</span></a></td></tr></tbody></table><p><br><strong>Detailed Information</strong><br></p><section class="description" id="product-description"><div class="product--variation-field--variation_field_product_description__9770 field field--name-field-product-description field--type-text-long field--label-hidden field--item"><p><span>The SolaDeck 0799 enclosures are NEMA 3R and listed to the UL 1741 standard. All SolaDeck models are seamless with a roofing industry approved flashing.</span></p></div></section><div class="product--variation-field--variation_field_product_data_store__9770 field field--name-field-product-data-store field--type-entity-reference field--label-hidden field--item"><div class="eck-entity"><strong>High reliability</strong><br></div></div><p>Cell interconnections and diode placement use well-established industry practice and are field-proven to provide excellent reliability.</p><p><span data-mce-fragment="1">SolaDeck parts are all made from 18- gauge galvanized steel with a powder-coated finish (Gray or Black) providing a professional look.Â </span><br></p><p><span data-mce-fragment="1">The SolaDeck base has dimple locations to enter the enclosure above the roof deck with conduit or gland fittings.</span></p>
USMS100-0070 | 38.61 | XR-10-204A | IRONRIDGE XR RAIL XR-10-204A 204" (17') CLEAR RAIL | <table data-mce-fragment="1" width="100%"><tbody data-mce-fragment="1"><tr data-mce-fragment="1"><td data-mce-fragment="1"><strong>IRONRIDGE XR RAIL XR-10-204A 204" (17') CLEAR RAIL</strong></td></tr><tr data-mce-fragment="1"><td data-mce-fragment="1"><p><span>The XR Rail Family is offered in three targeted sizes, each size supports specific design loads, while minimizing material costs. Depending on your location, there is an XR Rail to match your speicific site conditions. The XR-1000 is a heavyweight among solar mounting rails. It's built to handle extreme climates and spans 12 feet or more, mostly for commercial applications. The XR-100 is the ultimate residential mounting rail, supporting a range of wind and snow conditions, while also maximizing spans up to 8 feet. The XR-10 is a sleek, low-profile mounting rail, perfectly matched to regions without snow. It achieves 6 foot spans, while also staying light and economical.</span></p><table width="100%"><tbody><tr><td><table width="100%"><tbody><tr><td style="width: 51.4725%;" data-mce-style="width: 51.4725%;"></td><td style="width: 45.8759%;" data-mce-style="width: 45.8759%;"><br></td></tr><tr><td style="width: 51.4725%;" data-mce-style="width: 51.4725%;"><div style="text-align: start;"><img style="margin-bottom: 16px; float: none;" src="https://cdn.shopify.com/s/files/1/0566/3408/1340/files/Screenshot_14_480x480.png?v=1676538576" alt="Description image"></div></td><td style="width: 45.8759%;" data-mce-style="width: 45.8759%;"><br></td></tr><tr><td style="width: 51.4725%;" data-mce-style="width: 51.4725%;"></td><td style="width: 45.8759%;" data-mce-style="width: 45.8759%;"></td></tr></tbody></table><strong>Specifications</strong><table width="100%"><tbody><tr><td style="width: 48.2638%;" data-mce-style="width: 48.2638%;"><span>Model</span></td><td style="width: 47.7362%;" data-mce-style="width: 47.7362%;">IRONRIDGE XR RAIL XR-10-204A</td></tr><tr><td style="width: 48.2638%;" data-mce-style="width: 48.2638%;"><span>Series</span></td><td style="width: 47.7362%;" data-mce-style="width: 47.7362%;">XR10 Rail</td></tr><tr><td style="width: 48.2638%;" data-mce-style="width: 48.2638%;"><span>Manufacturer</span></td><td style="width: 47.7362%;" data-mce-style="width: 47.7362%;">Iron Ridge<br></td></tr></tbody></table></td></tr></tbody></table><p><br><strong>GENERAL SPECIFICATION</strong><br></p><table width="100%"><tbody><tr></tr><tr><td style="width: 49.0244%;" data-mce-style="width: 49.0244%;">TypeÂ </td><td style="width: 47.9756%;" data-mce-style="width: 47.9756%;"><span>Rail</span></td></tr><tr><td style="width: 49.0244%;" data-mce-style="width: 49.0244%;">FinishÂ </td><td style="width: 47.9756%;" data-mce-style="width: 47.9756%;"><span>lack Anodized</span></td></tr><tr><td style="width: 49.0244%;" data-mce-style="width: 49.0244%;">MaterialÂ </td><td style="width: 47.9756%;" data-mce-style="width: 47.9756%;">Aluminum</td></tr><tr><td style="width: 49.0244%;" data-mce-style="width: 49.0244%;">ColorÂ </td><td style="width: 47.9756%;" data-mce-style="width: 47.9756%;">Clear<br></td></tr><tr><td style="width: 49.0244%;" data-mce-style="width: 49.0244%;">ApplicationÂ </td><td style="width: 47.9756%;" data-mce-style="width: 47.9756%;"><span>Pitched Roof - Rail-Based</span></td></tr></tbody></table><p><strong>Warranty</strong><br data-mce-fragment="1"></p><ul><li>25 Years Product Warranty.<br></li></ul><p>* Refer to warranty document for terms and conditions<br data-mce-fragment="1"><strong>Documentation</strong></p><table width="100%"><tbody><tr><td style="width: 24%;" data-mce-style="width: 24%;"><a href="https://cdn.shopify.com/s/files/1/0566/3408/1340/files/ZZ084700119_DS_1_1.pdf?v=1678422305"><span style="color: #2b00ff;" data-mce-style="color: #2b00ff;">Data Sheet</span></a></td></tr></tbody></table><p><br><strong>Detailed Information</strong></p><p><span>The XR Rail Family offers the strength of a curved rail in three targeted sizes. Each size supports specific design loads, while minimizing material costs. Depending on your location, there is an XR Rail to match</span></p><p><strong>High reliability</strong></p><p>Cell interconnections and diode placement use well-established industry practice and are field-proven to provide excellent reliability.</p><p>Protect against buckling</p><p>Safely and efficiently transfer loads to the building structure</p><p>Superior spanning capability requires fewer roof attchments, reducing the number of roof penetrations</p><p>Compatible with flat &amp; pitched roofs</p></td></tr></tbody></table>
USSE100-0217 | 234.42 | COMGW-US-10 | SMA COMGW-US-10 Communications Gateway | <p data-mce-fragment="1"><strong data-mce-fragment="1">SMA, Communication Gateway, for 485 to Speedwire communication, use with Cluster Controller or Data manager-M, COMGW-US-10</strong></p><p data-mce-fragment="1">The good news is that with the SMA Com Gateway, even current PV systems with RS485 data communication will benefit from all of the modern SMA Speedwire data communication options. The SMA Com Gateway enables the use of the SMA Data Manager or the SMA Cluster Controller, and thus incorporation of current and potential device monitoring and system control solutions, such as commercial energy management, whether it's a system update or expansion. As a result, the investment security of the PV system is ensured.<br></p>
USMS100-0076 | 46.9 | XR-100-204A | IRONRIDGE XR RAIL XR-100-204A 204" (17') CLEAR RAIL | <table width="100%" data-mce-fragment="1"><tbody data-mce-fragment="1"><tr data-mce-fragment="1"><td data-mce-fragment="1">IRONRIDGE XR RAIL XR-100-204A 204" (17') CLEAR RAIL</td></tr><tr data-mce-fragment="1"><td data-mce-fragment="1"><p><span>The XR Rail Family is offered in three targeted sizes, each size supports specific design loads, while minimizing material costs. Depending on your location, there is an XR Rail to match your speicific site conditions. The XR-1000 is a heavyweight among solar mounting rails. It's built to handle extreme climates and spans 12 feet or more, mostly for commercial applications. The XR-100 is the ultimate residential mounting rail, supporting a range of wind and snow conditions, while also maximizing spans up to 8 feet. The XR-10 is a sleek, low-profile mounting rail, perfectly matched to regions without snow. It achieves 6 foot spans, while also staying light and economical.</span></p><table width="100%"><tbody><tr><td><table width="100%"><tbody><tr><td style="width: 51.4725%;" data-mce-style="width: 51.4725%;"></td><td style="width: 45.8759%;" data-mce-style="width: 45.8759%;"><br></td></tr><tr><td style="width: 51.4725%;" data-mce-style="width: 51.4725%;"><div style="text-align: start;"><img src="https://cdn.shopify.com/s/files/1/0566/3408/1340/files/Screenshot_14_480x480.png?v=1676538576" alt="Description image" style="margin-bottom: 16px; float: none;"></div></td><td style="width: 45.8759%;" data-mce-style="width: 45.8759%;"><br></td></tr><tr><td style="width: 51.4725%;" data-mce-style="width: 51.4725%;"></td><td style="width: 45.8759%;" data-mce-style="width: 45.8759%;"></td></tr></tbody></table><strong>Specifications</strong><table width="100%"><tbody><tr><td style="width: 48.2638%;" data-mce-style="width: 48.2638%;"><span>Model</span></td><td style="width: 47.7362%;" data-mce-style="width: 47.7362%;">IRONRIDGE XR RAIL XR-100-204A</td></tr><tr><td style="width: 48.2638%;" data-mce-style="width: 48.2638%;"><span>Series</span></td><td style="width: 47.7362%;" data-mce-style="width: 47.7362%;">XR100 Rail</td></tr><tr><td style="width: 48.2638%;" data-mce-style="width: 48.2638%;"><span>Manufacturer</span></td><td style="width: 47.7362%;" data-mce-style="width: 47.7362%;">Iron Ridge<br></td></tr></tbody></table></td></tr></tbody></table><p><br><strong>GENERAL SPECIFICATION</strong><br></p><table width="100%"><tbody><tr></tr><tr><td style="width: 49.0244%;" data-mce-style="width: 49.0244%;">TypeÂ </td><td style="width: 47.9756%;" data-mce-style="width: 47.9756%;"><span>Rail</span></td></tr><tr><td style="width: 49.0244%;" data-mce-style="width: 49.0244%;">FinishÂ </td><td style="width: 47.9756%;" data-mce-style="width: 47.9756%;"><span>lack Anodized</span></td></tr><tr><td style="width: 49.0244%;" data-mce-style="width: 49.0244%;">MaterialÂ </td><td style="width: 47.9756%;" data-mce-style="width: 47.9756%;">Aluminum</td></tr><tr><td style="width: 49.0244%;" data-mce-style="width: 49.0244%;">ColorÂ </td><td style="width: 47.9756%;" data-mce-style="width: 47.9756%;">Clear<br></td></tr><tr><td style="width: 49.0244%;" data-mce-style="width: 49.0244%;">ApplicationÂ </td><td style="width: 47.9756%;" data-mce-style="width: 47.9756%;"><span>Pitched Roof - Rail-Based</span></td></tr></tbody></table><p><strong>Warranty</strong><br data-mce-fragment="1"></p><ul><li>25 Years Product Warranty.<br></li></ul><p>* Refer to warranty document for terms and conditions<br data-mce-fragment="1"><strong>Documentation</strong></p><table width="100%"><tbody><tr><td style="width: 24%;" data-mce-style="width: 24%;"><a href="https://cdn.shopify.com/s/files/1/0566/3408/1340/files/ZZ084700119_DS_1_4.pdf?v=1678422976"><span style="color: #2b00ff;" data-mce-style="color: #2b00ff;">Data Sheet</span></a></td></tr></tbody></table><p><br><strong>Detailed Information</strong></p><p><span>The XR Rail Family offers the strength of a curved rail in three targeted sizes. Each size supports specific design loads, while minimizing material costs. Depending on your location, there is an XR Rail to match</span></p><p><strong>High reliability</strong></p><p>Cell interconnections and diode placement use well-established industry practice and are field-proven to provide excellent reliability.</p><p>Protect against buckling</p><p>Safely and efficiently transfer loads to the building structure</p><p>Superior spanning capability requires fewer roof attchments, reducing the number of roof penetrations</p><p>Compatible with flat &amp; pitched roofs</p></td></tr></tbody></table>
USMS100-0381 | 428.34 | 310999 | Unirac FLASHLOC 310999 Roof Attachment Kit (10-pack) | <table width="100%" data-mce-fragment="1"><tbody data-mce-fragment="1"><tr data-mce-fragment="1"><td style="width: 955.59px;" data-mce-fragment="1" data-mce-style="width: 955.59px;"><strong>UNIRAC FLASHLOC 310999 ROOF ATTACHMENT KIT (10-PACK)</strong></td></tr><tr data-mce-fragment="1"><td style="width: 955.59px;" data-mce-fragment="1" data-mce-style="width: 955.59px;"><p><span>The UNIRAC System is designed to meet the needs of commercial solar - navigating complex roof layouts, while also handling the most extreme environmental conditions.</span><br></p><p><strong>SPECIFICATIONS</strong></p><table width="100%"><tbody><tr><td style="width: 48.2638%;" data-mce-style="width: 48.2638%;"><span>Model</span></td><td style="width: 47.7362%;" data-mce-style="width: 47.7362%;">UNIRACÂ 310999</td></tr><tr><td style="width: 48.2638%;" data-mce-style="width: 48.2638%;"><span>Series</span></td><td style="width: 47.7362%;" data-mce-style="width: 47.7362%;">-</td></tr><tr><td style="width: 48.2638%;" data-mce-style="width: 48.2638%;"><span>Manufacturer</span></td><td style="width: 47.7362%;" data-mce-style="width: 47.7362%;">UNIRAC<br></td></tr></tbody></table></td></tr></tbody></table><p><br><strong>GENERAL SPECIFICATION</strong><br></p><table width="100%"><tbody><tr><td style="width: 49.0244%;" data-mce-style="width: 49.0244%;"><div class="field--label">Type</div></td><td style="width: 47.9756%;" data-mce-style="width: 47.9756%;"><span>Roof Attachment</span></td></tr><tr><td style="width: 49.0244%;" data-mce-style="width: 49.0244%;">Color<br></td><td style="width: 47.9756%;" data-mce-style="width: 47.9756%;">White</td></tr><tr><td style="width: 49.0244%;" data-mce-style="width: 49.0244%;">Material<br></td><td style="width: 47.9756%;" data-mce-style="width: 47.9756%;"><div class="product--variation-field--variation_field_product_material__9800 field field--name-field-product-material field--type-string field--label-inline"><div class="field--item"><span data-mce-fragment="1">Aluminum</span></div></div></td></tr><tr><td style="width: 49.0244%;" data-mce-style="width: 49.0244%;"><span>Application</span></td><td style="width: 47.9756%;" data-mce-style="width: 47.9756%;"><span>Residential</span></td></tr></tbody></table><p><strong>Warranty</strong><br data-mce-fragment="1"></p><ul><li>25Â Year Standard Warranty.</li></ul><p>* Refer to warranty document for terms and conditions<br data-mce-fragment="1"><strong>Documentation</strong></p><table width="100%"><tbody><tr><td style="width: 24%;" data-mce-style="width: 24%;"><a href="https://cdn.myced.com/images/Products/ZZ0000/ZZ0275/00000/ZZ027500317_DS.pdf"><span style="color: #2b00ff;" data-mce-style="color: #2b00ff;">Data Sheet</span></a></td></tr></tbody></table><p><br><strong>Detailed Information</strong><br></p><section id="product-description" class="description"><div class="product--variation-field--variation_field_product_description__9770 field field--name-field-product-description field--type-text-long field--label-hidden field--item"><p>This end cap is a simple piece that attaches to the end of the each rail, creating a clean, and flush look for your racking system.</p></div></section><div class="product--variation-field--variation_field_product_data_store__9770 field field--name-field-product-data-store field--type-entity-reference field--label-hidden field--item"><div class="eck-entity"><strong>High reliability</strong><br></div></div><p>Cell interconnections and diode placement use well-established industry practice and are field-proven to provide excellent reliability.</p><p><span data-mce-fragment="1">no kneeling on hot roofs to install flashing,</span><br></p><p><span>no prying or cutting shingles, no pulling nails.</span></p>
USSE100-0272 | 486.6 | ENV-S-AM1-120 | Enphase ENVOY-S ENV-S-AM1-120 Communications Gateway | <p data-mce-fragment="1"><strong data-mce-fragment="1">Enphase, Envoy S Communications Gateway, Envoy S Metered, with integrated Revenue Grade metering, 120VAC, Qty. 1, ENV-S-AM1-120</strong></p><p data-mce-fragment="1">The Enphase Gateway-S Metered provides energy usage insights, remote update capabilities, load management, and enables smart grid functionalities. It is an integral component of the Enphase Home Energy Solution, as it bridges the communication between Enphase Microinverters on the rooftop with the cloud-based Enphase monitoring software. The Gateway-S Metered can control grid management functions and monitor PV production and site consumption (consumption metering CT sold separately). It communicates with microinverters via standard AC powerlines in the home and with Enphase monitoring software via cellular or wireless internet connection.<br></p><p data-mce-fragment="1">The Gateway S-Metered is packaged with one production current transformer to enable accurate production monitoring with an accuracy of +/-2.5%<br></p><p data-mce-fragment="1">Â </p><p data-mce-fragment="1"><a href="https://cdn.shopify.com/s/files/1/0566/3408/1340/files/3273_570-1107_Data_Sheet.pdf?v=1676389206"><strong>ï»¿DATA SHEET</strong></a></p>
USMS100-0111 | 8.5568 | FV-01-B1 | Ironridge Flashvue FV-01-B1 Black Flashing | <table width="100%" data-mce-fragment="1"><tbody data-mce-fragment="1"><tr data-mce-fragment="1"><td data-mce-fragment="1"><strong>IRONRIDGE FLASHVUE FV-01-B1 BLACK FLASHING</strong></td></tr><tr data-mce-fragment="1"><td data-mce-fragment="1"><p><span>Iron Ridge set out to design a flashing that checked all the boxes: fully waterproof, fast and easy to install correctly, economical, and strong enough to handle every environmental condition.Â </span></p><table width="100%"><tbody><tr><td><table width="100%"><tbody><tr><td style="width: 51.4725%;" data-mce-style="width: 51.4725%;"></td><td style="width: 45.8759%;" data-mce-style="width: 45.8759%;"><br></td></tr><tr><td style="width: 51.4725%;" data-mce-style="width: 51.4725%;"><div style="text-align: start;"><img alt="Description image" src="https://cdn.shopify.com/s/files/1/0566/3408/1340/files/Screenshot_2_2dfaa1ea-b7a0-46f9-98c7-6d0682166523_480x480.png?v=1676524786" style="margin-bottom: 16px; float: none;"></div></td><td style="width: 45.8759%;" data-mce-style="width: 45.8759%;"><br></td></tr><tr><td style="width: 51.4725%;" data-mce-style="width: 51.4725%;"></td><td style="width: 45.8759%;" data-mce-style="width: 45.8759%;"></td></tr></tbody></table><strong>Specifications</strong><table width="100%"><tbody><tr><td style="width: 48.2638%;" data-mce-style="width: 48.2638%;"><span>Model</span></td><td style="width: 47.7362%;" data-mce-style="width: 47.7362%;">IRONRIDGE FLASHVUE FV-01-B1</td></tr><tr><td style="width: 48.2638%;" data-mce-style="width: 48.2638%;"><span>Series</span></td><td style="width: 47.7362%;" data-mce-style="width: 47.7362%;">Flash Vue<br></td></tr><tr><td style="width: 48.2638%;" data-mce-style="width: 48.2638%;"><span>Manufacturer</span></td><td style="width: 47.7362%;" data-mce-style="width: 47.7362%;">Iron Ridge<br></td></tr></tbody></table></td></tr></tbody></table><p><br><strong>GENERAL SPECIFICATION</strong><br></p><table width="100%"><tbody><tr></tr><tr><td style="width: 49.0244%;" data-mce-style="width: 49.0244%;">TypeÂ </td><td style="width: 47.9756%;" data-mce-style="width: 47.9756%;">Flashing<br></td></tr><tr><td style="width: 49.0244%;" data-mce-style="width: 49.0244%;">FinishÂ </td><td style="width: 47.9756%;" data-mce-style="width: 47.9756%;">Mill Finish</td></tr><tr><td style="width: 49.0244%;" data-mce-style="width: 49.0244%;">MaterialÂ </td><td style="width: 47.9756%;" data-mce-style="width: 47.9756%;">Aluminum/Stainless Steel</td></tr><tr><td style="width: 49.0244%;" data-mce-style="width: 49.0244%;">ApplicationÂ </td><td style="width: 47.9756%;" data-mce-style="width: 47.9756%;"><span>Residential</span></td></tr></tbody></table><p><strong>Warranty</strong><br data-mce-fragment="1"></p><ul><li>25 Years Product Warranty.<br></li></ul><p>* Refer to warranty document for terms and conditions<br data-mce-fragment="1"><strong>Documentation</strong></p><table width="100%"><tbody><tr><td style="width: 24%;" data-mce-style="width: 24%;"><a href="https://cdn.shopify.com/s/files/1/0566/3408/1340/files/ZZ084700390_DS.pdf?v=1678348268"><span style="color: #2b00ff;" data-mce-style="color: #2b00ff;">Data Sheet</span></a></td></tr></tbody></table><p><br><strong>Detailed Information</strong></p><p><span data-mce-fragment="1">IronRidge set out to design a flashing that checked all the boxes: fully waterproof, fast and easy to install correctly, economical, and strong enough to handle every environmental condition. FlashVue does it all.Â </span><br></p><p><strong>High reliability</strong></p><p>Cell interconnections and diode placement use well-established industry practice and are field-proven to provide excellent reliability.<br></p><p><span>The 360Â° capable GripCap (2.74" tall) and GripCap+ (3.74" tall) can be placed in any orientation, and provide a â€œfriction-fit" for easy installs. Push snug into the viewport, without worrying it will roll away or rotate while driving the lag.</span></p><p>designed to offer protection for PV conductors and leads running row-to-row in the N-S direction</p><p><span>The large viewport makes it easy to align the flashing with the pilot hole, and drive the lag centered into the rafter.</span></p></td></tr></tbody></table>
USMS100-0641 | 47.86 | R172-2.0 | PROSOLAR ROOFTRAC R172-2.0 172" (14') CLEAR 2" DEEP RAIL | <table width="100%" data-mce-fragment="1"><tbody data-mce-fragment="1"><tr data-mce-fragment="1"><td style="width: 955.59px;" data-mce-fragment="1" data-mce-style="width: 955.59px;"><strong>PROSOLAR ROOFTRAC R172-2.0 172" (14') CLEAR 2" DEEP RAIL</strong></td></tr><tr data-mce-fragment="1"><td style="width: 955.59px;" data-mce-fragment="1" data-mce-style="width: 955.59px;"><p>The RoofTrac mounting system consists of support rails and top-down clamping hardware which is integrated with either a TileTrac or FastJack attachment device. The RoofTrac mounting system can be utilized on virtually all standard construction residential roof-tops, mounting 6â€™ on center, to install the majority of popular framed solar modules. The RoofTrac support rail is designed to conceal all attachment hardware. All connections are made inside the support rail hidden from view.<br></p></td></tr></tbody></table><p><strong><br>SPECIFICATIONS</strong></p><table width="100%"><tbody><tr><td style="width: 48.2638%;"><span>Model</span></td><td style="width: 47.7362%;">R172-2.0</td></tr><tr><td style="width: 48.2638%;"><span>Series</span></td><td style="width: 47.7362%;"><span>-</span></td></tr><tr><td style="width: 48.2638%;"><span>Manufacturer</span></td><td style="width: 47.7362%;"><span>ProSolar</span></td></tr></tbody></table><p><br><strong>GENERAL SPECIFICATIONS</strong><br></p><table width="100%"><tbody><tr><td style="width: 49.0244%;" data-mce-style="width: 49.0244%;"><span>Item Weight</span></td><td style="width: 47.9756%;" data-mce-style="width: 47.9756%;"><span>9 lb</span></td></tr><tr><td style="width: 49.0244%;" data-mce-style="width: 49.0244%;"><span>Dimensions (LxWxH)</span></td><td style="width: 47.9756%;" data-mce-style="width: 47.9756%;"><span>172 x 1.5 x 2 inches</span></td></tr><tr><td style="width: 49.0244%;" data-mce-style="width: 49.0244%;"><span>Product Line</span></td><td style="width: 47.9756%;" data-mce-style="width: 47.9756%;"><span>RoofTrac</span></td></tr><tr><td style="width: 49.0244%;" data-mce-style="width: 49.0244%;"><span>Material</span></td><td style="width: 47.9756%;" data-mce-style="width: 47.9756%;"><span>Anodized Aluminium</span></td></tr></tbody></table><p><strong><br>Warranty</strong><br data-mce-fragment="1"></p><ul><li>Manufacturer Warranty 1 Year</li></ul><p>* Refer to warranty document for terms and conditions<br data-mce-fragment="1"></p><table width="100%"><tbody></tbody></table><p><br><strong>Detailed Information</strong><br></p><p>Typically used with RoofTracÂ®, GroundTracÂ® and SolarWedgeÂ® Mounting Systems.</p><p>RoofTracÂ® Tilt Kit or SolarWedgeÂ® used for residential flat roofs.</p><p>Each system engineered and load tested to 45lb/sq. ft., equivalent of 125 mph winds per 2013 CBC / 2012 IBC / ASCE 7-10 to ensure safety and quality.</p><p>Spans 6 foot on center (30 lb/ft2 snow load) and 10 foot on center (non-snow load).</p><p><strong>High reliability</strong></p><p>The most cost effective and easy to install rail mounting system.</p><p>Aluminum and Stainless Steel components for corrosion resistance and strength.</p><p>Sleek, low profile design for great looking installs.</p><p>Designed for use with ProSolar FastJackÂ® or TileTracÂ® attachments.</p><p><strong>Quality and certifications</strong><br></p><p>2016 UL2703 (5000amp bond tested)</p><p>UL System Fire Class Rating A, Type 1 &amp; 2 Modules</p><p>2016 California Building Code</p><p>2015 International Building Code</p>
USEC001-0089 | 673.11 | CELL-A-R05-US-S-S4 | SolarEdge CELL-A-R05-US-S-S4 Commercial Cellular Plug-in W/ 5 Year Data Plan, â‰¤200kw | <p>The SolarEdge CELL-A-R05-US-S-S4 Cellular Plug-In offers robust and dependable wireless connectivity for commercial inverters operating at 208 or 480V with a display, and up to 200kW-AC. Exclusively designed for use in the United States, this Cellular Plug-In eliminates the need for on-site internet infrastructure, making it ideal for remote or hard-to-reach installations. With the inclusion of a 5-year data plan, this plug-in facilitates easy monitoring and allows for remote troubleshooting.</p><h2>Features</h2><ul><li><strong>Compatibility</strong>: Designed for Commercial Inverters (208 or 480V) with a Display.</li><li><strong>Wireless Connectivity</strong>: Offers wireless internet connection for your inverters.</li><li><strong>High Capacity</strong>: Supports up to 200kW-AC.</li><li><strong>No On-Site Internet Needed</strong>: Ideal for sites without existing internet infrastructure.</li><li><strong>5-Year Data Plan</strong>: Pre-included, offering peace of mind for long-term monitoring.</li><li><strong>For Use in the US Only</strong>: Specifically designed for the American market, providing comprehensive coverage.</li></ul><h2>Specifications</h2><h3>General</h3><ul><li><strong>Model</strong>: CELL-A-R05-US-S-S4</li><li><strong>Voltage Compatibility</strong>: 208 or 480V</li><li><strong>Data Plan</strong>: 5-Year Included</li><li><strong>Intended Use</strong>: United States Only</li><li><strong>Capacity</strong>: Up to 200kW-AC</li></ul><h3>Physical</h3><ul><li><strong>Dimensions</strong>: Not specified</li><li><strong>Weight</strong>: Not specified</li></ul><h2>Warranty</h2><ul><li>Not specified<br><em>Note: Please refer to the warranty document for complete terms and conditions.</em></li></ul><h2>Documentation</h2><ul><li><a href="https://cdn.shopify.com/s/files/1/0566/3408/1340/files/2862_570-0250_Data_Sheet.pdf?v=1676388039" target="_new">Data Sheet</a></li></ul><h2>Detailed Information</h2><p>The SolarEdge CELL-A-R05-US-S-S4 Cellular Plug-In is an optimal choice for commercial installations requiring a seamless internet connection for monitoring and remote management. With a 5-year data plan and built for exclusive use in the United States, this plug-in offers long-term reliability and convenience.</p><p>Note: The physical dimensions and weight are not specified in the available data. For comprehensive specifications, please refer to the official data sheet.</p>
USMS100-0686 | 22.46 | QMNC-A-12 | Quick Mount PV QBASE QMNC-A-12 Mill Comp Shingle Flashing | <table width="100%" data-mce-fragment="1"><tbody data-mce-fragment="1"><tr data-mce-fragment="1"><td style="width: 955.59px;" data-mce-fragment="1" data-mce-style="width: 955.59px;"><strong>QUICK MOUNT PV QBASE QMNC-A-12 MILL COMP SHINGLE FLASHING</strong></td></tr><tr data-mce-fragment="1"><td style="width: 955.59px;" data-mce-fragment="1" data-mce-style="width: 955.59px;"><p>The QBaseÂ® Composition Mount is the strongest and most cost-effective method for installing solar panels during the construction of new composition/asphalt shingle roof for either a new home or a roof replacement. The base-and-post mount is specifically designed to fit into the workflow between the trades to make solar panel installation smooth and efficient.</p><p>The QBaseÂ® Composition Mount also works with a variety of metal shingle roof types, such as interlocking metal shingles and stone coated steel roofs. The base-and-post mount works with all standard rail-based racking systems and are fully engineered to meet code requirements and industry best practices.<br></p></td></tr></tbody></table><p><strong><br>SPECIFICATIONS</strong></p><table width="100%"><tbody><tr><td style="width: 48.2638%;"><span>Model</span></td><td style="width: 47.7362%;"><span>QMNC-A-12</span></td></tr><tr><td style="width: 48.2638%;"><span>Series</span></td><td style="width: 47.7362%;">QBase Composition Mount</td></tr><tr><td style="width: 48.2638%;"><span>Manufacturer</span></td><td style="width: 47.7362%;">Quick Mount</td></tr></tbody></table><p><strong><br>GENERAL SPECIFICATIONS</strong><br></p><table width="100%"><tbody><tr><td style="width: 49.0244%;" data-mce-style="width: 49.0244%;"><span>Item Weight</span></td><td style="width: 47.9756%;" data-mce-style="width: 47.9756%;"><span>1 lb</span></td></tr><tr><td style="width: 49.0244%;" data-mce-style="width: 49.0244%;"><span>Dimensions (LxWxH)</span></td><td style="width: 47.9756%;" data-mce-style="width: 47.9756%;"><span>12 x 12 x 3 inches</span></td></tr><tr><td style="width: 49.0244%;" data-mce-style="width: 49.0244%;"><span>Product Line</span></td><td style="width: 47.9756%;" data-mce-style="width: 47.9756%;"><span>QBase</span></td></tr><tr><td style="width: 49.0244%;" data-mce-style="width: 49.0244%;"><span>Material</span></td><td style="width: 47.9756%;" data-mce-style="width: 47.9756%;"><span>Aluminum</span></td></tr><tr><td style="width: 49.0244%;" data-mce-style="width: 49.0244%;">Finish</td><td style="width: 47.9756%;" data-mce-style="width: 47.9756%;"><span>Mill</span></td></tr><tr><td style="width: 49.0244%;" data-mce-style="width: 49.0244%;">Aluminum post</td><td style="width: 47.9756%;" data-mce-style="width: 47.9756%;">1-1/4" x 3-1/4"</td></tr><tr><td style="width: 49.0244%;" data-mce-style="width: 49.0244%;">Spun aluminum cone flashing</td><td style="width: 47.9756%;" data-mce-style="width: 47.9756%;">12" x 12"</td></tr><tr><td style="width: 49.0244%;" data-mce-style="width: 49.0244%;">(2) zinc-coated steel lag bolts</td><td style="width: 47.9756%;" data-mce-style="width: 47.9756%;">5/16" x 3"</td></tr><tr><td style="width: 49.0244%;" data-mce-style="width: 49.0244%;">EPDM post collar/counter flash</td><td style="width: 47.9756%;" data-mce-style="width: 47.9756%;">----</td></tr><tr><td style="width: 49.0244%;" data-mce-style="width: 49.0244%;">EPDM-bonded stainless steel washer</td><td style="width: 47.9756%;" data-mce-style="width: 47.9756%;">5/16" x 1-1/4"</td></tr><tr><td style="width: 49.0244%;" data-mce-style="width: 49.0244%;">Stainless steel machine bolt</td><td style="width: 47.9756%;" data-mce-style="width: 47.9756%;">5/16" x 1"</td></tr><tr><td style="width: 49.0244%;" data-mce-style="width: 49.0244%;">Stainless steel fender washer</td><td style="width: 47.9756%;" data-mce-style="width: 47.9756%;">5/16" x 1"</td></tr><tr><td style="width: 49.0244%;" data-mce-style="width: 49.0244%;">Stainless steel split lock washer</td><td style="width: 47.9756%;" data-mce-style="width: 47.9756%;">5/16"</td></tr><tr><td style="width: 49.0244%;" data-mce-style="width: 49.0244%;">Grade-8 machine bolt</td><td style="width: 47.9756%;" data-mce-style="width: 47.9756%;">5/16" x 3/4"</td></tr><tr><td style="width: 49.0244%;" data-mce-style="width: 49.0244%;"></td><td style="width: 47.9756%;" data-mce-style="width: 47.9756%;"></td></tr></tbody></table><p><strong><br>Warranty</strong><br data-mce-fragment="1"></p><ul><li>Manufacturer WarrantyÂ 25 Years</li></ul><p>* Refer to warranty document for terms and conditions<br data-mce-fragment="1"><strong>Documentation</strong></p><table width="100%"><tbody><tr><td style="width: 24%;" data-mce-style="width: 24%;"><a href="https://ressupply.com/documents/quickmount/QMNC_Data_Sheet.pdf"><span style="color: #2b00ff;" data-mce-style="color: #2b00ff;">Data Sheet</span></a></td></tr></tbody></table><p><br><strong>Detailed Information</strong><br></p><p>Flashing holds firm against wind-driven rain</p><p>All exposed hardware is 18-8 stainless steel</p><p>Meets or exceeds roofing industry best practices</p><p>Allows up to 4 structural attachments when required</p><p>QBaseÂ® is the strongest off-the shelf mechanical mount</p><p><strong>High reliability</strong></p><p>Patented waterproofing technology</p><p>All-aluminum, full-sized flashing</p><p>All exposed hardware is stainless steel</p><p>Installs faster than any other flashed solar PV mounting</p><p>Works with all standard racking systems</p>
USSE100-0274 | 142 | SWPB-US-10 | SMA Speedwire SWPB-US-10 Communication Adapter | <p data-mce-fragment="1"><strong data-mce-fragment="1">SMA, Speedwire Webconnect piggyback, plug-in for-10, -11, -12 inverters, SWPB-US-10</strong></p><p data-mce-fragment="1">The Speedwire/Webconnect Piggy-Back is a Speedwire communication interface for inverters that also has an SMA Webconnect feature. Sunny Boy 3000-8000US and SB6000TL-11000TLUS inverters from SMA are compatible. Speedwire is a form of wire-based communication based on the Ethernet standard and the SMA Data2+ communication protocol. This enables 10/100 Mbit data transmission between Speedwire devices in PV plants that are designed for inverters.</p><p data-mce-fragment="1">The Webconnect feature allows direct data transmission between a small-scale plant's inverters and the Sunny Portal Internet portal, without the need for an external communication system, for up to four inverters per Sunny Portal plant. Each inverter must have a Speedwire/Webconnect Piggy-Back mounted for this. Any computer with an Internet connection can access your Sunny Portal plant.</p>
USEC001-0051 | 357.73 | EN-CELLMODEM-M1-06-SP-05 | Enphase Mobile Connect+ CELLMODEM-M1-06-SP-05 Cell Modem | <p>The Enphase Mobile Connect+ CELLMODEM-M1-06-SP-05 is a cellular modem that provides reliable networking for Enphase Energy Systems. It is a plug-and-play device that connects to the <span class="citation-0">Envoy-S or IQ Gateway, and eliminates the need for an on-site Internet connection to monitor an Enphase Microinverter System.</span></p><p><span class="citation-0 citation-end-0">The</span> CELLMODEM-M1-06-SP-05 is an LTE CAT M1 modem, which means it provides high-speed data transmission and long-range coverage. It is also pre-configured with a 5-year data plan from T-Mobile, so you can be sure that your Enphase system will be monitored and protected even if your internet connection goes down.</p><p>The CELLMODEM-M1-06-SP-05 is a small, lightweight device that is easy to install. It measures just 3.5 x 2.5 x 1 inches and weighs 1.5 ounces. It can be installed indoors or outdoors, and it is weather-resistant to withstand the elements.</p><p><strong>Specifications:</strong></p><ul><li>Cellular Technology: LTE CAT M1</li><li>Data Plan: 5-year plan from T-Mobile</li><li>Dimensions: 3.5 x 2.5 x 1 inches</li><li>Weight:Â 0.22 lbs</li><li>Operating Temperature Range: -40 to 85Â°C</li></ul><p><strong>Warranty:</strong></p><ul><li>2-year limited warranty</li></ul><p><strong>Order your Enphase Mobile Connect+ CELLMODEM-M1-06-SP-05 today and ensure that your Enphase system is always monitored and protected!</strong></p>
USMS100-0053 | 11.54 | UFO GM-BRC-003 | IronRidge UFO GM-BRC-003 Bonding Rail Connector | <table width="100%" data-mce-fragment="1"><tbody data-mce-fragment="1"><tr data-mce-fragment="1"><td data-mce-fragment="1"><strong>IRONRIDGE UFO GM-BRC-003 BONDING RAIL CONNECTOR</strong></td></tr><tr data-mce-fragment="1"><td data-mce-fragment="1"><p><span>The bonded rail connector attaches and bonds horizontal cross pipes to the XR1000 Rails. Each rail requires two connectors to create a secure and bonded attachment. Available for both 2â€ and 3â€ sizes, these rail connectors are manufactured using extruded 6000 series aluminum. Review the images in the ground mount specifications and manual for added context.</span></p><table width="100%"><tbody><tr><td><table width="100%"><tbody><tr><td style="width: 51.4725%;" data-mce-style="width: 51.4725%;"></td><td style="width: 45.8759%;" data-mce-style="width: 45.8759%;"><br></td></tr><tr><td style="width: 51.4725%;" data-mce-style="width: 51.4725%;"><div style="text-align: start;"><img src="https://cdn.shopify.com/s/files/1/0566/3408/1340/files/Screenshot_10_480x480.png?v=1676530632" alt="Description image" style="margin-bottom: 16px; float: none;"></div></td><td style="width: 45.8759%;" data-mce-style="width: 45.8759%;"><br></td></tr><tr><td style="width: 51.4725%;" data-mce-style="width: 51.4725%;"></td><td style="width: 45.8759%;" data-mce-style="width: 45.8759%;"></td></tr></tbody></table></td></tr></tbody></table><p><br><strong>Specifications</strong></p><table width="100%"><tbody><tr><td style="width: 48.2638%;"><span>Model</span></td><td style="width: 47.7362%;">IRONRIDGE UFO GM-BRC-003</td></tr><tr><td style="width: 48.2638%;"><span>Series</span></td><td style="width: 47.7362%;">Bonded Rail Connector</td></tr><tr><td style="width: 48.2638%;"><span>Manufacturer</span></td><td style="width: 47.7362%;">Iron Ridge</td></tr></tbody></table><p><strong><br>GENERAL SPECIFICATION</strong><br></p><table width="100%"><tbody><tr></tr><tr><td style="width: 49.0244%;" data-mce-style="width: 49.0244%;">TypeÂ </td><td style="width: 47.9756%;" data-mce-style="width: 47.9756%;"><span>Grounding</span></td></tr><tr><td style="width: 49.0244%;" data-mce-style="width: 49.0244%;">FinishÂ </td><td style="width: 47.9756%;" data-mce-style="width: 47.9756%;">Mill Finish</td></tr><tr><td style="width: 49.0244%;" data-mce-style="width: 49.0244%;">MaterialÂ </td><td style="width: 47.9756%;" data-mce-style="width: 47.9756%;">Aluminum</td></tr><tr><td style="width: 49.0244%;" data-mce-style="width: 49.0244%;">Dimension<br></td><td style="width: 47.9756%;" data-mce-style="width: 47.9756%;">2 Inch<br></td></tr></tbody></table><p><strong><br>Warranty</strong><br data-mce-fragment="1"></p><ul><li>25 Years Product Warranty.<br></li></ul><p>* Refer to warranty document for terms and conditions<br data-mce-fragment="1"><strong>Documentation</strong></p><table width="100%"><tbody><tr><td style="width: 24%;" data-mce-style="width: 24%;"><a href="https://cdn.shopify.com/s/files/1/0566/3408/1340/files/Bonded_Rail_Connector_-DS.pdf?v=1678359866"><span style="color: #2b00ff;" data-mce-style="color: #2b00ff;">Data Sheet</span></a></td></tr></tbody></table><p><br><strong>Detailed Information</strong></p><p><span>The Universal Fastening Object (UFO) family of components eliminates the need for separate grounding hardware by bonding solar modules directly to IronRidge XR Rails. All IronRidge system Installation types (Flush Mount, Tilt Mount and Ground Mount) that feature the UFO family of products are fully listed to the UL 2703 standard. UFO hardware forms secure electrical bonds with both the module and the rail, resulting in many parallel grounding paths throughout the system leading to safer and more reliable installations.</span></p><p><span>IronRidge's Bonded Rail Connectors attaches and bonds horizontal 2" Schedule 40 cross pipes to XR1000 Rails. Each rail requires two connectors to create a secure and bonded attachment. The Rail Connector is manufactured using extruded 6000 series aluminum and is also available in 3" size.</span></p><p><strong>High reliability</strong></p><p>Cell interconnections and diode placement use well-established industry practice and are field-proven to provide excellent reliability.<br></p><p><span>Each rail requires two connectors to create a secure and bonded attachment</span></p><p><span>All components were checked for structural stability</span></p><p><span>It's easy to develop, share, and price projects using online apps.</span></p></td></tr></tbody></table><br>
USSE100-0072 | 107.95 | EN-COMMS-KIT-01 | Enphase Ensemble COMMS-KIT-01 Wireless Usb Adapter Kit | <table width="100%" data-mce-fragment="1"><tbody data-mce-fragment="1"><tr data-mce-fragment="1"><td style="width: 955.59px;" data-mce-fragment="1" data-mce-style="width: 955.59px;"><strong>Enphase Ensemble COMMS-KIT-01 Wireless Usb Adapter Kit</strong></td></tr><tr data-mce-fragment="1"><td style="width: 955.59px;" data-mce-fragment="1" data-mce-style="width: 955.59px;"><p><span>The Enphase Ensemble Communications Kit (COMMS-KIT-01) contains a wireless USB adapter to install in an Enphase IQ Combinerâ„¢ or near an Enphase IQ Envoyâ„¢. The kit enables wireless communication between the Enphase IQ Envoy or Enphase IQ Combinerâ„¢ and Enphase Enchargeâ„¢ storage as well as Enphase Enpowerâ„¢ Microgrid Interconnection Device (MID). Note that you must install the Ensemble Communications Kit to enable complete functionality of the Ensemble energy management system. The kit includes both 2.4GHz and sub-GHz wireless radios. The Ensemble system seamlessly switches between the two bands to ensure reliable wireless communication.</span></p></td></tr></tbody></table><p><strong><br>SPECIFICATIONS</strong></p><table width="100%"><tbody><tr><td style="width: 48.2638%;" data-mce-style="width: 48.2638%;"><span>Model</span></td><td style="width: 47.7362%;" data-mce-style="width: 47.7362%;"><span>EN-COMMS-KIT-01</span></td></tr><tr><td style="width: 48.2638%;" data-mce-style="width: 48.2638%;"><span>Series</span></td><td style="width: 47.7362%;" data-mce-style="width: 47.7362%;">-</td></tr><tr><td style="width: 48.2638%;" data-mce-style="width: 48.2638%;"><span>Manufacturer</span></td><td style="width: 47.7362%;" data-mce-style="width: 47.7362%;">Enphase<br></td></tr></tbody></table><p><strong><br>GENERAL SPECIFICATION </strong><br></p><table width="100%"><tbody><tr></tr><tr><td style="width: 49.0244%;" data-mce-style="width: 49.0244%;"><span>Compatibility</span></td><td style="width: 47.9756%;" data-mce-style="width: 47.9756%;"><span>IQ Envoy Monitoring Solutions</span></td></tr><tr><td style="width: 49.0244%;" data-mce-style="width: 49.0244%;"><span>Ambient Temperature Range</span></td><td style="width: 47.9756%;" data-mce-style="width: 47.9756%;"><span>-25Âº C to +50Âº C (-13Âº to 122Âº F)</span></td></tr><tr><td style="width: 49.0244%;" data-mce-style="width: 49.0244%;"><span>Rating</span></td><td style="width: 47.9756%;" data-mce-style="width: 47.9756%;"><span>Continuous operation at 100% of rating</span></td></tr><tr><td style="width: 49.0244%;" data-mce-style="width: 49.0244%;"><span>Rated Voltage</span></td><td style="width: 47.9756%;" data-mce-style="width: 47.9756%;"><span> Three-Phase 208/120 VAC, 60 Hz</span></td></tr><tr><td style="width: 49.0244%;" data-mce-style="width: 49.0244%;"><span>Weight</span></td><td style="width: 47.9756%;" data-mce-style="width: 47.9756%;"><span>0.36 lbs</span></td></tr><tr><td style="width: 49.0244%;" data-mce-style="width: 49.0244%;"><span>Dimension</span></td><td style="width: 47.9756%;" data-mce-style="width: 47.9756%;"><span>3.14 x 0.08 x 1.26 Inches</span></td></tr><tr><td style="width: 49.0244%;" data-mce-style="width: 49.0244%;"><span>Rated Breaker Size</span></td><td style="width: 47.9756%;" data-mce-style="width: 47.9756%;"><span>250 Amps Max</span></td></tr><tr></tr></tbody></table><p><strong>Warranty</strong><br data-mce-fragment="1"></p><ul><li>Manufacturer Warranty 12 Years</li></ul><p>* Refer to warranty document for terms and conditions<br data-mce-fragment="1"><strong>Documentation</strong></p><table width="100%"><tbody><tr><td style="width: 24%;" data-mce-style="width: 24%;"><a href=""><span style="color: #2b00ff;" data-mce-style="color: #2b00ff;">Data Sheet</span></a></td></tr></tbody></table><p><br><strong>Detailed Information</strong><br></p><p>The Enphase Ensemble Communications Kit (COMMS-KIT-01) contains a wireless USB adapter to install in an Enphase IQ Combinerâ„¢ or near an Enphase IQ Envoyâ„¢. The kit enables wireless communication between the Enphase IQ Envoy or Enphase IQ Combinerâ„¢ and Enphase Enchargeâ„¢ storage as well as Enphase Enpowerâ„¢ Microgrid Interconnection Device (MID). Note that you must install the Ensemble Communications Kit to enable complete functionality of the Ensemble energy management system. The kit includes both 2.4GHz and sub-GHz wireless radios. The Ensemble system seamlessly switches between the two bands to ensure reliable wireless communication.</p><h3><strong>High reliability</strong></h3><p>Cell interconnections and diode placement use well-established industry practice and are field-proven to provide excellent reliability.</p><p><strong>Highlights</strong>Â - Easy installation. High compatibility among Enphase components.</p>
USEC001-0088 | 347.02 | CELL-A-R05-US-S-S2 | Solaredge CELL-A-R05-US-S-S2 Residential Cellular Plug-in W/ 5-year Data Plan | <p>The SolarEdge CELL-A-R05-US-S-S2 is a dedicated Cell Modem designed to provide seamless and efficient wireless connectivity for all SolarEdge Single Phase Inverters that have a display. The modem is ideal for sites where internet infrastructure is not available or not convenient. This unit can be easily installed either inside the inverter enclosure or in a contact gateway for outdoor resilience. It comes with a 5-year data plan and is intended for use exclusively in the United States. This allows for high-bandwidth monitoring of inverters, power optimizers, batteries, meters, and even weather stations.</p><h2>Features</h2><ul><li><strong>Compatibility</strong>: Works with all SolarEdge Single Phase Inverters with a Display.</li><li><strong>Wireless Connectivity</strong>: Enables SolarEdge inverters to connect wirelessly to the internet.</li><li><strong>No On-Site Internet Needed</strong>: Perfect for sites without convenient internet infrastructure.</li><li><strong>Flexible Installation</strong>: Can be placed inside the inverter enclosure or contact gateway for outdoor resilience.</li><li><strong>High-Bandwidth Monitoring</strong>: Allows for the monitoring of a variety of components including inverters, power optimizers, batteries, meters, and weather stations.</li><li><strong>Remote Troubleshooting</strong>: Facilitates remote research and troubleshooting.</li><li><strong>5-Year Data Plan</strong>: Comes with a pre-included 5-year data plan.</li><li><strong>US Coverage</strong>: Intended exclusively for use in the United States with comprehensive coverage.</li></ul><h2>Specifications</h2><h3>General</h3><ul><li><strong>Model</strong>: CELL-A-R05-US-S-S2</li><li><strong>Compatibility</strong>: All SolarEdge Single Phase Inverters with a Display</li><li><strong>Data Plan</strong>: 5-Year Included</li><li><strong>Use</strong>: United States Only</li></ul><h3>Physical</h3><ul><li><strong>Dimensions</strong>: Not specified</li><li><strong>Weight</strong>: Not specified</li></ul><h2>Warranty</h2><ul><li>Not specified<br><em>Note: Refer to the warranty document for terms and conditions.</em></li></ul><h2>Documentation</h2><ul><li><a href="https://cdn.shopify.com/s/files/1/0566/3408/1340/files/2861_570-0248_Data_Sheet.pdf?v=1676385978" target="_new">Data Sheet</a></li></ul><h2>Detailed Information</h2><p>The CELL-A-R05-US-S-S2 Cell Modem is an all-in-one solution for connecting your SolarEdge single-phase inverters to the internet. With the inclusion of a 5-year data plan and compatibility with a wide range of SolarEdge components, this modem is an ideal choice for those looking to establish a high-bandwidth, reliable, and cost-effective monitoring system.</p><p>Note: Physical dimensions and weight are not specified in the provided data. For comprehensive details, please refer to the official data sheet.</p>
USEC001-0085 | 1367.99 | R05-S-S5 | SolarEdge SE-CELL-R05-S-S5 Commercial Cellular Plugin W/ 5 Year Data Plan, â‰¤1000kw | <p>The SolarEdge SE-CELL-R05-S-S5 GSM Modem is a robust solution designed to enable wireless internet connectivity for SolarEdge inverters. Ideal for residential systems without internet access, this modem connects a single inverter to the SolarEdge monitoring portal via a cellular network. When dealing with systems that have multiple inverters, each inverter will require its own GSM modem card. This product comes with a 5-year prepaid data plan from Sprint and is designed exclusively for use in the United States.</p><h2>Features</h2><ul><li><strong>Wireless Internet Connectivity</strong>: Provides an internet connection for SolarEdge inverters via a GSM cellular network.</li><li><strong>For Multiple Inverters</strong>: Suitable for systems with up to 32 commercial (208 or 480V) inverters, or up to 1,000 kW-AC.</li><li><strong>Easy Monitoring</strong>: Allows seamless connection to the SolarEdge monitoring portal for easy system oversight.</li><li><strong>Carrier Compatibility</strong>: Comes with a 5-year Sprint prepaid data plan.</li></ul><h2>Specifications</h2><ul><li><strong>Model</strong>: SE-CELL-R05-S-S5-serialized</li><li><strong>Carrier</strong>: Sprint</li><li><strong>Prepaid Plan</strong>: 5 Years (included)</li><li><strong>Max Number of Inverters</strong>: Up to 32 Commercial (208 or 480V) Inverters, or up to 1,000 kW-AC.</li><li><strong>Country of Use</strong>: United States Only</li></ul><p><strong>Note</strong>: For systems with multiple inverters, each inverter will require a separate GSM modem card.</p><p><strong>Note</strong>: Specific weight and dimensions were not provided in the original HTML description. Please refer to the <a href="https://cdn.shopify.com/s/files/1/0566/3408/1340/files/2866_570-0238_Data_Sheet.pdf?v=1676385352" target="_new">SPEC DATASHEET</a> for more detailed specifications.</p>
USMS100-0137 | 41.73 | 70-0300-SGA | Ironridge Sga 70-0300-SGA Bonding Rail Connector Top Cap | <table width="100%" data-mce-fragment="1"><tbody data-mce-fragment="1"><tr data-mce-fragment="1"><td data-mce-fragment="1"><strong>IRONRIDGE SGA 70-0300-SGA BONDING RAIL CONNECTOR TOP CAP</strong></td></tr><tr data-mce-fragment="1"><td data-mce-fragment="1"><p><span>IronRidgeâ€™s heavy duty cast aluminum IronRidge Top Caps secure quickly and easily to galvanized schedule 40 pipe (ASTM A53 Â Grade B) or mechanical tubing (i.e. Allied Flo-Coat, Gatorshield, Gatorshield-Plus) piers with 2 set screws.</span></p><table width="100%"><tbody><tr><td><table width="100%"><tbody><tr><td style="width: 51.4725%;" data-mce-style="width: 51.4725%;"></td><td style="width: 45.8759%;" data-mce-style="width: 45.8759%;"><br></td></tr><tr><td style="width: 51.4725%;" data-mce-style="width: 51.4725%;"><div style="text-align: start;" data-mce-style="text-align: start;"><img alt="Description image" src="https://cdn.shopify.com/s/files/1/0566/3408/1340/files/Screenshot_4_2c92f0a7-8c8c-45eb-b7d3-899cb1ae9492_480x480.png?v=1676527462" style="margin-bottom: 16px; float: none;" data-mce-src="https://cdn.shopify.com/s/files/1/0566/3408/1340/files/Screenshot_4_2c92f0a7-8c8c-45eb-b7d3-899cb1ae9492_480x480.png?v=1676527462"></div></td><td style="width: 45.8759%;" data-mce-style="width: 45.8759%;"><br></td></tr><tr><td style="width: 51.4725%;" data-mce-style="width: 51.4725%;"></td><td style="width: 45.8759%;" data-mce-style="width: 45.8759%;"></td></tr></tbody></table></td></tr></tbody></table><p><br><strong>Specifications</strong></p><table width="100%"><tbody><tr><td style="width: 48.2638%;"><span>Model</span></td><td style="width: 47.7362%;">Iron ridge SGA 70-0300-SGA</td></tr><tr><td style="width: 48.2638%;"><span>Series</span></td><td style="width: 47.7362%;">Top Cap</td></tr><tr><td style="width: 48.2638%;"><span>Manufacturer</span></td><td style="width: 47.7362%;">Iron Ridge</td></tr></tbody></table><p><strong><br>GENERAL SPECIFICATION</strong><br></p><table width="100%"><tbody><tr></tr><tr><td style="width: 49.0244%;" data-mce-style="width: 49.0244%;">Dimension<br></td><td style="width: 47.9756%;" data-mce-style="width: 47.9756%;">3 Inch.<br></td></tr><tr><td style="width: 49.0244%;" data-mce-style="width: 49.0244%;">Type<br></td><td style="width: 47.9756%;" data-mce-style="width: 47.9756%;">Other Attachment<br></td></tr><tr><td style="width: 49.0244%;" data-mce-style="width: 49.0244%;">Color<br></td><td style="width: 47.9756%;" data-mce-style="width: 47.9756%;">Silver<br></td></tr><tr><td style="width: 49.0244%;" data-mce-style="width: 49.0244%;">ApplicationÂ </td><td style="width: 47.9756%;" data-mce-style="width: 47.9756%;"><span>Ground Mount</span></td></tr></tbody></table><p><strong><br>Warranty</strong><br data-mce-fragment="1"></p><ul><li>25 Years Product Warranty.<br></li></ul><p>* Refer to warranty document for terms and conditions<br data-mce-fragment="1"><strong>Documentation</strong></p><table width="100%"><tbody><tr><td style="width: 24%;" data-mce-style="width: 24%;"><a href="https://cdn.shopify.com/s/files/1/0566/3408/1340/files/Top_Cap_-DS.pdf?v=1678356705" data-mce-href="https://cdn.shopify.com/s/files/1/0566/3408/1340/files/Top_Cap_-DS.pdf?v=1678356705"><span style="color: #2b00ff;" data-mce-style="color: #2b00ff;">Data Sheet</span></a></td></tr></tbody></table><p><br><strong>Detailed Information</strong></p><p>IronRidgeâ€™s heavy duty cast aluminum IronRidge Top Caps secure quickly and easily to galvanized schedule 40 pipe (ASTM A53 Â Grade B) or mechanical tubing (i.e. Allied Flo-Coat, Gatorshield, Gatorshield-Plus) piers with 2 set screws.</p><p><span>Available in sizes that fit either 2â€ or 3â€ steel pipe and mechanical tubing, the top cap supports cross pipes with U-bolt hardware.</span></p><p><strong>High reliability</strong></p><p>Cell interconnections and diode placement use well-established industry practice and are field-proven to provide excellent reliability.<br></p><p><span>In most states, pre-stamped engineering letters are eligible. It's easy to develop, share, and price projects using online apps.</span></p><p><strong>Quantity and Certification</strong></p><p>Separate module grounding components are eliminated with the UL 2703 system.</p></td></tr></tbody></table><br>
USSPO001-0005 | 598.69 | IQ-AM1-240-4 | Enphase EN-X-IQ-AM1-240-4 AC Combiner With IQ Envoy | <table width="100%" data-mce-fragment="1"><tbody data-mce-fragment="1"><tr data-mce-fragment="1"><td style="width: 955.59px;" data-mce-fragment="1" data-mce-style="width: 955.59px;"><strong>Enphase IQ8 X-IQ-AM1-240-4 Combiner With Iq Envoy</strong></td></tr><tr data-mce-fragment="1"><td style="width: 955.59px;" data-mce-fragment="1" data-mce-style="width: 955.59px;"><p data-mce-fragment="1"><span>The Enphase IQ Combiner 4/4C with IQ Gateway and integrated LTE-M1 cell modem (included only with IQ Combiner 4C) consolidates interconnection equipment into a single enclosure and streamlines Enphase Energy Systems by providing a consistent, pre-wired solution for residential applications. It offers up to four 2-pole input circuits and Eaton BR series busbar assembly. Compatible with IQ8 Microinverters.</span></p></td></tr></tbody></table><p><strong><br>SPECIFICATIONS</strong><br></p><table width="100%"><tbody><tr><td style="width: 48.2638%;"><span>Model</span></td><td style="width: 47.7362%;">EN-X-IQ-AM1-240-4</td></tr><tr><td style="width: 48.2638%;"><span>Series</span></td><td style="width: 47.7362%;"><span>-</span></td></tr><tr><td style="width: 48.2638%;"><span>Manufacturer</span></td><td style="width: 47.7362%;">Enphase</td></tr></tbody></table><p><strong><br>GENERAL SPECIFICATIONS</strong><br></p><table width="100%"><tbody><tr><td style="width: 49.0244%;" data-mce-style="width: 49.0244%;"><span>Rated Power Output [W]</span></td><td style="width: 47.9756%;" data-mce-style="width: 47.9756%;"><span data-mce-fragment="1" mce-data-marked="1">1</span></td></tr><tr><td style="width: 49.0244%;" data-mce-style="width: 49.0244%;"><span>Length [mm (in)]</span></td><td style="width: 47.9756%;" data-mce-style="width: 47.9756%;"><span>495 mm (19.5 in)</span></td></tr><tr><td style="width: 49.0244%;" data-mce-style="width: 49.0244%;"><span>Width [mm (in)]</span></td><td style="width: 47.9756%;" data-mce-style="width: 47.9756%;"><span>375 mm (14.75 in)</span></td></tr><tr><td style="width: 49.0244%;" data-mce-style="width: 49.0244%;"><span>Depth [mm (in)]</span></td><td style="width: 47.9756%;" data-mce-style="width: 47.9756%;"><span>168 mm (6.63 in)</span></td></tr></tbody></table><p><strong>Warranty</strong><br data-mce-fragment="1"></p><ul><li>Manufacturer 12 Years Warranty</li></ul><p>* Refer to warranty document for terms and conditions<br data-mce-fragment="1"><strong>Documentation</strong></p><table width="100%"><tbody><tr><td style="width: 24%;" data-mce-style="width: 24%;"><a href="file:///C:/Users/rj/Downloads/IQ-Combiner-4-4C-DS-EN-US.pdf"><span style="color: #2b00ff;" data-mce-style="color: #2b00ff;">Data Sheet</span></a></td></tr></tbody></table><p><br><strong>Detailed Information</strong></p><p><span>The Enphase IQ Combiner 4/4C with IQ Gateway and integrated LTE-M1 cell modem (included only with IQ Combiner 4C) consolidates interconnection equipment into a single enclosure and streamlines Enphase Energy Systems by providing a consistent, pre-wired solution for residential applications. It offers up to four 2-pole input circuits and Eaton BR series busbar assembly. Compatible with IQ8 Microinverters.</span></p><p><strong>High Reliability</strong></p><p><span data-mce-fragment="1">Flexible networking supports Wi-Fi, Ethernet, or cellular</span><br></p><p><span>Optional AC receptacle available for PLC bridge</span></p><p><span>Provides production metering and consumption monitoring</span></p>
USMS100-0052 | 32.1 | 70-0200-SGA | Ironridge 70-0200-SGA 2" Top Cap | <table data-mce-fragment="1" width="100%"><tbody data-mce-fragment="1"><tr data-mce-fragment="1"><td data-mce-fragment="1" style="width: 955.59px;" data-mce-style="width: 955.59px;"><strong>IRONRIDGE 70-0200-SGA 2" TOP CAP</strong></td></tr><tr data-mce-fragment="1"><td data-mce-fragment="1" style="width: 955.59px;" data-mce-style="width: 955.59px;"><p><span>IronRidge Top Caps secure quickly and easily to galvanized schedule 40 pipe (ASTM A53 Grade B) or mechanical tubing (i.e. Allied Flo-Coat, Gatorshield, Gatorshield-Plus) piers with with 2 set screws. Available in sizes that fit either 2â€ or 3â€ steel pipe and mechanical tubing, the top cap supports cross pipes with U-bolt hardware. The top caps are manufactured using cast aluminum ALMAG 535 and come with a mill finish. As a reminder, the substructure pipe and mechanical tubing are not included.</span></p><p><strong>SPECIFICATIONS</strong></p><table width="100%"><tbody><tr><td style="width: 48.2638%;" data-mce-style="width: 48.2638%;"><span>Model</span></td><td style="width: 47.7362%;" data-mce-style="width: 47.7362%;">IRONRIDGE 70-0200-SGA</td></tr><tr><td style="width: 48.2638%;" data-mce-style="width: 48.2638%;"><span>Series</span></td><td style="width: 47.7362%;" data-mce-style="width: 47.7362%;">-<br></td></tr><tr><td style="width: 48.2638%;" data-mce-style="width: 48.2638%;"><span>Manufacturer</span></td><td style="width: 47.7362%;" data-mce-style="width: 47.7362%;">Ironridge</td></tr></tbody></table></td></tr></tbody></table><p><br><strong>GENERAL SPECIFICATION</strong><br></p><table width="100%"><tbody><tr></tr><tr><td style="width: 49.0244%;" data-mce-style="width: 49.0244%;">DimensionsÂ </td><td style="width: 47.9756%;" data-mce-style="width: 47.9756%;">2 In.</td></tr><tr><td style="width: 49.0244%;" data-mce-style="width: 49.0244%;">TypeÂ </td><td style="width: 47.9756%;" data-mce-style="width: 47.9756%;">Other Attachment</td></tr><tr><td style="width: 49.0244%;" data-mce-style="width: 49.0244%;">ColorÂ </td><td style="width: 47.9756%;" data-mce-style="width: 47.9756%;">Silver</td></tr><tr><td style="width: 49.0244%;" data-mce-style="width: 49.0244%;">FinishÂ </td><td style="width: 47.9756%;" data-mce-style="width: 47.9756%;">Mill Finish</td></tr><tr><td style="width: 49.0244%;" data-mce-style="width: 49.0244%;">MaterialÂ </td><td style="width: 47.9756%;" data-mce-style="width: 47.9756%;">Aluminum</td></tr><tr><td style="width: 49.0244%;" data-mce-style="width: 49.0244%;">Application</td><td style="width: 47.9756%;" data-mce-style="width: 47.9756%;">Ground Mount</td></tr></tbody></table><p><strong>Warranty</strong><br data-mce-fragment="1"></p><ul><li>25Â Year Standard Warranty.</li></ul><p>* Refer to warranty document for terms and conditions<br data-mce-fragment="1"><strong>Documentation</strong></p><table width="100%"><tbody><tr><td style="width: 24%;" data-mce-style="width: 24%;"><a href="https://cdn.shopify.com/s/files/1/0566/3408/1340/files/ZZ084700169_DS.pdf?v=1678339222"><span style="color: #2b00ff;" data-mce-style="color: #2b00ff;">Data Sheet</span></a></td></tr></tbody></table><p><br><strong>Detailed Information</strong><br></p><p><span>Made of heavy duty cast aluminum IronRidge Top Caps secure quickly and easily to schedule 40 pipe with 2 set screws. Fits 2" schedule 40 pipe, this Top Cap supports cross (schedule 40) piping with U-bolt hardware. The top caps are manufactured using aluminum ALMAG 535 and come with a mill finish.</span></p><p><strong>High reliability</strong><br></p><p>Cell interconnections and diode placement use well-established industry practice and are field-proven to provide excellent reliability.</p><p>The top caps are manufactured using cast aluminum ALMAG 535</p><p><span>Great quality and workmanship</span></p><p><span>In most states, pre-stamped engineering letters are eligible. It's easy to develop, share, and price projects using online apps.</span></p><p><span>It's light and works with industry-standard attachments.</span></p>
USMS100-0113 | 11.24 | FF2-01-M2 | Ironridge Flashfoot2 FF2-01-M2 Mill Comp Shingle Flashing With Cap-foot | <table data-mce-fragment="1" width="100%"><tbody data-mce-fragment="1"><tr data-mce-fragment="1"><td data-mce-fragment="1"><strong>IRONRIDGE FLASHFOOT2 FF2-01-M2 MILL COMP SHINGLE FLASHING WITH CAP-FOOT</strong></td></tr><tr data-mce-fragment="1"><td data-mce-fragment="1"><p><span>Iron Ridge FlashFoot2 is an all-in-one solar mounting product for composition shingle roofs that eliminates the need for separate standoffs, flashings, and L-feet. FlashFoot incorporates a number of structural and waterproofing features to securely attach Iron Ridge XR Rails to roof structures, while also protecting against water intrusion and weather damage.Â </span></p><table width="100%"><tbody><tr><td><table width="100%"><tbody><tr><td style="width: 51.4725%;" data-mce-style="width: 51.4725%;"></td><td style="width: 45.8759%;" data-mce-style="width: 45.8759%;"><br></td></tr><tr><td style="width: 51.4725%;" data-mce-style="width: 51.4725%;"><div style="text-align: start;" data-mce-style="text-align: start;"><img src="https://cdn.shopify.com/s/files/1/0566/3408/1340/files/black_480x480.png?v=1676524277" alt="Description image" style="margin-bottom: 16px; float: none;" data-mce-src="https://cdn.shopify.com/s/files/1/0566/3408/1340/files/black_480x480.png?v=1676524277"></div></td><td style="width: 45.8759%;" data-mce-style="width: 45.8759%;"><br></td></tr><tr><td style="width: 51.4725%;" data-mce-style="width: 51.4725%;"></td><td style="width: 45.8759%;" data-mce-style="width: 45.8759%;"></td></tr></tbody></table><strong>Specifications</strong><table width="100%"><tbody><tr><td style="width: 48.2638%;" data-mce-style="width: 48.2638%;"><span>Model</span></td><td style="width: 47.7362%;" data-mce-style="width: 47.7362%;">IRONRIDGE FLASHFOOT2 FF2-01-M2</td></tr><tr><td style="width: 48.2638%;" data-mce-style="width: 48.2638%;"><span>Series</span></td><td style="width: 47.7362%;" data-mce-style="width: 47.7362%;">Flash Foot<br></td></tr><tr><td style="width: 48.2638%;" data-mce-style="width: 48.2638%;"><span>Manufacturer</span></td><td style="width: 47.7362%;" data-mce-style="width: 47.7362%;">Iron Ridge<br></td></tr></tbody></table></td></tr></tbody></table><p><br><strong>GENERAL SPECIFICATION</strong><br></p><table width="100%"><tbody><tr></tr><tr><td style="width: 49.0244%;" data-mce-style="width: 49.0244%;">Manufacturer Part Number</td><td style="width: 47.9756%;" data-mce-style="width: 47.9756%;">FF2-01-B2</td></tr><tr><td style="width: 49.0244%;" data-mce-style="width: 49.0244%;">Weight</td><td style="width: 47.9756%;" data-mce-style="width: 47.9756%;">95 lb</td></tr><tr><td style="width: 49.0244%;" data-mce-style="width: 49.0244%;">Dimensions</td><td style="width: 47.9756%;" data-mce-style="width: 47.9756%;">12 x 9 x 1 in</td></tr><tr><td style="width: 49.0244%;" data-mce-style="width: 49.0244%;">Case Qty</td><td style="width: 47.9756%;" data-mce-style="width: 47.9756%;">20</td></tr></tbody></table><p><strong>Warranty</strong><br data-mce-fragment="1"></p><ul><li>25 Years Product Warranty.<br></li></ul><p>* Refer to warranty document for terms and conditions<br data-mce-fragment="1"><strong>Documentation</strong></p><table width="100%"><tbody><tr><td style="width: 24%;" data-mce-style="width: 24%;"><a href="https://cdn.shopify.com/s/files/1/0566/3408/1340/files/FlashFoot2_-DS_1_bedd1517-45e7-4dbf-a51d-20f37ca9e418.pdf?v=1678351929"><span style="color: #2b00ff;" data-mce-style="color: #2b00ff;">Data Sheet</span></a></td></tr></tbody></table><p><br><strong>Detailed Information</strong></p><div id="ProductDetail_ProductDetails_div"><p>IronRidge FlashFoot2 raises the bar in solar roof protection. The unique water seal design is both elevated and encapsulated, delivering redundant layers of protection against water intrusion. In addition, the twist-on Cap perfectly aligns the rail attachment with the lag bolt to maximize mechanical strength.</p><div><strong>High reliability</strong><br></div></div><p>Cell interconnections and diode placement use well-established industry practice and are field-proven to provide excellent reliability.<br></p><p><span>The unique Cap design encapsulates the lag bolt and locks into place with a simple twist.</span></p><p><span>Change the orientation of the slotted cap by rotating it 90 degrees before twisting on.</span></p><p><span>This concentric loading design results in a stronger attachment for the system.</span></p></td></tr></tbody></table>
USSSP110-1287 | 144.1818 | SE-WFGW-B-S1-NA | Solaredge SE-WFGW-B-S1-NA Wireless Gateway | <table width="100%" data-mce-fragment="1"><tbody data-mce-fragment="1"><tr data-mce-fragment="1"><td style="width: 955.59px;" data-mce-fragment="1" data-mce-style="width: 955.59px;"><strong>Solaredge SE-WFGW-B-S1-NA Wireless Gateway</strong></td></tr><tr data-mce-fragment="1"><td style="width: 955.59px;" data-mce-fragment="1" data-mce-style="width: 955.59px;"><p data-mce-fragment="1"><span>The Wi-Fi communication option enables connecting a SolarEdge inverter to the SolarEdge monitoring platform. The Wireless Gateway collects all inverters monitoring data using dedicated Wi-Fi and connects to the monitoring platform through Ethernet. The SE-WFGW-B-S1-NA Wireless Gateway provides an enhanced alternative communication option to the ZigBee Gateway, eliminating the need to install a plug-in inside SetApp-enabled inverters. The Wi-Fi connection between the gateway and the inverter is independent, therefore avoiding problems related to the home router, (ie., changing the password will not affect the PV system connection to the monitoring platform). A Wi-Fi access point is built into the SetApp inverter. An antenna (included in the Wireless Gateway package) connects to the inverter. The Wireless Gateway is connected to the home router with a hardwired Ethernet cable.<br></span></p></td></tr></tbody></table><p><strong><br>SPECIFICATIONS</strong><br></p><table width="100%"><tbody><tr><td style="width: 48.2638%;"><span>Model</span></td><td style="width: 47.7362%;">SE-WFGW-B-S1-NA</td></tr><tr><td style="width: 48.2638%;"><span>Series</span></td><td style="width: 47.7362%;"><span>-</span></td></tr><tr><td style="width: 48.2638%;"><span>Manufacturer</span></td><td style="width: 47.7362%;">Solaredge</td></tr></tbody></table><p><br><strong>GENERAL SPECIFICATIONS</strong><br></p><table width="100%"><tbody><tr><td style="width: 49.0244%;" data-mce-style="width: 49.0244%;"><span>Manufacturer Part Number</span></td><td style="width: 47.9756%;" data-mce-style="width: 47.9756%;"><span>SE-WFGW-B-S1-NA</span></td></tr><tr><td style="width: 49.0244%;" data-mce-style="width: 49.0244%;"><span>Weight</span></td><td style="width: 47.9756%;" data-mce-style="width: 47.9756%;"><span>24Â lb</span></td></tr><tr><td style="width: 49.0244%;" data-mce-style="width: 49.0244%;"><span>Dimensions</span></td><td style="width: 47.9756%;" data-mce-style="width: 47.9756%;"><span>2.6 x 1.8 x 2.5 in</span></td></tr><tr><td style="width: 49.0244%;" data-mce-style="width: 49.0244%;"><span>Qty</span></td><td style="width: 47.9756%;" data-mce-style="width: 47.9756%;">30</td></tr></tbody></table><p><strong>Warranty</strong><br data-mce-fragment="1"></p><ul><li>Manufacturer 5 Years Warranty</li></ul><p>* Refer to warranty document for terms and conditions<br data-mce-fragment="1"><strong>Documentation</strong></p><table width="100%"><tbody><tr><td style="width: 24%;" data-mce-style="width: 24%;"><a href="https://www.stellavolta.com/content/IronRidge%20Membrane%20Flashing%20Cut%20Sheet%20-%20Stellavolta.pdf"><span style="color: #2b00ff;" data-mce-style="color: #2b00ff;">Data Sheet</span></a></td></tr></tbody></table><p><br><strong>Detailed Information</strong></p><p><span>Wirelessly connects SetApp-enabled SolarEdge inverters to an Internet router - Easy installation and configuration via SetApp, leveraging a Wireless station built into the inverter - Antenna is located external to the inverter and supports up to two repeaters for extended range - The Wireless Gateway supports up to eight SolarEdge inverters on a single wireless network</span></p><p>Contactless Installation: Enables pairing of wireless gateway with the inverter (using SetApp outside the home) â€” leave behind for homeowners to activate</p><p>Easy Setup: Easy installation and configuration with onboard wireless communication (by installers via SetApp or by system owners via mySolarEdge)</p><p>24/7 Connection: Wireless communication between inverter and monitoring platform</p><p>Confidence: Operate on a secure and robust, closed network</p><p>Expand Your Range: Connect to up to two SolarEdge repeaters for extended wireless range</p><p><span></span><strong>High Reliability</strong></p><p>Wirelessly connects SetApp-enabled SolarEdge inverters to an Internet router</p><p>Easy installation and configuration via SetApp, leveraging a Wireless station built into the inverter</p><p>Antenna is located external to the inverter and supports up to two repeaters for extended range</p><p>The Wireless Gateway supports up to eight SolarEdge inverters on a single wireless network</p>
USMS100-0114 | 12.33 | FF2-01-B2 | Ironridge Flashfoot2 FF2-01-B2 Black Comp Shingle Flashing | <table data-mce-fragment="1" width="100%"><tbody data-mce-fragment="1"><tr data-mce-fragment="1"><td data-mce-fragment="1"><strong>IRONRIDGE FLASHFOOT2 FF2-01-B2 BLACK COMP SHINGLE FLASHING</strong></td></tr><tr data-mce-fragment="1"><td data-mce-fragment="1"><p><span>Iron Ridge FlashFoot2 is an all-in-one solar mounting product for composition shingle roofs that eliminates the need for separate standoffs, flashings, and L-feet. FlashFoot incorporates a number of structural and waterproofing features to securely attach Iron Ridge XR Rails to roof structures, while also protecting against water intrusion and weather damage.Â </span></p><table width="100%"><tbody><tr><td><table width="100%"><tbody><tr><td style="width: 51.4725%;" data-mce-style="width: 51.4725%;"></td><td style="width: 45.8759%;" data-mce-style="width: 45.8759%;"><br></td></tr><tr><td style="width: 51.4725%;" data-mce-style="width: 51.4725%;"><div style="text-align: start;" data-mce-style="text-align: start;"><img style="margin-bottom: 16px; float: none;" alt="Description image" src="https://cdn.shopify.com/s/files/1/0566/3408/1340/files/black_480x480.png?v=1676524277" data-mce-src="https://cdn.shopify.com/s/files/1/0566/3408/1340/files/black_480x480.png?v=1676524277"></div></td><td style="width: 45.8759%;" data-mce-style="width: 45.8759%;"><br></td></tr><tr><td style="width: 51.4725%;" data-mce-style="width: 51.4725%;"></td><td style="width: 45.8759%;" data-mce-style="width: 45.8759%;"></td></tr></tbody></table><strong>Specifications</strong><table width="100%"><tbody><tr><td style="width: 48.2638%;" data-mce-style="width: 48.2638%;"><span>Model</span></td><td style="width: 47.7362%;" data-mce-style="width: 47.7362%;">IRONRIDGE FLASHFOOT2 FF2-01-B2Â </td></tr><tr><td style="width: 48.2638%;" data-mce-style="width: 48.2638%;"><span>Series</span></td><td style="width: 47.7362%;" data-mce-style="width: 47.7362%;">Flash Foot<br></td></tr><tr><td style="width: 48.2638%;" data-mce-style="width: 48.2638%;"><span>Manufacturer</span></td><td style="width: 47.7362%;" data-mce-style="width: 47.7362%;">Iron Ridge<br></td></tr></tbody></table></td></tr></tbody></table><p><br><strong>GENERAL SPECIFICATION</strong><br></p><table width="100%"><tbody><tr></tr><tr><td style="width: 49.0244%;" data-mce-style="width: 49.0244%;">Manufacturer Part Number</td><td style="width: 47.9756%;" data-mce-style="width: 47.9756%;">FF2-01-B2</td></tr><tr><td style="width: 49.0244%;" data-mce-style="width: 49.0244%;">Weight</td><td style="width: 47.9756%;" data-mce-style="width: 47.9756%;">95 lb</td></tr><tr><td style="width: 49.0244%;" data-mce-style="width: 49.0244%;">Dimensions</td><td style="width: 47.9756%;" data-mce-style="width: 47.9756%;">12 x 9 x 1 in</td></tr><tr><td style="width: 49.0244%;" data-mce-style="width: 49.0244%;">Case Qty</td><td style="width: 47.9756%;" data-mce-style="width: 47.9756%;">20</td></tr></tbody></table><p><strong>Warranty</strong><br data-mce-fragment="1"></p><ul><li>25 Years Product Warranty.<br></li></ul><p>* Refer to warranty document for terms and conditions<br data-mce-fragment="1"><strong>Documentation</strong></p><table width="100%"><tbody><tr><td style="width: 24%;" data-mce-style="width: 24%;"><a href="https://cdn.shopify.com/s/files/1/0566/3408/1340/files/FlashFoot2_-DS.pdf?v=1678347377"><span style="color: #2b00ff;" data-mce-style="color: #2b00ff;">Data Sheet</span></a></td></tr></tbody></table><p><br><strong>Detailed Information</strong></p><div id="ProductDetail_ProductDetails_div"><p>IronRidge FlashFoot2 raises the bar in solar roof protection. The unique water seal design is both elevated and encapsulated, delivering redundant layers of protection against water intrusion. In addition, the twist-on Cap perfectly aligns the rail attachment with the lag bolt to maximize mechanical strength.</p><div><strong>High reliability</strong><br></div></div><p>Cell interconnections and diode placement use well-established industry practice and are field-proven to provide excellent reliability.<br></p><p><span>The unique Cap design encapsulates the lag bolt and locks into place with a simple twist.</span></p><p><span>Change the orientation of the slotted cap by rotating it 90 degrees before twisting on.</span></p><p><span>This concentric loading design results in a stronger attachment for the system.</span></p></td></tr></tbody></table>
USMS100-0075 | 44.25 | XR-100-168B | IRONRIDGE XR RAIL XR-100-168B 168" (14') BLACK RAIL | <table width="100%" data-mce-fragment="1"><tbody data-mce-fragment="1"><tr data-mce-fragment="1"><td data-mce-fragment="1"><strong>IRONRIDGE XR RAIL XR-100-168B 168" (14') BLACK RAIL</strong></td></tr><tr data-mce-fragment="1"><td data-mce-fragment="1"><p><span>The XR Rail Family is offered in three targeted sizes, each size supports specific design loads, while minimizing material costs. Depending on your location, there is an XR Rail to match your speicific site conditions. The XR-1000 is a heavyweight among solar mounting rails. It's built to handle extreme climates and spans 12 feet or more, mostly for commercial applications. The XR-100 is the ultimate residential mounting rail, supporting a range of wind and snow conditions, while also maximizing spans up to 8 feet. The XR-10 is a sleek, low-profile mounting rail, perfectly matched to regions without snow. It achieves 6 foot spans, while also staying light and economical.</span></p><table width="100%"><tbody><tr><td><table width="100%"><tbody><tr><td style="width: 51.4725%;" data-mce-style="width: 51.4725%;"></td><td style="width: 45.8759%;" data-mce-style="width: 45.8759%;"><br></td></tr><tr><td style="width: 51.4725%;" data-mce-style="width: 51.4725%;"><div style="text-align: start;"><img style="margin-bottom: 16px; float: none;" src="https://cdn.shopify.com/s/files/1/0566/3408/1340/files/Screenshot_14_480x480.png?v=1676538576" alt="Description image"></div></td><td style="width: 45.8759%;" data-mce-style="width: 45.8759%;"><br></td></tr><tr><td style="width: 51.4725%;" data-mce-style="width: 51.4725%;"></td><td style="width: 45.8759%;" data-mce-style="width: 45.8759%;"></td></tr></tbody></table><strong>Specifications</strong><table width="100%"><tbody><tr><td style="width: 48.2638%;" data-mce-style="width: 48.2638%;"><span>Model</span></td><td style="width: 47.7362%;" data-mce-style="width: 47.7362%;">IRONRIDGE XR RAIL XR-100-168B</td></tr><tr><td style="width: 48.2638%;" data-mce-style="width: 48.2638%;"><span>Series</span></td><td style="width: 47.7362%;" data-mce-style="width: 47.7362%;">XR100 Rail</td></tr><tr><td style="width: 48.2638%;" data-mce-style="width: 48.2638%;"><span>Manufacturer</span></td><td style="width: 47.7362%;" data-mce-style="width: 47.7362%;">Iron Ridge<br></td></tr></tbody></table></td></tr></tbody></table><p><br><strong>GENERAL SPECIFICATION</strong><br></p><table width="100%"><tbody><tr></tr><tr><td style="width: 49.0244%;" data-mce-style="width: 49.0244%;">TypeÂ </td><td style="width: 47.9756%;" data-mce-style="width: 47.9756%;"><span>Rail</span></td></tr><tr><td style="width: 49.0244%;" data-mce-style="width: 49.0244%;">FinishÂ </td><td style="width: 47.9756%;" data-mce-style="width: 47.9756%;"><span>lack Anodized</span></td></tr><tr><td style="width: 49.0244%;" data-mce-style="width: 49.0244%;">MaterialÂ </td><td style="width: 47.9756%;" data-mce-style="width: 47.9756%;">Aluminum</td></tr><tr><td style="width: 49.0244%;" data-mce-style="width: 49.0244%;">ColorÂ </td><td style="width: 47.9756%;" data-mce-style="width: 47.9756%;">Black</td></tr><tr><td style="width: 49.0244%;" data-mce-style="width: 49.0244%;">ApplicationÂ </td><td style="width: 47.9756%;" data-mce-style="width: 47.9756%;"><span>Pitched Roof - Rail-Based</span></td></tr></tbody></table><p><strong>Warranty</strong><br data-mce-fragment="1"></p><ul><li>25 Years Product Warranty.<br></li></ul><p>* Refer to warranty document for terms and conditions<br data-mce-fragment="1"><strong>Documentation</strong></p><table width="100%"><tbody><tr><td style="width: 24%;" data-mce-style="width: 24%;"><a href="https://cdn.shopify.com/s/files/1/0566/3408/1340/files/ZZ084700119_DS_1_3.pdf?v=1678422851"><span style="color: #2b00ff;" data-mce-style="color: #2b00ff;">Data Sheet</span></a></td></tr></tbody></table><p><br><strong>Detailed Information</strong></p><p><span>The XR Rail Family offers the strength of a curved rail in three targeted sizes. Each size supports specific design loads, while minimizing material costs. Depending on your location, there is an XR Rail to match</span></p><p><strong>High reliability</strong></p><p>Cell interconnections and diode placement use well-established industry practice and are field-proven to provide excellent reliability.</p><p>Protect against buckling</p><p>Safely and efficiently transfer loads to the building structure</p><p>Superior spanning capability requires fewer roof attchments, reducing the number of roof penetrations</p><p>Compatible with flat &amp; pitched roofs</p></td></tr></tbody></table>
USCG001-0017 | 204.55 | MAC–DTU | Aptos MACâ€“DTU Data Transfer Unit | <p data-mce-fragment="1">The <strong data-mce-fragment="1">APTOS Data Transfer Unit (DTU)</strong> is a versatile and efficient device designed for seamless data transfer and connectivity within your local network. This unit facilitates either Ethernet or Wi-Fi connection, ensuring that your data is effortlessly transmitted and received. Model: MAC-DTU</p><p data-mce-fragment="1"><strong data-mce-fragment="1">Specifications:</strong></p><ul data-mce-fragment="1"><li data-mce-fragment="1"><strong data-mce-fragment="1">Adapter Input Voltage/Frequency:</strong> 100 to 240 V AC / 50 or 60Hz</li><li data-mce-fragment="1"><strong data-mce-fragment="1">Adapter Output Voltage/Current:</strong> 5V / 2A</li><li data-mce-fragment="1"><strong data-mce-fragment="1">Power Consumption:</strong> 2.5W (typical), 5W (maximum)</li><li data-mce-fragment="1"><strong data-mce-fragment="1">Ambient Temperature (â„ƒ):</strong> -20Â°C to 55Â°C</li><li data-mce-fragment="1"><strong data-mce-fragment="1">Dimensions (LxWxH):</strong> 7.87 x 1.14 x 3.98 inches</li><li data-mce-fragment="1"><strong data-mce-fragment="1">Weight:</strong> 0.44 Ibs</li><li data-mce-fragment="1"><strong data-mce-fragment="1">Mounting System:</strong> Wall mounting / Desktop mounting</li><li data-mce-fragment="1"><strong data-mce-fragment="1">Compliance:</strong> FCC 15B, FCC 15C, EN60950-1, EN61000-3-2, EN61000-3-3, EN301489, EN300328, EN300440, RCM</li></ul><p data-mce-fragment="1"><strong data-mce-fragment="1">Additional Specifications:</strong></p><ul data-mce-fragment="1"><li data-mce-fragment="1"><strong data-mce-fragment="1">Width:</strong> 1.14 inches</li><li data-mce-fragment="1"><strong data-mce-fragment="1">Diameter:</strong> 7.87 inches</li><li data-mce-fragment="1"><strong data-mce-fragment="1">Height:</strong> 3.98 inches</li><li data-mce-fragment="1"><strong data-mce-fragment="1">Condition:</strong> New</li><li data-mce-fragment="1"><strong data-mce-fragment="1">Brand:</strong> APTOS</li></ul><p data-mce-fragment="1">This APTOS Data Transfer Unit (DTU) offers reliable and efficient data connectivity for various applications. Whether you require Ethernet or Wi-Fi connection, this unit ensures seamless data transfer within your local network.</p>
USMS100-0079 | 85.18 | XR-1000-204A | IRONRIDGE XR RAIL XR-1000-204A 204" (17') CLEAR RAIL | <table width="100%" data-mce-fragment="1"><tbody data-mce-fragment="1"><tr data-mce-fragment="1"><td data-mce-fragment="1"><strong>IRONRIDGE XR RAIL XR-1000-204A 204" (17') CLEAR RAIL</strong></td></tr><tr data-mce-fragment="1"><td data-mce-fragment="1"><p><span>The XR Rail Family is offered in three targeted sizes, each size supports specific design loads, while minimizing material costs. Depending on your location, there is an XR Rail to match your speicific site conditions. The XR-1000 is a heavyweight among solar mounting rails. It's built to handle extreme climates and spans 12 feet or more, mostly for commercial applications. The XR-100 is the ultimate residential mounting rail, supporting a range of wind and snow conditions, while also maximizing spans up to 8 feet. The XR-10 is a sleek, low-profile mounting rail, perfectly matched to regions without snow. It achieves 6 foot spans, while also staying light and economical.</span></p><table width="100%"><tbody><tr><td><table width="100%"><tbody><tr><td style="width: 51.4725%;" data-mce-style="width: 51.4725%;"></td><td style="width: 45.8759%;" data-mce-style="width: 45.8759%;"><br></td></tr><tr><td style="width: 51.4725%;" data-mce-style="width: 51.4725%;"><div style="text-align: start;"><img style="margin-bottom: 16px; float: none;" src="https://cdn.shopify.com/s/files/1/0566/3408/1340/files/Screenshot_14_480x480.png?v=1676538576" alt="Description image"></div></td><td style="width: 45.8759%;" data-mce-style="width: 45.8759%;"><br></td></tr><tr><td style="width: 51.4725%;" data-mce-style="width: 51.4725%;"></td><td style="width: 45.8759%;" data-mce-style="width: 45.8759%;"></td></tr></tbody></table><strong>Specifications</strong><table width="100%"><tbody><tr><td style="width: 48.2638%;" data-mce-style="width: 48.2638%;"><span>Model</span></td><td style="width: 47.7362%;" data-mce-style="width: 47.7362%;">IRONRIDGE XR RAIL XR-1000-204A</td></tr><tr><td style="width: 48.2638%;" data-mce-style="width: 48.2638%;"><span>Series</span></td><td style="width: 47.7362%;" data-mce-style="width: 47.7362%;">XR1000 Rail</td></tr><tr><td style="width: 48.2638%;" data-mce-style="width: 48.2638%;"><span>Manufacturer</span></td><td style="width: 47.7362%;" data-mce-style="width: 47.7362%;">Iron Ridge<br></td></tr></tbody></table></td></tr></tbody></table><p><br><strong>GENERAL SPECIFICATION</strong><br></p><table width="100%"><tbody><tr></tr><tr><td style="width: 49.0244%;" data-mce-style="width: 49.0244%;">TypeÂ </td><td style="width: 47.9756%;" data-mce-style="width: 47.9756%;"><span>Rail</span></td></tr><tr><td style="width: 49.0244%;" data-mce-style="width: 49.0244%;">FinishÂ </td><td style="width: 47.9756%;" data-mce-style="width: 47.9756%;"><span>lack Anodized</span></td></tr><tr><td style="width: 49.0244%;" data-mce-style="width: 49.0244%;">MaterialÂ </td><td style="width: 47.9756%;" data-mce-style="width: 47.9756%;">Aluminum</td></tr><tr><td style="width: 49.0244%;" data-mce-style="width: 49.0244%;">ColorÂ </td><td style="width: 47.9756%;" data-mce-style="width: 47.9756%;">Clear<br></td></tr><tr><td style="width: 49.0244%;" data-mce-style="width: 49.0244%;">ApplicationÂ </td><td style="width: 47.9756%;" data-mce-style="width: 47.9756%;"><span>Pitched Roof - Rail-Based</span></td></tr></tbody></table><p><strong>Warranty</strong><br data-mce-fragment="1"></p><ul><li>25 Years Product Warranty.<br></li></ul><p>* Refer to warranty document for terms and conditions.<br data-mce-fragment="1"><strong>Documentation</strong></p><table width="100%"><tbody><tr><td style="width: 24%;" data-mce-style="width: 24%;"><a href="https://cdn.shopify.com/s/files/1/0566/3408/1340/files/ZZ084700119_DS_1_7.pdf?v=1678423378"><span style="color: #2b00ff;" data-mce-style="color: #2b00ff;">Data Sheet</span></a></td></tr></tbody></table><p><br><strong>Detailed Information</strong></p><p><span>The XR Rail Family offers the strength of a curved rail in three targeted sizes. Each size supports specific design loads, while minimizing material costs. Depending on your location, there is an XR Rail to match</span></p><p><strong>High reliability</strong></p><p>Cell interconnections and diode placement use well-established industry practice and are field-proven to provide excellent reliability.</p><p>Protect against buckling</p><p>Safely and efficiently transfer loads to the building structure</p><p>Superior spanning capability requires fewer roof attchments, reducing the number of roof penetrations</p><p>Compatible with flat &amp; pitched roofs</p></td></tr></tbody></table>
USIN100-0309 | 66.67 | PVI 50TL/60TL | Solectria Fuse Bypass Kit For PVI 50TL/60TL Inverters | <table data-mce-fragment="1" width="100%"><tbody data-mce-fragment="1"><tr data-mce-fragment="1"><td data-mce-fragment="1" style="width: 955.59px;" data-mce-style="width: 955.59px;"><strong>Solectria Fuse Bypass Kit For PVI 50TL/60TL Invertersï»¿</strong></td></tr><tr data-mce-fragment="1"><td data-mce-fragment="1" style="width: 955.59px;" data-mce-style="width: 955.59px;"><p><span>Yaskawa Solectria, Fuse By-Pass Kit, PVI50-60TL, 1 Set includes 6 pieces, for 1 inverter, OPT-FUSEBYPASS-PVI-50-60TL</span></p></td></tr></tbody></table><p><strong><br>SPECIFICATIONS</strong></p><table width="100%"><tbody><tr><td style="width: 48.2638%;"><span>Model</span></td><td style="width: 47.7362%;">OPT-FUSEBYPASS-PVI-50-60TL</td></tr><tr><td style="width: 48%;"><span>Series</span></td><td style="width: 48%;">-</td></tr><tr><td style="width: 48.2638%;"><span>Manufacturer</span></td><td style="width: 47.7362%;">Solectria</td></tr></tbody></table><p><br></p>
USMS100-0072 | 38.63 | XR-100-168A | IRONRIDGE XR RAIL XR-100-168A 168" (14') CLEAR RAIL | <table width="100%" data-mce-fragment="1"><tbody data-mce-fragment="1"><tr data-mce-fragment="1"><td data-mce-fragment="1"><strong>IRONRIDGE XR RAIL XR-100-168A 168" (14') CLEAR RAIL</strong></td></tr><tr data-mce-fragment="1"><td data-mce-fragment="1"><p><span>The XR Rail Family is offered in three targeted sizes, each size supports specific design loads, while minimizing material costs. Depending on your location, there is an XR Rail to match your speicific site conditions. The XR-1000 is a heavyweight among solar mounting rails. It's built to handle extreme climates and spans 12 feet or more, mostly for commercial applications. The XR-100 is the ultimate residential mounting rail, supporting a range of wind and snow conditions, while also maximizing spans up to 8 feet. The XR-10 is a sleek, low-profile mounting rail, perfectly matched to regions without snow. It achieves 6 foot spans, while also staying light and economical.</span></p><table width="100%"><tbody><tr><td><table width="100%"><tbody><tr><td style="width: 51.4725%;" data-mce-style="width: 51.4725%;"></td><td style="width: 45.8759%;" data-mce-style="width: 45.8759%;"><br></td></tr><tr><td style="width: 51.4725%;" data-mce-style="width: 51.4725%;"><div style="text-align: start;"><img style="margin-bottom: 16px; float: none;" src="https://cdn.shopify.com/s/files/1/0566/3408/1340/files/Screenshot_14_480x480.png?v=1676538576" alt="Description image"></div></td><td style="width: 45.8759%;" data-mce-style="width: 45.8759%;"><br></td></tr><tr><td style="width: 51.4725%;" data-mce-style="width: 51.4725%;"></td><td style="width: 45.8759%;" data-mce-style="width: 45.8759%;"></td></tr></tbody></table><strong>Specifications</strong><table width="100%"><tbody><tr><td style="width: 48.2638%;" data-mce-style="width: 48.2638%;"><span>Model</span></td><td style="width: 47.7362%;" data-mce-style="width: 47.7362%;">IRONRIDGE XR RAIL XR-100-168A</td></tr><tr><td style="width: 48.2638%;" data-mce-style="width: 48.2638%;"><span>Series</span></td><td style="width: 47.7362%;" data-mce-style="width: 47.7362%;">XR100 Rail</td></tr><tr><td style="width: 48.2638%;" data-mce-style="width: 48.2638%;"><span>Manufacturer</span></td><td style="width: 47.7362%;" data-mce-style="width: 47.7362%;">Iron Ridge<br></td></tr></tbody></table></td></tr></tbody></table><p><br><strong>GENERAL SPECIFICATION</strong><br></p><table width="100%"><tbody><tr></tr><tr><td style="width: 49.0244%;" data-mce-style="width: 49.0244%;">TypeÂ </td><td style="width: 47.9756%;" data-mce-style="width: 47.9756%;"><span>Rail</span></td></tr><tr><td style="width: 49.0244%;" data-mce-style="width: 49.0244%;">FinishÂ </td><td style="width: 47.9756%;" data-mce-style="width: 47.9756%;"><span>lack Anodized</span></td></tr><tr><td style="width: 49.0244%;" data-mce-style="width: 49.0244%;">MaterialÂ </td><td style="width: 47.9756%;" data-mce-style="width: 47.9756%;">Aluminum</td></tr><tr><td style="width: 49.0244%;" data-mce-style="width: 49.0244%;">ColorÂ </td><td style="width: 47.9756%;" data-mce-style="width: 47.9756%;">Clear<br></td></tr><tr><td style="width: 49.0244%;" data-mce-style="width: 49.0244%;">ApplicationÂ </td><td style="width: 47.9756%;" data-mce-style="width: 47.9756%;"><span>Pitched Roof - Rail-Based</span></td></tr></tbody></table><p><strong>Warranty</strong><br data-mce-fragment="1"></p><ul><li>25 Years Product Warranty.<br></li></ul><p>* Refer to warranty document for terms and conditions<br data-mce-fragment="1"><strong>Documentation</strong></p><table width="100%"><tbody><tr><td style="width: 24%;" data-mce-style="width: 24%;"><a href="https://cdn.shopify.com/s/files/1/0566/3408/1340/files/ZZ084700119_DS_1_2.pdf?v=1678422680"><span style="color: #2b00ff;" data-mce-style="color: #2b00ff;">Data Sheet</span></a></td></tr></tbody></table><p><br><strong>Detailed Information</strong></p><p><span>The XR Rail Family offers the strength of a curved rail in three targeted sizes. Each size supports specific design loads, while minimizing material costs. Depending on your location, there is an XR Rail to match</span></p><p><strong>High reliability</strong></p><p>Cell interconnections and diode placement use well-established industry practice and are field-proven to provide excellent reliability.</p><p>Protect against buckling</p><p>Safely and efficiently transfer loads to the building structure</p><p>Superior spanning capability requires fewer roof attchments, reducing the number of roof penetrations</p><p>Compatible with flat &amp; pitched roofs</p></td></tr></tbody></table>
USMS100-0666 | 162 | 4,30,00,11,190 | Fronius Datcom Module Temperature Sensor 43,0001,1190 | <table width="100%" data-mce-fragment="1"><tbody data-mce-fragment="1"><tr data-mce-fragment="1"><td style="width: 955.59px;" data-mce-fragment="1" data-mce-style="width: 955.59px;"><strong>Fronius Datcom Module Temperature Sensor 43,0001,1190</strong></td></tr><tr data-mce-fragment="1"><td style="width: 955.59px;" data-mce-fragment="1" data-mce-style="width: 955.59px;"><p><span>The Fronius DATCOM system can be fitted with a number of sensors. These allow for a more in-depth analysis of the PV system's operation and the drawing of informed conclusions about its overall performance. This choice is available as a plug-in card or a box, as is customary. A maximum distance of 65-100 feet between the inverter and the sensor is recommended for plug-in cards (s). The box can be used to cover longer distances.</span></p></td></tr></tbody></table><p><strong><br>SPECIFICATIONS</strong></p><table width="100%"><tbody><tr><td style="width: 48.2638%;"><span>Model</span></td><td style="width: 47.7362%;">43,0001,1190</td></tr><tr><td style="width: 48.2638%;"><span>Series</span></td><td style="width: 47.7362%;">-<br></td></tr><tr><td style="width: 48.2638%;"><span>Manufacturer</span></td><td style="width: 47.7362%;">Fronius</td></tr></tbody></table><p><strong><br>GENERAL SPECIFICATION</strong><br></p><table width="100%"><tbody><tr></tr><tr><td style="width: 49.0244%;" data-mce-style="width: 49.0244%;"><span>Type</span></td><td style="width: 47.9756%;" data-mce-style="width: 47.9756%;"><span>Sensor</span></td></tr><tr><td style="width: 49.0244%;" data-mce-style="width: 49.0244%;"><span>Color</span></td><td style="width: 47.9756%;" data-mce-style="width: 47.9756%;">Yellow</td></tr></tbody></table><p><strong>Warranty</strong><br data-mce-fragment="1"></p><ul><li>25 Year Standard Warranty.</li></ul><p>* Refer to warranty document for terms and conditions<br data-mce-fragment="1"><strong>Documentation</strong></p><table width="100%"><tbody><tr><td style="width: 24%;" data-mce-style="width: 24%;"><a href="https://www.accordelectrical.com.au/wp-content/uploads/2020/05/Fronius-Product-Overview-Brochure-2018-002.pdf"><span style="color: #2b00ff;" data-mce-style="color: #2b00ff;">Data Sheet</span></a></td></tr></tbody></table><p><br><strong>Detailed Information</strong><br></p><p><span data-mce-fragment="1">The Fronius DATCOM system can be fitted with a number of sensors. These allow for a more in-depth analysis of the PV system's operation and the drawing of informed conclusions about its overall performance. This choice is available as a plug-in card or a box, as is customary. A maximum distance of 65-100 feet between the inverter and the sensor is recommended for plug-in cards (s). The box can be used to cover longer distances.</span></p><p><strong>High reliability</strong><br></p><p>Cell interconnections and diode placement use well-established industry practice and are field-proven to provide excellent reliability.</p><p>Strong and Light Weight</p>
USSE100-0278 | 158.4 | 4,30,00,11,189 | Fronius Datcom Irradiance Sensor 43,0001,1189 | <h1 data-mce-fragment="1">Fronius Sensor, Irradiance</h1><p data-mce-fragment="1">Manufacturer Part Number: 43,0001,1189</p><p data-mce-fragment="1">Sensor Box / Card compatible. 0 to 100 mv Output</p><p data-mce-fragment="1">Â </p><p data-mce-fragment="1"><a href="https://cdn.shopify.com/s/files/1/0566/3408/1340/files/Sensors.pdf?v=1676381333"><b>DATASHEET</b></a></p>
USSE100-0279 | 101.21 | BP-S | Magnum BP-S Back Plate | <p data-mce-fragment="1"><strong data-mce-fragment="1">Magnum, Back Plate Single (fits 1-MPSL, 1-MPX), extension for Back Plate Dual, BP-S</strong></p><p data-mce-fragment="1"><br data-mce-fragment="1"></p><p data-mce-fragment="1">The BP-S is a single-piece powder-coated steel backplate designed to hold a single MP or MPX enclosure, a Magnum inverter, and the inverter hood all in one place, giving the device a more streamlined appearance. The backplate is shipped with 14-20 x 34" Hex head bolts for mounting the MP enclosure, a Magnum inverter, and the inverter hood, and is built with PEM (internally threaded) nuts.<br></p><p data-mce-fragment="1"><br></p><p data-mce-fragment="1">This backplate also fulfills the necessity for a noncombustible mounting surface when the inverters are mounted on the wall.</p><p data-mce-fragment="1"><br data-mce-fragment="1"></p><p data-mce-fragment="1"><strong data-mce-fragment="1">Features</strong></p><ul data-mce-fragment="1"><li data-mce-fragment="1"><strong data-mce-fragment="1">SafetyÂ </strong>-Â Mounting surface that is noncombustible.</li><li data-mce-fragment="1"><strong data-mce-fragment="1">Efficiency</strong>Â -Â Multiple Magnum enclosures may be used.</li><li data-mce-fragment="1"><strong data-mce-fragment="1">User Friendly</strong>Â -Â Installation is easy.</li></ul><p><a href="https://cdn.shopify.com/s/files/1/0566/3408/1340/files/Magnum_BP-S-D-manual.pdf?v=1676381086"><strong>INSTRUCTION SHEET</strong></a></p>
USMS100-0077 | 50.78 | XR-100-204B | IRONRIDGE XR RAIL XR-100-204B 204" (17') BLACK RAIL | <table width="100%" data-mce-fragment="1"><tbody data-mce-fragment="1"><tr data-mce-fragment="1"><td data-mce-fragment="1">IRONRIDGE XR RAIL XR-100-204B 204" (17') BLACK RAIL</td></tr><tr data-mce-fragment="1"><td data-mce-fragment="1"><p><span>The XR Rail Family is offered in three targeted sizes, each size supports specific design loads, while minimizing material costs. Depending on your location, there is an XR Rail to match your speicific site conditions. The XR-1000 is a heavyweight among solar mounting rails. It's built to handle extreme climates and spans 12 feet or more, mostly for commercial applications. The XR-100 is the ultimate residential mounting rail, supporting a range of wind and snow conditions, while also maximizing spans up to 8 feet. The XR-10 is a sleek, low-profile mounting rail, perfectly matched to regions without snow. It achieves 6 foot spans, while also staying light and economical.</span></p><table width="100%"><tbody><tr><td><table width="100%"><tbody><tr><td style="width: 51.4725%;" data-mce-style="width: 51.4725%;"></td><td style="width: 45.8759%;" data-mce-style="width: 45.8759%;"><br></td></tr><tr><td style="width: 51.4725%;" data-mce-style="width: 51.4725%;"><div style="text-align: start;"><img src="https://cdn.shopify.com/s/files/1/0566/3408/1340/files/Screenshot_14_480x480.png?v=1676538576" alt="Description image" style="margin-bottom: 16px; float: none;"></div></td><td style="width: 45.8759%;" data-mce-style="width: 45.8759%;"><br></td></tr><tr><td style="width: 51.4725%;" data-mce-style="width: 51.4725%;"></td><td style="width: 45.8759%;" data-mce-style="width: 45.8759%;"></td></tr></tbody></table><strong>Specifications</strong><table width="100%"><tbody><tr><td style="width: 48.2638%;" data-mce-style="width: 48.2638%;"><span>Model</span></td><td style="width: 47.7362%;" data-mce-style="width: 47.7362%;">IRONRIDGE XR RAIL XR-100-204B</td></tr><tr><td style="width: 48.2638%;" data-mce-style="width: 48.2638%;"><span>Series</span></td><td style="width: 47.7362%;" data-mce-style="width: 47.7362%;">XR100 Rail</td></tr><tr><td style="width: 48.2638%;" data-mce-style="width: 48.2638%;"><span>Manufacturer</span></td><td style="width: 47.7362%;" data-mce-style="width: 47.7362%;">Iron Ridge<br></td></tr></tbody></table></td></tr></tbody></table><p><br><strong>GENERAL SPECIFICATION</strong><br></p><table width="100%"><tbody><tr></tr><tr><td style="width: 49.0244%;" data-mce-style="width: 49.0244%;">TypeÂ </td><td style="width: 47.9756%;" data-mce-style="width: 47.9756%;"><span>Rail</span></td></tr><tr><td style="width: 49.0244%;" data-mce-style="width: 49.0244%;">FinishÂ </td><td style="width: 47.9756%;" data-mce-style="width: 47.9756%;"><span>lack Anodized</span></td></tr><tr><td style="width: 49.0244%;" data-mce-style="width: 49.0244%;">MaterialÂ </td><td style="width: 47.9756%;" data-mce-style="width: 47.9756%;">Aluminum</td></tr><tr><td style="width: 49.0244%;" data-mce-style="width: 49.0244%;">ColorÂ </td><td style="width: 47.9756%;" data-mce-style="width: 47.9756%;">Black</td></tr><tr><td style="width: 49.0244%;" data-mce-style="width: 49.0244%;">ApplicationÂ </td><td style="width: 47.9756%;" data-mce-style="width: 47.9756%;"><span>Pitched Roof - Rail-Based</span></td></tr></tbody></table><p><strong>Warranty</strong><br data-mce-fragment="1"></p><ul><li>25 Years Product Warranty.<br></li></ul><p>* Refer to warranty document for terms and conditions<br data-mce-fragment="1"><strong>Documentation</strong></p><table width="100%"><tbody><tr><td style="width: 24%;" data-mce-style="width: 24%;"><a href="https://cdn.shopify.com/s/files/1/0566/3408/1340/files/ZZ084700119_DS_1_5.pdf?v=1678423127"><span style="color: #2b00ff;" data-mce-style="color: #2b00ff;">Data Sheet</span></a></td></tr></tbody></table><p><br><strong>Detailed Information</strong></p><p><span>The XR Rail Family offers the strength of a curved rail in three targeted sizes. Each size supports specific design loads, while minimizing material costs. Depending on your location, there is an XR Rail to match</span></p><p><strong>High reliability</strong></p><p>Cell interconnections and diode placement use well-established industry practice and are field-proven to provide excellent reliability.</p><p>Protect against buckling</p><p>Safely and efficiently transfer loads to the building structure</p><p>Superior spanning capability requires fewer roof attchments, reducing the number of roof penetrations</p><p>Compatible with flat &amp; pitched roofs</p></td></tr></tbody></table>
USSE100-0280 | 20.51 | ME-RSA-M | Magnum ME-RSA-M Remote Switch Adapter | <p data-mce-fragment="1"><strong data-mce-fragment="1">Magnum, Remote Switch Adapter - Pigtail Adapter for Remote Switch, Momentary, ME-RSA-M</strong></p><p data-mce-fragment="1"><br data-mce-fragment="1"></p><p data-mce-fragment="1">Users can use the ME-RSA and ME-RSA-M Remote Switch Adapters to connect an external switch and turn the inverter on and off remotely. To turn the inverter ON or OFF, the ME-RSA needs a "maintain" or on/off form of switch. The ME-RSA-M needs a "momentary" switch, which allows the inverter to be turned on and off using several switches in various locations.</p><p data-mce-fragment="1"><br data-mce-fragment="1"></p><p data-mce-fragment="1">These Remote Switch Adapters are easy to set up and operate with inverters that have a "stack/accessories" port, such as the ME, MS, and RD Series inverters.</p><p data-mce-fragment="1"><br data-mce-fragment="1"></p><p data-mce-fragment="1">The ME-RSA or ME-RSA-M inverters are not compatible with the MS-PAE or MS-PE Series inverters.</p>
USMS100-0302 | 31.23 | 315168M | UNIRAC SOLARMOUNT 315168M 168" (14') MILL RAIL | <table width="100%" data-mce-fragment="1"><tbody data-mce-fragment="1"><tr data-mce-fragment="1"><td style="width: 955.59px;" data-mce-style="width: 955.59px;" data-mce-fragment="1"><strong>UNIRAC SOLARMOUNT 315168M 168" (14') MILL RAIL</strong></td></tr><tr data-mce-fragment="1"><td style="width: 955.59px;" data-mce-style="width: 955.59px;" data-mce-fragment="1"><p data-mce-fragment="1">Any job site will benefit from the universal SolarMount rail system solutions, which can be installed into a variety of PV mounting structures. Standard rails offer you the most flexibility, with options for bottom mounting and tilting up.</p><p data-mce-fragment="1">Unirac offers a technical support system that contains installation and code compliance manuals, as well as an online estimator and design assistance to assist you in solving the most challenging problems</p><p><strong>SPECIFICATIONS</strong></p><table width="100%"><tbody><tr><td style="width: 48.2638%;" data-mce-style="width: 48.2638%;"><span>Model</span></td><td style="width: 47.7362%;" data-mce-style="width: 47.7362%;">315168M</td></tr><tr><td style="width: 48.2638%;" data-mce-style="width: 48.2638%;"><span>Series</span></td><td style="width: 47.7362%;" data-mce-style="width: 47.7362%;"><span>SolarMount</span></td></tr><tr><td style="width: 48.2638%;" data-mce-style="width: 48.2638%;"><span>Manufacturer</span></td><td style="width: 47.7362%;" data-mce-style="width: 47.7362%;">UNIRAC</td></tr></tbody></table></td></tr></tbody></table><p><br><strong>GENERAL SPECIFICATIONS</strong><br></p><table width="100%"><tbody><tr><td style="width: 49.0244%;" data-mce-style="width: 49.0244%;"><span>Item Weight</span></td><td style="width: 47.9756%;" data-mce-style="width: 47.9756%;"><span>7.5 lb</span></td></tr><tr><td style="width: 49.0244%;" data-mce-style="width: 49.0244%;"><span>Dimensions (LxWxH)</span></td><td style="width: 47.9756%;" data-mce-style="width: 47.9756%;"><span>168 x 0.75 x 2 inches</span></td></tr></tbody></table><p><strong>Warranty</strong><br data-mce-fragment="1"></p><ul><li>Manufacturer Warranty 25 Years</li></ul><p>* Refer to warranty document for terms and conditions<br data-mce-fragment="1"><strong>Documentation</strong></p><table width="100%"><tbody><tr><td style="width: 24%;" data-mce-style="width: 24%;"><span style="color: #2b00ff;" data-mce-style="color: #2b00ff;">Data Sheet</span></td></tr></tbody></table><p><br><strong>Detailed Information</strong><br></p><p><span>Roof or ground mounting options are available.</span></p><p><span> Roofs may be pitched or smooth.</span></p><p><span>Components that are easy to install.</span></p><p><span> Penetration is reduced, and attachment spans are longer than competing products.</span></p><p><strong>High reliability</strong></p><p><span>The universal SolarMount rail system solutions can be assembled into a wide variety of PV mounting structures to accommodate any job site.</span></p><p><span>Standard rails give you ultimate flexibility, including bottom mounting and tilt-up options.</span></p>
USMS100-0078 | 62.25 | XR-1000-168A | IRONRIDGE XR RAIL XR-1000-168A 168" (14') CLEAR RAIL | <table data-mce-fragment="1" width="100%"><tbody data-mce-fragment="1"><tr data-mce-fragment="1"><td data-mce-fragment="1"><strong>IRONRIDGE XR RAIL XR-1000-168A 168" (14') CLEAR RAIL</strong></td></tr><tr data-mce-fragment="1"><td data-mce-fragment="1"><p><span>The XR Rail Family is offered in three targeted sizes, each size supports specific design loads, while minimizing material costs. Depending on your location, there is an XR Rail to match yourÂ specific site conditions. The XR-1000 is a heavyweight among solar mounting rails. It's built to handle extreme climates and spans 12 feet or more, mostly for commercial applications. The XR-100 is the ultimate residential mounting rail, supporting a range of wind and snow conditions, while also maximizing spans up to 8 feet. The XR-10 is a sleek, low-profile mounting rail, perfectly matched to regions without snow. It achieves 6 foot spans, while also staying light and economical.</span></p><table width="100%"><tbody><tr><td><table width="100%"><tbody><tr><td style="width: 51.4725%;" data-mce-style="width: 51.4725%;"></td><td style="width: 45.8759%;" data-mce-style="width: 45.8759%;"><br></td></tr><tr><td style="width: 51.4725%;" data-mce-style="width: 51.4725%;"><div style="text-align: start;"><img style="margin-bottom: 16px; float: none;" src="https://cdn.shopify.com/s/files/1/0566/3408/1340/files/Screenshot_14_480x480.png?v=1676538576" alt="Description image"></div></td><td style="width: 45.8759%;" data-mce-style="width: 45.8759%;"><br></td></tr><tr><td style="width: 51.4725%;" data-mce-style="width: 51.4725%;"></td><td style="width: 45.8759%;" data-mce-style="width: 45.8759%;"></td></tr></tbody></table><strong>Specifications</strong><table width="100%"><tbody><tr><td style="width: 48.2638%;" data-mce-style="width: 48.2638%;"><span>Model</span></td><td style="width: 47.7362%;" data-mce-style="width: 47.7362%;">IRONRIDGE XR RAIL XR-1000-168A</td></tr><tr><td style="width: 48.2638%;" data-mce-style="width: 48.2638%;"><span>Series</span></td><td style="width: 47.7362%;" data-mce-style="width: 47.7362%;">XR1000 Rail</td></tr><tr><td style="width: 48.2638%;" data-mce-style="width: 48.2638%;"><span>Manufacturer</span></td><td style="width: 47.7362%;" data-mce-style="width: 47.7362%;">Iron Ridge<br></td></tr></tbody></table></td></tr></tbody></table><p><br><strong>GENERAL SPECIFICATION</strong><br></p><table width="100%"><tbody><tr></tr><tr><td style="width: 49.0244%;" data-mce-style="width: 49.0244%;">TypeÂ </td><td style="width: 47.9756%;" data-mce-style="width: 47.9756%;"><span>Rail</span></td></tr><tr><td style="width: 49.0244%;" data-mce-style="width: 49.0244%;">FinishÂ </td><td style="width: 47.9756%;" data-mce-style="width: 47.9756%;"><span>lack Anodized</span></td></tr><tr><td style="width: 49.0244%;" data-mce-style="width: 49.0244%;">MaterialÂ </td><td style="width: 47.9756%;" data-mce-style="width: 47.9756%;">Aluminum</td></tr><tr><td style="width: 49.0244%;" data-mce-style="width: 49.0244%;">ColorÂ </td><td style="width: 47.9756%;" data-mce-style="width: 47.9756%;">Clear<br></td></tr><tr><td style="width: 49.0244%;" data-mce-style="width: 49.0244%;">ApplicationÂ </td><td style="width: 47.9756%;" data-mce-style="width: 47.9756%;"><span>Pitched Roof - Rail-Based</span></td></tr></tbody></table><p><strong>Warranty</strong><br data-mce-fragment="1"></p><ul><li>25 Years Product Warranty.<br></li></ul><p>* Refer to warranty document for terms and conditions<br data-mce-fragment="1"><strong>Documentation</strong></p><table width="100%"><tbody><tr><td style="width: 24%;" data-mce-style="width: 24%;"><a href="https://cdn.shopify.com/s/files/1/0566/3408/1340/files/ZZ084700119_DS_1_6.pdf?v=1678423272"><span style="color: #2b00ff;" data-mce-style="color: #2b00ff;">Data Sheet</span></a></td></tr></tbody></table><p><br><strong>Detailed Information</strong></p><p><span>The XR Rail Family offers the strength of a curved rail in three targeted sizes. Each size supports specific design loads, while minimizing material costs. Depending on your location, there is an XR Rail to match</span></p><p><strong>High reliability</strong></p><p>Cell interconnections and diode placement use well-established industry practice and are field-proven to provide excellent reliability.</p><p>Protect against buckling.</p><p>Safely and efficiently transfer loads to the building structure.</p><p>Superior spanning capability requires fewer roof attchments, reducing the number of roof penetrations.</p><p>Compatible with flat &amp; pitched roofs.</p></td></tr></tbody></table>
USMS100-0284 | 3.39 | SHCLMPM1 | Unirac Stronghold SHCLMPM1 Mill Rail Clamp | <table width="100%" data-mce-fragment="1"><tbody data-mce-fragment="1"><tr data-mce-fragment="1"><td style="width: 955.59px;" data-mce-fragment="1" data-mce-style="width: 955.59px;"><strong>Unirac Stronghold SHCLMPM1 Mill Rail Clamp</strong></td></tr><tr data-mce-fragment="1"><td style="width: 955.59px;" data-mce-fragment="1" data-mce-style="width: 955.59px;"><p>UniRac, NXT HORIZON STRONGHOLD RAIL CLAMP MILL, SHCLMPM1<br></p></td></tr></tbody></table><p><strong><br>SPECIFICATIONS</strong></p><table width="100%"><tbody><tr><td style="width: 48.2638%;"><span>Model</span></td><td style="width: 47.7362%;">SHCLMPM1Â </td></tr><tr><td style="width: 48.2638%;"><span>Series</span></td><td style="width: 47.7362%;"><span>Stronghold</span></td></tr><tr><td style="width: 48.2638%;"><span>Manufacturer</span></td><td style="width: 47.7362%;">UNIRAC</td></tr></tbody></table><p><strong><br>GENERAL SPECIFICATIONS</strong><br></p><table width="100%"><tbody><tr><td style="width: 49.0244%;" data-mce-style="width: 49.0244%;"><span>Item Weight</span></td><td style="width: 47.9756%;" data-mce-style="width: 47.9756%;"><span>0.3 lb</span></td></tr><tr><td style="width: 49.0244%;" data-mce-style="width: 49.0244%;"><span>Dimensions (LxWxH)</span></td><td style="width: 47.9756%;" data-mce-style="width: 47.9756%;"><span>15.5 x 12.5 x 7 inches</span></td></tr></tbody></table><p><strong><br>Warranty</strong><br data-mce-fragment="1"></p><ul><li>Manufacturer Warranty 25 Years</li></ul><p>* Refer to warranty document for terms and conditions<br><br data-mce-fragment="1"><strong>Documentation</strong></p><table width="100%"><tbody><tr><td style="width: 24%;" data-mce-style="width: 24%;"><a href="https://7534425.app.netsuite.com/core/media/media.nl?id=1267749&amp;c=7534425&amp;h=HVWe_zIcBVIpBdqsqfxd1OTJgCxCFH8rCTvt7ns2Cgcxfx4L&amp;_xt=.pdf" data-mce-href="https://7534425.app.netsuite.com/core/media/media.nl?id=1267749&amp;c=7534425&amp;h=HVWe_zIcBVIpBdqsqfxd1OTJgCxCFH8rCTvt7ns2Cgcxfx4L&amp;_xt=.pdf"><span style="color: #2b00ff;" data-mce-style="color: #2b00ff;">Data Sheet</span></a></td></tr></tbody></table><p><br><strong>Detailed Information</strong></p><p>Invisible, easy, integrated wire management with new open channel rail</p><p>Structural internal splice</p><p>Refined finishing touches with both sleek and functional accessories</p><p><strong>High reliability</strong></p><p>Flexible, smart connections developed around the new rail</p><p>Refined finishing touches with both sleek and functional accessories</p><p>Universal module clamps and MLPE/grounding lug: less SKUs &amp; more value from parts</p>
USMS100-0615 | 153.33 | UMS_KIT-10 | SMA UMS_KIT-10 Mounting Bracket | <p data-mce-fragment="1"><strong data-mce-fragment="1">SMA, Core-1 Universal Mounting System Kit, UMS_KIT-10</strong></p><p data-mce-fragment="1">STP 50-40, STP 50-US-40, and STP 50-JP-40 inverter types, as well as STP 33-US-41, STP 50-US-41, and STP 62-US-41 inverter types, are all compatible with the UMS KIT-10 (Universal Mounting System). When the UMS KIT-10 is used, the inverter's compliance with IEC 62109-1 is maintained.</p><p data-mce-fragment="1"><a href="https://cdn.shopify.com/s/files/1/0566/3408/1340/files/1297_370-0121_Installation_Manual.pdf?v=1676379244">INSTALLATION MANNUAL</a></p>
USMS100-0380 | 202.12 | 004275D | Unirac Flashloc DUO 004275D Dark Comp Kit | <table width="100%" data-mce-fragment="1"><tbody data-mce-fragment="1"><tr data-mce-fragment="1"><td data-mce-fragment="1"><strong>Unirac Flashloc DUO 004275D Dark Comp Kit</strong></td></tr><tr data-mce-fragment="1"><td data-mce-fragment="1"><p><span>The all-in-one mount installs fast - no kneeling on hot roofs to install flashing, no prying or cutting shingles, no pulling nails. Simply drive the required number of screws to secure the mount and inject sealant into the base. The patented TRIPLE SEAL technology of FLASHLOC preserves the roof and protects the penetration with a permanent pressure seal. Kitted with two rafter screws, sealant and hardware for maximum convenience deck screws sold separately</span></p><table width="100%"><tbody><tr><td><table width="100%"><tbody><tr><td style="width: 51.4725%;" data-mce-style="width: 51.4725%;"><br></td><td style="width: 45.8759%;" data-mce-style="width: 45.8759%;"><br></td></tr><tr><td style="width: 51.4725%;" data-mce-style="width: 51.4725%;"><div style="text-align: left;"><img style="margin-bottom: 16px; float: none;" alt="Description image" src="https://cdn.shopify.com/s/files/1/0566/3408/1340/files/Screenshot_1_83297e3c-f7a5-4b82-a2e6-a19cf8aa013d_480x480.png?v=1677210954"></div></td><td style="width: 45.8759%;" data-mce-style="width: 45.8759%;"><br></td></tr><tr><td style="width: 51.4725%;" data-mce-style="width: 51.4725%;"></td><td style="width: 45.8759%;" data-mce-style="width: 45.8759%;"></td></tr></tbody></table><br><table width="100%"><tbody><tr><td style="width: 48.2638%;" data-mce-style="width: 48.2638%;"><span>Model</span></td><td style="width: 47.7362%;" data-mce-style="width: 47.7362%;">004275D</td></tr><tr><td style="width: 48.2638%;" data-mce-style="width: 48.2638%;"><span>Series</span></td><td style="width: 47.7362%;" data-mce-style="width: 47.7362%;">-<br></td></tr><tr><td style="width: 48.2638%;" data-mce-style="width: 48.2638%;"><span>Manufacturer</span></td><td style="width: 47.7362%;" data-mce-style="width: 47.7362%;">Unirac</td></tr></tbody></table></td></tr></tbody></table><p><br><strong>GENERAL SPECIFICATIONS</strong><br></p><table width="100%"><tbody><tr><td style="width: 49.0244%;" data-mce-style="width: 49.0244%;"><span>Type</span></td><td style="width: 47.9756%;" data-mce-style="width: 47.9756%;"><span data-mce-fragment="1">Flashloc Duo</span></td></tr><tr><td style="width: 49.0244%;" data-mce-style="width: 49.0244%;"><span>Color</span></td><td style="width: 47.9756%;" data-mce-style="width: 47.9756%;">Dark Black</td></tr><tr><td style="width: 49.0244%;" data-mce-style="width: 49.0244%;"><span>Weight</span></td><td style="width: 47.9756%;" data-mce-style="width: 47.9756%;">0.05lbs</td></tr><tr><td style="width: 49.0244%;" data-mce-style="width: 49.0244%;"><span>Dimension</span></td><td style="width: 47.9756%;" data-mce-style="width: 47.9756%;">4.375 x 2.625 x 5.5 inches</td></tr></tbody></table><p><strong>Warranty</strong><br data-mce-fragment="1"></p><ul><li>12 Year Manufacture Warrenty<br></li></ul><p>* Refer to warranty document for terms and conditions<br data-mce-fragment="1"><strong>Documentation</strong></p><table width="100%"><tbody><tr><td style="width: 24%;" data-mce-style="width: 24%;"><a href="https://cdn.myced.com/images/Products/ZZ0000/ZZ0275/00000/ZZ027500378_DS.pdf"><span style="color: #2b00ff;" data-mce-style="color: #2b00ff;">Data Sheet</span></a></td><td style="width: 44.0102%;" data-mce-style="width: 44.0102%;"><span style="color: #2b00ff;" data-mce-style="color: #2b00ff;">Â Installation Manual</span></td><td style="width: 26.9898%;" data-mce-style="width: 26.9898%;">Warranty</td></tr></tbody></table><p><br><strong>Detailed Information</strong><br><span data-mce-fragment="1">The all-in-one mount installs fast - no kneeling on hot roofs to install flashing, no prying or cutting shingles, no pulling nails. Simply drive the required number of screws to secure the mount and inject sealant into the base. The patented TRIPLE SEAL technology of FLASHLOC preserves the roof and protects the penetration with a permanent pressure seal. Kitted with two rafter screws, sealant and hardware for maximum convenience deck screws sold separately</span><br></p><p><strong>High reliability</strong><br>Cell interconnections and diode placement use well-established industry practice and are field-proven to provide excellent reliability.<br></p><p>Install a high-strength waterproof attachment without lifting, prying or damaging shingles.</p><p>Simply drive the required number of screws and inject 4 sealant into the port 4 to create a permanent pressure seal<br></p></td></tr></tbody></table>
USMS100-0616 | 9.05 | UNIRAC 004CT5H | Unirac 004CT5H Tile Hook Side Mount | <table width="100%" data-mce-fragment="1"><tbody data-mce-fragment="1"><tr data-mce-fragment="1"><td style="width: 955.59px;" data-mce-fragment="1" data-mce-style="width: 955.59px;"><strong>UNIRAC 004CT5H TILE HOOK SIDE MOUNT</strong></td></tr><tr data-mce-fragment="1"><td style="width: 955.59px;" data-mce-fragment="1" data-mce-style="width: 955.59px;"><p>Unirac SolarHook Universal is made of 304 stainless steel that has been bead blasted. This product performs well in areas with low to moderate wind and snowfall. With some adjustability, it uses existing Tiles and directly attaches to standard rail (no need for L Feet). Built to complement the majority of tile roof styles: Flat, S, W, Universal<br></p></td></tr></tbody></table><p><strong><br>SPECIFICATIONS</strong><br></p><table width="100%"><tbody><tr><td style="width: 48.2638%;"><span>Model</span></td><td style="width: 47.7362%;">UNIRAC 004CT5H</td></tr><tr><td style="width: 48.2638%;"><span>Series</span></td><td style="width: 47.7362%;">-</td></tr><tr><td style="width: 48.2638%;"><span>Manufacturer</span></td><td style="width: 47.7362%;">UNIRAC</td></tr></tbody></table><p><strong><br>GENERAL SPECIFICATION</strong><br></p><table width="100%"><tbody><tr><td style="width: 49.0244%;" data-mce-style="width: 49.0244%;"><div class="field--label"><span>Weight</span></div></td><td style="width: 47.9756%;" data-mce-style="width: 47.9756%;"><span>46 lb</span></td></tr><tr><td style="width: 49.0244%;" data-mce-style="width: 49.0244%;"><span data-mce-fragment="1">Dimensions</span><br></td><td style="width: 47.9756%;" data-mce-style="width: 47.9756%;"><span data-mce-fragment="1">12 x 8 x 8 in</span><br></td></tr><tr><td style="width: 49.0244%;" data-mce-style="width: 49.0244%;"><span data-mce-fragment="1">Case Qty</span><br></td><td style="width: 47.9756%;" data-mce-style="width: 47.9756%;"><div class="product--variation-field--variation_field_product_material__9800 field field--name-field-product-material field--type-string field--label-inline"><div class="field--item"><span>30</span></div></div></td></tr><tr><td style="width: 49.0244%;" data-mce-style="width: 49.0244%;"><span>Finish</span></td><td style="width: 47.9756%;" data-mce-style="width: 47.9756%;"><span>Bead Blasted</span></td></tr></tbody></table><p><strong><br>Warranty</strong><br data-mce-fragment="1"></p><ul><li>25Â Year Standard Warranty.</li></ul><p>* Refer to warranty document for terms and conditions<br data-mce-fragment="1"></p><table width="100%"><tbody></tbody></table><p><br><strong>Detailed Information</strong><br></p><section class="description" id="product-description"><div class="product--variation-field--variation_field_product_description__9770 field field--name-field-product-description field--type-text-long field--label-hidden field--item"><p><span>Unirac SolarHook Universal is made of 304 stainless steel that has been bead blasted. This product performs well in areas with low to moderate wind and snowfall. With some adjustability, it uses existing Tiles and directly attaches to standard rail (no need for L Feet). Built to complement the majority of tile roof styles: Flat, S, W, Universal</span></p></div></section><div class="product--variation-field--variation_field_product_data_store__9770 field field--name-field-product-data-store field--type-entity-reference field--label-hidden field--item"><div class="eck-entity"><strong>High reliability</strong><br></div></div><p>Cell interconnections and diode placement use well-established industry practice and are field-proven to provide excellent reliability.</p><p><span data-mce-fragment="1">Lag bolts and EPDM washes are included in the installation.</span><br></p><p><span data-mce-fragment="1">Multiple hole patterns and slotted connections for adjustability have flexibility.</span></p><p><span data-mce-fragment="1">Designs for Universal, Flat, and Spanish tiles are available in a variety of types</span></p>
USMS100-0379 | 188.16 | 004275M | Unirac FLASHLOC DUO 004275M Mill Comp Kit | <table data-mce-fragment="1" width="100%"><tbody data-mce-fragment="1"><tr data-mce-fragment="1"><td data-mce-fragment="1" style="width: 955.59px;" data-mce-style="width: 955.59px;"><strong>Unirac FLASHLOC DUO 004275M Mill Comp Kit</strong></td></tr><tr data-mce-fragment="1"><td data-mce-fragment="1" style="width: 955.59px;" data-mce-style="width: 955.59px;"><p><span>The UNIRAC System is designed to meet the needs of commercial solar - navigating complex roof layouts, while also handling the most extreme environmental conditions.</span><br></p></td></tr></tbody></table><p><strong><br></strong><strong>SPECIFICATIONS</strong></p><table width="100%"><tbody><tr><td style="width: 48.2638%;"><span>Model</span></td><td style="width: 47.7362%;">UNIRAC 004275M</td></tr><tr><td style="width: 48.2638%;"><span>Series</span></td><td style="width: 47.7362%;">-</td></tr><tr><td style="width: 48.2638%;"><span>Manufacturer</span></td><td style="width: 47.7362%;"><span data-mce-fragment="1">UNIRAC</span></td></tr></tbody></table><p><br><strong>GENERAL SPECIFICATION</strong><br></p><table width="100%"><tbody><tr><td style="width: 49.0244%;" data-mce-style="width: 49.0244%;"><div class="field--label">Type</div></td><td style="width: 47.9756%;" data-mce-style="width: 47.9756%;"><span>Flashloc Duo</span></td></tr><tr><td style="width: 49.0244%;" data-mce-style="width: 49.0244%;">Color<br></td><td style="width: 47.9756%;" data-mce-style="width: 47.9756%;"><span data-mce-fragment="1">Mill</span><br></td></tr><tr><td style="width: 49.0244%;" data-mce-style="width: 49.0244%;">Material<br></td><td style="width: 47.9756%;" data-mce-style="width: 47.9756%;"><div class="product--variation-field--variation_field_product_material__9800 field field--name-field-product-material field--type-string field--label-inline"><div class="field--item">Coated Steel</div></div></td></tr><tr><td style="width: 49.0244%;" data-mce-style="width: 49.0244%;"><span>Application</span></td><td style="width: 47.9756%;" data-mce-style="width: 47.9756%;"><span>ResidentialÂ </span></td></tr></tbody></table><p><strong>Warranty</strong><br data-mce-fragment="1"></p><ul><li>25Â Year Standard Warranty.</li></ul><p>* Refer to warranty document for terms and conditions<br data-mce-fragment="1"><strong>Documentation</strong></p><table width="100%"><tbody><tr><td style="width: 24%;" data-mce-style="width: 24%;"><a href="https://unirac.com/wp-content/uploads/bsk-pdf-manager/2022/06/FlashLoc-DUO-Detail-Drawings.pdf"><span style="color: #2b00ff;" data-mce-style="color: #2b00ff;">Data Sheet</span></a></td></tr></tbody></table><p><br><strong>Detailed Information</strong><br></p><section class="description" id="product-description"><div class="product--variation-field--variation_field_product_description__9770 field field--name-field-product-description field--type-text-long field--label-hidden field--item"><p>This end cap is a simple piece that attaches to the end of the each rail, creating a clean, and flush look for your racking system.</p></div></section><div class="product--variation-field--variation_field_product_data_store__9770 field field--name-field-product-data-store field--type-entity-reference field--label-hidden field--item"><div class="eck-entity"><strong>High reliability</strong><br></div></div><p>Cell interconnections and diode placement use well-established industry practice and are field-proven to provide excellent reliability.</p><p>Install a high-strength waterproof attachment without lifting, prying or damaging shingles.</p><p><span>Kitted with two rafter screws, sealant and hardware for maximum convenienceÂ </span></p>
USWC001-0056 | 16 | M Male | Aptos AC_CONNECTOR_M Male Ac Connector | <p data-sourcepos="1:1-1:250">The Aptos AC_CONNECTOR_M Male Ac Connector is a male AC connector that is used to connect solar inverters to the main electrical panel. It is made of 12 AWG copper wire and has a 1000V rating. The connector is UV-resistant and has a black PVC jacket.</p><p data-sourcepos="3:1-3:29">Here are the product details:</p><ul data-sourcepos="5:1-9:0"><li data-sourcepos="5:1-5:51"><strong>Title:</strong><span>Â </span>Aptos AC_CONNECTOR_M Male Ac Connector</li><li data-sourcepos="6:1-6:221"><strong>Description:</strong><span>Â </span>Male AC connector that is used to connect solar inverters to the main electrical panel. It is made of 12 AWG copper wire and has a 1000V rating. The connector is UV-resistant and has a black PVC jacket.</li><li data-sourcepos="7:1-7:52"><strong>Dimensions:</strong><span>Â </span>(LxWxH):0.0974 x 0.0177 x 0.0502 .inches</li><li data-sourcepos="8:1-9:0"><strong>Weight:</strong><span> 0.126</span>Â lb</li></ul>
USWC001-0057 | 10.8 | F Female Ac | Aptos AC_connector_F Female Ac Connector | <p data-sourcepos="1:1-1:254">The Aptos AC_connector_F Female Ac Connector is a female AC connector that is used to connect solar inverters to the main electrical panel. It is made of 12 AWG copper wire and has a 1000V rating. The connector is UV-resistant and has a black PVC jacket.</p><p data-sourcepos="3:1-3:29">Here are the product details:</p><ul data-sourcepos="5:1-9:0"><li data-sourcepos="5:1-5:53"><strong>Title:</strong><span>Â </span>Aptos AC_connector_F Female Ac Connector</li><li data-sourcepos="6:1-6:223"><strong>Description:</strong><span>Â </span>Female AC connector that is used to connect solar inverters to the main electrical panel. It is made of 12 AWG copper wire and has a 1000V rating. The connector is UV-resistant and has a black PVC jacket.</li><li data-sourcepos="7:1-7:52"><strong>Dimensions:</strong><span>Â </span>(LxWxH): 0.5 x 0.29 x 0.26Â inches</li><li data-sourcepos="8:1-9:0"><strong>Weight:</strong><span> 26.23</span>Â lb</li></ul>
USWC001-0058 | 57.01 | TS4-A-O 700W | Tigo TS4-A-O 700W Optimizer | <p data-mce-fragment="1"><strong data-mce-fragment="1">Storz Power, Tigo TS4-A-O, Optimizer Module, Optimization, Monitoring &amp; RSD, Add-on- Module for 1 PV Module, Max 90Voc, 15A, 1.2m MC-4 cable, Requires CCA Kit and TAP, 10254</strong></p><p data-mce-fragment="1"><br data-mce-fragment="1"></p><p data-mce-fragment="1">Optimization is a Flex MLPE function available as an integrated modular junction box base (TS4-O) or as an add-on unit (TS4-A-O). Design using unequal string lengths, mixed orientations, or areas of mismatch. Install in shaded areas with a reduced setback ratio. In addition to optimization, the TS4-A-O enables module level monitoring, and rapid shutdown in compliance with NEC 2014, 2017, 2020.<br></p><p data-mce-fragment="1"><br data-mce-fragment="1"></p><p data-mce-fragment="1"><strong data-mce-fragment="1">Functions</strong></p><ul data-mce-fragment="1"><li data-mce-fragment="1">Optimization</li><li data-mce-fragment="1">Monitoring</li><li data-mce-fragment="1">Rapid Shutdown</li></ul><p data-mce-fragment="1"><br data-mce-fragment="1"></p><p data-mce-fragment="1"><strong data-mce-fragment="1">Features and benefits</strong></p><ul data-mce-fragment="1"><li data-mce-fragment="1">Suitable for up to 700W solar modules</li><li data-mce-fragment="1">The higher performance optimizer with Predictive IV Technology (PIV)</li><li data-mce-fragment="1">The ONLY optimizer with selective deployment</li><li data-mce-fragment="1">Includes the benefits of Safety &amp; Monitoring</li><li data-mce-fragment="1">Meets US NEC rapid shutdown requirements</li><li data-mce-fragment="1">Optimizes right out of the box</li><li data-mce-fragment="1">Shade and age tolerance to maximize lifetime yield</li><li data-mce-fragment="1">Works wirelessly with the TAP &amp; CCA</li></ul>
USMS100-0617 | 2.22 | T6 Male | Chilicon T6 Male Terminator Cap | <p data-mce-fragment="1">The trunk cabling component of a microinverter system is critical because it has a direct effect on labor costs at the installation site. Industry standard 10 AWG VNTC tray cable with a UV and cut resistant outer jacket is used in the Chilicon modular trunk and branch cabling system. The four conductor cable's 'modular' components plug together on the job site. You can now combine landscape and portrait mode PV module templates on the same string for the first time. In addition, as seen in the example below, the trunk cable is 'Self-Terminating.' The need for 'termination limits' at the end of each microinverter string is no longer necessary.</p><p data-mce-fragment="1"><br data-mce-fragment="1"></p><p data-mce-fragment="1">The trunk cable's 10 AWG cabling allows 30 A OCP devices to be used (typically a 2 pole circuit breakers). This means that in 240V split phase mode, 20 CP250e devices with 289W output can be wired on a single 30 A line, and in 208V three phase mode, 18 CP250e devices with 277W output can be wired on a single 30 A string.</p><p data-mce-fragment="1"><br data-mce-fragment="1"></p><p data-mce-fragment="1">In the case of the CP-720 device's 720W output, 8 inverters (16 modules) in 240V split phase mode or 7 inverters (14 modules) in 208V three phase mode can be wired to a 30A breaker.</p>
USBE100-0045 | 2306.67 | 25TL-208WB-TGO | Solectria PVI-25TL-208WB-TGO Wiring Box | <p data-sourcepos="5:1-5:339" data-mce-fragment="1">The Solectria PVI-25TL-208WB-TGO Wiring Box is a weatherproof enclosure that is designed to house the wiring and electrical components of a solar power system. It is made of durable plastic and has a gasketed lid that helps to keep out water and dust. The box has a number of features that make it ideal for solar power systems, including:</p><ul data-sourcepos="7:1-11:0" data-mce-fragment="1"><li data-sourcepos="7:1-7:74" data-mce-fragment="1">A large opening that makes it easy to install the wiring and components.</li><li data-sourcepos="8:1-8:89" data-mce-fragment="1">A number of mounting holes that allow the box to be secured to a wall or other surface.</li><li data-sourcepos="9:1-9:51" data-mce-fragment="1">A knockout in the bottom of the box for drainage.</li><li data-sourcepos="10:1-11:0" data-mce-fragment="1">A label holder for labeling the wiring.</li></ul><p data-sourcepos="12:1-12:18" data-mce-fragment="1"><strong data-mce-fragment="1">Specification:</strong></p><ul data-sourcepos="14:1-18:0" data-mce-fragment="1"><li data-sourcepos="16:1-16:19" data-mce-fragment="1">Material: Plastic</li><li data-sourcepos="17:1-18:0" data-mce-fragment="1">Ingress Protection Rating: IP66</li></ul><p data-sourcepos="19:1-19:26" data-mce-fragment="1"><strong data-mce-fragment="1">Weight and dimensions:</strong></p><ul data-sourcepos="21:1-23:0" data-mce-fragment="1"><li data-sourcepos="21:1-21:17" data-mce-fragment="1">Weight: <span data-mce-fragment="1">123.5 </span>Â lbs</li><li data-sourcepos="22:1-23:0" data-mce-fragment="1">Dimensions: (LxWxH)<span data-mce-fragment="1">10.24 x 23.6 x 22.7</span> inches</li></ul>
USBE100-0046 | 2506.67 | PVI-50-60TL-WB-APS | Solectria PVI-50-60TL-WB-APS Wiring Box | <p data-mce-fragment="1">The <strong data-mce-fragment="1">Solectria PVI-50-60TL-WB-APS Wiring Box</strong> is an essential component for efficient energy conversion in solar systems. Designed by Solectria Solar, this wiring box is an integral part of the PVI 50TL and PVI 60TL grid-tied, transformerless three-phase inverters. These inverters are optimized for various installation scenarios, including ground mount, rooftop, and carport arrays, and can be positioned within a range of 0 to 90 degrees. Renowned for their reliability, efficiency, and cost-effectiveness, the PVI 50/60TL inverters excel in their class. They are equipped with AC and DC disconnects, three MPPTs, a 15-position string combiner, remote diagnostics, remote firmware upgrades, and a range of protection features. Additional options available include the H4 wiring box, shade cover, DC combiner fuse bypass, and web-based monitoring capabilities.</p><p data-mce-fragment="1"><strong data-mce-fragment="1">Specifications:</strong></p><ul data-mce-fragment="1"><li data-mce-fragment="1"><strong data-mce-fragment="1">Model:</strong> PVI-50-60TL-WB-APS</li><li data-mce-fragment="1"><strong data-mce-fragment="1">Series:</strong> -</li><li data-mce-fragment="1"><strong data-mce-fragment="1">Manufacturer:</strong> Solectria</li></ul><p data-mce-fragment="1"><strong data-mce-fragment="1">General Specifications:</strong></p><ul data-mce-fragment="1"><li data-mce-fragment="1"><strong data-mce-fragment="1">Type:</strong> Wiring Box</li><li data-mce-fragment="1"><strong data-mce-fragment="1">Weight:</strong>Â 156 lb</li><li data-mce-fragment="1"><strong data-mce-fragment="1">Dimensions:</strong> 10.24 X 23.6 X 22.7 Inches</li><li data-mce-fragment="1"><strong data-mce-fragment="1">Color:</strong> Black</li></ul><p data-mce-fragment="1"><strong data-mce-fragment="1">Warranty:</strong></p><ul data-mce-fragment="1"><li data-mce-fragment="1">Manufacturer 5 Years Warranty</li><li data-mce-fragment="1">Refer to the warranty document for terms and conditions.</li></ul><p data-mce-fragment="1"><strong data-mce-fragment="1">Documentation:</strong></p><ul data-mce-fragment="1"><li data-mce-fragment="1"><a data-mce-fragment="1" href="https://chat.openai.com/link-to-datasheet" target="_new" data-mce-href="https://chat.openai.com/link-to-datasheet">Data Sheet</a> (Note: Link placeholder, actual link not provided)</li></ul><p data-mce-fragment="1"><strong data-mce-fragment="1">Detailed Information:</strong> The PVI 50/60TL inverters stand out with their standard features, including AC and DC disconnects, three MPPTs with five inputs each, a 15-position string combiner, remote diagnostics, remote firmware upgrades, and a host of protection features. They also offer integrated arc fault protection and compliance with UL 1741SA standards, ensuring high reliability and safety. These inverters are optimized for optimal energy conversion and are an excellent choice for various solar installation setups.</p>
USSE100-0212 | 82.49 | P1100 | Solaredge P1100 1.1kw Optimizer | <p><strong data-mce-fragment="1">SolarEdge, Optimizer 1100W, Add-On Box for two modules, Single Input, Series Connected Modules, Isc 14A, 125V Max, MC4 Output 2.4m, Input 1.6m, 1000VDC, (Use only with SolarEdge 3-Phase Inverters 30kW &amp; up), </strong><strong data-mce-fragment="1">P1100</strong></p><p>Â </p><p><a href="https://cdn.shopify.com/s/files/1/0566/3408/1340/files/2984_565-0236_Data_Sheet.pdf?v=1676360186"><strong data-mce-fragment="1">SPEC DATASHEET</strong></a></p>
USWC001-0059 | 33.33 | 2322302552 | Apsystems 2322302552 AC Bus Trunk Cable | <table width="100%" data-mce-fragment="1"><tbody data-mce-fragment="1"><tr data-mce-fragment="1"><td style="width: 955.59px;" data-mce-fragment="1" data-mce-style="width: 955.59px;"><strong>Apsystems 2322302552 AC Bus Trunk Cable</strong></td></tr><tr data-mce-fragment="1"><td style="width: 955.59px;" data-mce-fragment="1" data-mce-style="width: 955.59px;"><p data-mce-fragment="1"><span>TheÂ APsystem Flat Roof AttachmentÂ Provides the junction of the inverter's AC output side and grid connection<br></span></p></td></tr></tbody></table><p><strong><br>SPECIFICATIONS</strong><br></p><table width="100%"><tbody><tr><td style="width: 48.2638%;"><span>Model</span></td><td style="width: 47.7362%;">2322302552</td></tr><tr><td style="width: 48.2638%;"><span>Series</span></td><td style="width: 47.7362%;"><span>-</span></td></tr><tr><td style="width: 48.2638%;"><span>Manufacturer</span></td><td style="width: 47.7362%;">APsystem</td></tr></tbody></table><p><strong><br>GENERAL SPECIFICATIONS</strong><br></p><table width="100%"><tbody><tr><td style="width: 49.0244%;" data-mce-style="width: 49.0244%;"><span>Type</span></td><td style="width: 47.9756%;" data-mce-style="width: 47.9756%;"><span>Cable</span></td></tr><tr><td style="width: 49.0244%;" data-mce-style="width: 49.0244%;"><span>Weight</span></td><td style="width: 47.9756%;" data-mce-style="width: 47.9756%;"><span>1.46 lb</span></td></tr><tr><td style="width: 49.0244%;" data-mce-style="width: 49.0244%;"><span>Dimensions</span></td><td style="width: 47.9756%;" data-mce-style="width: 47.9756%;"><span>78.75 x 0.5 x 1 inches</span></td></tr><tr><td style="width: 49.0244%;" data-mce-style="width: 49.0244%;"><span mce-data-marked="1">Color</span></td><td style="width: 47.9756%;" data-mce-style="width: 47.9756%;">Black</td></tr></tbody></table><p><strong>Warranty</strong><br data-mce-fragment="1"></p><ul><li>Manufacturer 25 Years Warranty</li></ul><p>* Refer to warranty document for terms and conditions<br data-mce-fragment="1"><strong>Documentation</strong></p><table width="100%"><tbody><tr><td style="width: 24%;" data-mce-style="width: 24%;"><a href="https://www.stellavolta.com/content/IronRidge%20Membrane%20Flashing%20Cut%20Sheet%20-%20Stellavolta.pdf" data-mce-href="https://www.stellavolta.com/content/IronRidge%20Membrane%20Flashing%20Cut%20Sheet%20-%20Stellavolta.pdf"><span style="color: #2b00ff;" data-mce-style="color: #2b00ff;">Data Sheet</span></a></td></tr></tbody></table><p><br><strong>Detailed Information</strong></p><p><span>TheÂ APsystem Flat Roof AttachmentÂ </span><span>Provides the junction of the inverter's AC output side and grid connection</span></p><p><span></span><strong>High Reliability</strong></p><p>Easy to install</p>
USWC001-0060 | 53.33 | 2322402552 | Apsystems 2322402552 14AWG Ac Bus Trunk Cable For YC1000 Micro Inverters | <table width="100%" data-mce-fragment="1"><tbody data-mce-fragment="1"><tr data-mce-fragment="1"><td style="width: 955.59px;" data-mce-fragment="1" data-mce-style="width: 955.59px;"><strong>Apsystems 2322402552 14AWG Ac Bus Trunk Cable For YC1000 Micro Inverters</strong></td></tr><tr data-mce-fragment="1"><td style="width: 955.59px;" data-mce-fragment="1" data-mce-style="width: 955.59px;"><p><span>EnphaseÂ microinverter System is a all-in-one system that includes an inverter, charger controller, a display with remote monitoring. TheÂ Fronius is simple to install to a Grid-tied, Off-Grid, or Battery Backup Inverter, while being able to manages power to and from Solar, Battery, Grid, Loads, and Generator.Â </span></p></td></tr></tbody></table><p><strong><br>SPECIFICATIONS</strong></p><table width="100%"><tbody><tr><td style="width: 48.2638%;"><span>Model</span></td><td style="width: 47.7362%;">Apsystems 2322402552</td></tr><tr><td style="width: 48.2638%;"><span>Series</span></td><td style="width: 47.7362%;">-<br></td></tr><tr><td style="width: 48.2638%;"><span>Manufacturer</span></td><td style="width: 47.7362%;">Apsystem</td></tr></tbody></table><p><strong><br>GENERAL SPECIFICATION</strong><br></p><table width="100%"><tbody><tr></tr><tr><td style="width: 49.0244%;" data-mce-style="width: 49.0244%;">Brand</td><td style="width: 47.9756%;" data-mce-style="width: 47.9756%;">Apsystem<br></td></tr><tr><td style="width: 49.0244%;" data-mce-style="width: 49.0244%;">Part Number</td><td style="width: 47.9756%;" data-mce-style="width: 47.9756%;">2322402552</td></tr><tr><td style="width: 49.0244%;" data-mce-style="width: 49.0244%;">Hybrid</td><td style="width: 47.9756%;" data-mce-style="width: 47.9756%;">No</td></tr><tr><td style="width: 49.0244%;" data-mce-style="width: 49.0244%;">Single Phase or 3 Phase</td><td style="width: 47.9756%;" data-mce-style="width: 47.9756%;">No</td></tr><tr><td style="width: 49.0244%;" data-mce-style="width: 49.0244%;">Wi-Fi Monitoring</td><td style="width: 47.9756%;" data-mce-style="width: 47.9756%;">Yes</td></tr><tr><td style="width: 49.0244%;" data-mce-style="width: 49.0244%;">Color<br></td><td style="width: 47.9756%;" data-mce-style="width: 47.9756%;">Black<br></td></tr></tbody></table><p><strong><br>Warranty</strong><br data-mce-fragment="1"></p><ul><li>25 Year Standard Warranty.</li></ul><p>* Refer to warranty document for terms and conditions<br data-mce-fragment="1"></p><p><br><strong>Detailed Information</strong><br></p><p><span>Provides the junction of the inverter's AC output side and grid connection.</span></p><p><strong>High reliability</strong><br></p><p>Cell interconnections and diode placement use well-established industry practice and are field-proven to provide excellent reliability.</p><p>Lightweight and simple</p><p><strong>Quality and Certification</strong></p><p><strong style="font-size: 1.4em;"></strong><span>CSA/TUV</span></p>
USBE100-0047 | 1920 | PVI-50-60TL-BX-R | Solectria PVI-50-60TL-BX-R Wiring Box | <p data-mce-fragment="1">The <strong data-mce-fragment="1">Solectria PVI-50-60TL-BX-R Wiring Box</strong> is an integral component of Solectria Solar's PVI 50TL and PVI 60TL grid-tied, transformerless three-phase inverters. These innovative inverters are designed for a range of installation scenarios, including ground mount, rooftop, and carport arrays, and can be easily positioned from 0 to 90 degrees. Renowned for their exceptional reliability, efficiency, and cost-effectiveness within their class, the PVI 50/60TL inverters include standard features such as AC and DC disconnects, three MPPTs, a 15-position string combiner, remote diagnostics, remote firmware upgrades, and a range of protective features. Optional additions encompass the H4 wiring box, shade cover, DC combiner fuse bypass, and web-based monitoring capabilities.</p><p data-mce-fragment="1"><strong data-mce-fragment="1">Specifications:</strong></p><ul data-mce-fragment="1"><li data-mce-fragment="1"><strong data-mce-fragment="1">Model:</strong> PVI-50-60TL-BX-R</li><li data-mce-fragment="1"><strong data-mce-fragment="1">Series:</strong> -</li><li data-mce-fragment="1"><strong data-mce-fragment="1">Manufacturer:</strong> Solectria</li></ul><p data-mce-fragment="1"><strong data-mce-fragment="1">General Specifications:</strong></p><ul data-mce-fragment="1"><li data-mce-fragment="1"><strong data-mce-fragment="1">Type:</strong> Wiring Box</li><li data-mce-fragment="1"><strong data-mce-fragment="1">Weight:</strong> 156 lb</li><li data-mce-fragment="1"><strong data-mce-fragment="1">Dimensions:</strong> 10.24 X 23.6 X 22.7 Inches</li><li data-mce-fragment="1"><strong data-mce-fragment="1">Color:</strong> Black</li></ul><p data-mce-fragment="1"><strong data-mce-fragment="1">Warranty:</strong></p><ul data-mce-fragment="1"><li data-mce-fragment="1">Manufacturer 5 Years Warranty</li><li data-mce-fragment="1">Refer to the warranty document for terms and conditions.</li></ul><p data-mce-fragment="1"><strong data-mce-fragment="1">Documentation:</strong></p><ul data-mce-fragment="1"><li data-mce-fragment="1"><a data-mce-fragment="1" href="https://chat.openai.com/link-to-datasheet" target="_new" data-mce-href="https://chat.openai.com/link-to-datasheet">Data Sheet</a> (Note: Link placeholder, actual link not provided)</li></ul><p data-mce-fragment="1"><strong data-mce-fragment="1">Detailed Information:</strong> The PVI 50/60TL inverters offer a suite of standard features, including AC and DC disconnects, three MPPTs with five inputs each, a 15-position string combiner, remote diagnostics, remote firmware upgrades, and a host of protective features. These inverters also integrate arc fault protection and comply with UL 1741SA standards, ensuring superior reliability and safety. With integrated DC and AC disconnects, these inverters are optimized for seamless energy conversion. Additional options, such as the H4 wiring box, shade cover, DC combiner fuse bypass, and web-based monitoring, enhance the versatility and functionality of the PVI 50/60TL inverters.</p>
USBE100-0048 | 2506.67 | PVI-50-60TL | Solectria PVI-50-60TL-WB-TGO Wiring Box | <p data-sourcepos="5:1-5:339" data-mce-fragment="1">The Solectria PVI-50-60TL-WB-TGO Wiring Box is a weatherproof enclosure that is designed to house the wiring and electrical components of a solar power system. It is made of durable plastic and has a gasketed lid that helps to keep out water and dust. The box has a number of features that make it ideal for solar power systems, including:</p><ul data-sourcepos="7:1-12:0" data-mce-fragment="1"><li data-sourcepos="7:1-7:74" data-mce-fragment="1">A large opening that makes it easy to install the wiring and components.</li><li data-sourcepos="8:1-8:89" data-mce-fragment="1">A number of mounting holes that allow the box to be secured to a wall or other surface.</li><li data-sourcepos="9:1-9:51" data-mce-fragment="1">A knockout in the bottom of the box for drainage.</li><li data-sourcepos="10:1-10:41" data-mce-fragment="1">A label holder for labeling the wiring.</li><li data-sourcepos="11:1-12:0" data-mce-fragment="1">An IP66 ingress protection rating, which means it is dust-tight and protected against water jets from any direction.</li></ul><p data-sourcepos="13:1-13:18" data-mce-fragment="1"><strong data-mce-fragment="1">Specification:</strong></p><ul data-sourcepos="15:1-19:0" data-mce-fragment="1"><li data-sourcepos="17:1-17:19" data-mce-fragment="1">Material: Plastic</li><li data-sourcepos="18:1-19:0" data-mce-fragment="1">Ingress Protection Rating: IP66</li></ul><p data-sourcepos="20:1-20:26" data-mce-fragment="1"><strong data-mce-fragment="1">Weight and dimensions:</strong></p><ul data-sourcepos="22:1-24:0" data-mce-fragment="1"><li data-sourcepos="22:1-22:18" data-mce-fragment="1">Weight: 156.0</li><li data-sourcepos="23:1-24:0" data-mce-fragment="1">Dimensions: Â (LxWxH) 10.24 x 23.6 x 22.7 inches</li></ul>
USSE100-0281 | 13.33 | Ac_trunk Connecto | Aptos Ac_trunk Connecto Connector | <strong data-mce-fragment="1">Aptos, AC Trunk Connector, AC_TRUNK CONNECTO</strong>
USSE100-0259 | 8 | trunk Connector Unlock | Aptos Ac_trunk Connector Unlock Tool Disconnect Tool | <p data-sourcepos="1:1-1:154">The Aptos AC_TRUNK CONNECTOR UNLOCK TOOL is a tool used to unlock and disconnect AC trunk connectors. It is a small, lightweight tool that is easy to use.</p><p data-sourcepos="3:1-3:29">Here are the product details:</p><ul data-sourcepos="5:1-9:0"><li data-sourcepos="5:1-5:49"><strong>Title:</strong><span>Â </span>Aptos AC_TRUNK CONNECTOR UNLOCK TOOL</li><li data-sourcepos="6:1-6:127"><strong>Description:</strong><span>Â </span>Tool used to unlock and disconnect AC trunk connectors. It is a small, lightweight tool that is easy to use.</li><li data-sourcepos="7:1-7:52"><strong>Dimensions:</strong><span>Â </span>(LxWxH): 0.55 x x 0.26 inches</li><li data-sourcepos="8:1-9:0"><strong>Weight: 11.79Â </strong>lb</li></ul><p data-sourcepos="10:1-10:173">The Aptos AC_TRUNK CONNECTOR UNLOCK TOOL is a great choice for anyone who needs to disconnect AC trunk connectors. It is easy to use and does not require any special skills.</p><p data-sourcepos="12:1-12:80">.</p><p>Â </p><p><a href="Aptos,%20AC%20Trunk%20Connector%20Disconnect%20Tool,%20AC_TRUNK%20CONNECTOR%20UNLOCK%20TOOL"><strong data-mce-fragment="1">DATASHEET</strong></a></p>
USSE100-0001 | 8 | AC_TRUNK PORT DISCO | AC_TRUNK Port Disconnect Tool | <p><strong data-mce-fragment="1">Aptos, AC Trunk Port Disconnect Tool, AC_TRUNK PORT DISCONNECT TOOL</strong></p><p><span data-mce-fragment="1">Manufacturer Part #: AC_TRUNK PORT DISCONNECT</span><br></p><p><a href="https://cdn.shopify.com/s/files/1/0566/3408/1340/files/4049_360-0366_Data_Sheet.pdf?v=1676355577"><strong data-mce-fragment="1">DATASHEET</strong></a></p>
USWC001-0061 | 526.67 | 4.2m Trunk Cable | Aptos Ac Trunk Cable_ 4.2m Trunk Cable | <p data-sourcepos="1:1-1:250">The Aptos AC Trunk Cable_ 4.2m Trunk Cable is a female AC trunk cable that is used to connect solar inverters to the main electrical panel. It is made of 12 AWG copper wire and has a 1000V rating. The cable is UV-resistant and has a black PVC jacket.</p><p data-sourcepos="3:1-3:29">Here are the product details:</p><ul data-sourcepos="5:1-9:0"><li data-sourcepos="5:1-5:51"><strong>Title:</strong><span>Â </span>Aptos AC Trunk Cable_ 4.2m Trunk Cable</li><li data-sourcepos="6:1-6:237"><strong>Description:</strong><span>Â </span>4.2-meter long, female AC trunk cable that is used to connect solar inverters to the main electrical panel. It is made of 12 AWG copper wire and has a 1000V rating. The cable is UV-resistant and has a black PVC jacket.</li><li data-sourcepos="7:1-7:47"><strong>Dimensions:</strong><span>Â </span>(LxWxH): 0.37 x x 0.36 inches</li><li data-sourcepos="8:1-9:0"><strong>Weight:</strong><span>Â </span>120 lb</li></ul>
USMS100-0619 | 1.7 | K50052-002 SMR | SunModo SMR K50052-002 SMR Microinverter Mount Kit | <p data-mce-fragment="1"><strong data-mce-fragment="1">SunModo, SMR Microinverter Mount Kit (Short Version), K50052-003</strong></p><p data-mce-fragment="1">SMR Microinverter Mount Kit, Microinverter Mount Bonds To Compatible Microinverters And Power Optimizers<br></p><p data-mce-fragment="1"><a href="https://cdn.shopify.com/s/files/1/0566/3408/1340/files/4001_270-9078_Catalog_Page.pdf?v=1676354544">CATALOG PAGE</a></p>
USEC001-0070 | 198.53 | ME-ARC50 Lcd | Magnum ME-ARC50 Lcd Display | <p data-mce-fragment="1"><strong data-mce-fragment="1">Magnum, Advanced Digital LCD Display Remote Panel with 50' Cable, Flush Mount, ME-ARC50</strong></p><p data-mce-fragment="1">The Magnum Remote is designed to be easy to use while also providing comprehensive menu options for setup.<br></p><p data-mce-fragment="1"><br data-mce-fragment="1"></p><p data-mce-fragment="1">The ME-basic RC's push-button operation is combined with advanced features and setup menus in this advanced feature remote. The ME-ARC has a Favs button for saving up to five favorite setup menus, a Control button for quick and simple control of the inverter, battery, and generator, a metering button with AC and DC meters, advanced setup menus, and advanced tech menus.</p><p data-mce-fragment="1"><br data-mce-fragment="1"></p><p data-mce-fragment="1"><strong data-mce-fragment="1">Features</strong><br></p><ul data-mce-fragment="1"><li data-mce-fragment="1"><strong data-mce-fragment="1">HighlightsÂ </strong>-Easy to read: The inverter/charger status is clearly displayed on the wide LCD screen and at-a-glance LEDs. Soft keys provide fast access to menus, and a rotary encoder knob allows scrolling through menus and selecting settings a breeze. Non-volatile memory: Even if the power is switched off, important settings are protected. There will be no cross-platform confusion: The ME-ARC remote works with all Magnum inverter/charger models from the ME, MS, MS-AE, RD, MM, and MMS Series lines.</li></ul>
USMS100-0285 | 1.01 | 008000C | Unirac SOLARMOUNT-I 008000C Mounting Kit For Enphase Microinverters | <table width="100%" data-mce-fragment="1"><tbody data-mce-fragment="1"><tr data-mce-fragment="1"><td style="width: 955.59px;" data-mce-fragment="1" data-mce-style="width: 955.59px;"><strong>Unirac SOLARMOUNT-I 008000C Mounting Kit For Enphase Microinverters</strong></td></tr><tr data-mce-fragment="1"><td style="width: 955.59px;" data-mce-fragment="1" data-mce-style="width: 955.59px;"><p>UniRac 008000C SM-I Mounting Kit for Microinverters and Optimizers, Includes slider, set screw, jam and serrated flange nut, Clear, Qty. 1<br></p></td></tr></tbody></table><p><strong><br>SPECIFICATIONS</strong></p><table width="100%"><tbody><tr><td style="width: 48.2638%;"><span>Model</span></td><td style="width: 47.7362%;">008000CÂ </td></tr><tr><td style="width: 48.2638%;"><span>Series</span></td><td style="width: 47.7362%;"><span>SolarMount-I</span></td></tr><tr><td style="width: 48.2638%;"><span>Manufacturer</span></td><td style="width: 47.7362%;">UNIRAC</td></tr></tbody></table><p><strong><br>GENERAL SPECIFICATIONS</strong><br></p><table width="100%"><tbody><tr><td style="width: 49.0244%;" data-mce-style="width: 49.0244%;"><span>Item Weight</span></td><td style="width: 47.9756%;" data-mce-style="width: 47.9756%;"><span>0.1 lb</span></td></tr><tr><td style="width: 49.0244%;" data-mce-style="width: 49.0244%;"><span>Dimensions (LxWxH)</span></td><td style="width: 47.9756%;" data-mce-style="width: 47.9756%;"><span>Â 1.5 x 0.5 x 0.5 inches</span></td></tr></tbody></table><p><strong>Warranty</strong><br data-mce-fragment="1"></p><ul><li>Manufacturer Warranty 25 Years</li></ul><p>* Refer to warranty document for terms and conditions<br data-mce-fragment="1"></p><p><br><strong>Detailed Information</strong></p><p>Freedom and flexibility to accommodate majority of PV modules.</p><p>Integral grounding options.</p><p>Installs in half the time of competitive products.</p><p><strong>High reliability</strong></p><p>Installation documentation.</p><p>Online specification tool and training vidoes.</p><p>Installation instructions accessible from mobile devices.</p>
USSE100-0203 | 164.05 | BP-D | Magnum BP-D Back Plate | <p><strong>Magnum, Back Plate Dual (fits 1-MPDH, 1-MPSH and 1-MPX, 1-MPSL and 1-MPX), BP-D</strong></p><p><br></p><p>The BP-D is a single-piece powder-coated steel back-plate that can house two MP or MPX enclosures, two Magnum inverters, and two inverter hoods, making the whole device look more seamless. The back-plate is built with PEM (internally threaded) nuts and comes with 14-20 x 34" Hex head bolts for mounting the MP enclosure, a Magnum inverter, and the inverter hood.</p><p><br></p><p><br></p><p>This back-plate also fulfills the necessity for a noncombustible mounting surface when the inverters are mounted on the wall.</p>
USMS100-0364 | 116.02 | SHCPKTM1 | Unirac Nxt Horizon SHCPKTM1 Slotted L-foot Kit (20 L-feet, 2 Sealant) | <table width="100%" data-mce-fragment="1"><tbody data-mce-fragment="1"><tr data-mce-fragment="1"><td style="width: 955.59px;" data-mce-fragment="1" data-mce-style="width: 955.59px;"><strong>UNIRAC NXT HORIZON SHCPKTM1 SLOTTED L-FOOT KIT (20 L-FEET, 2 SEALANT)</strong></td></tr><tr data-mce-fragment="1"><td style="width: 955.59px;" data-mce-fragment="1" data-mce-style="width: 955.59px;"><p><span>The culmination of over two decades of experience. Thoughtful design, rigorous engineering, world-class support, and a reliable supply chain are the foundation of what makes us confident that NXT UMOUNT is the NXT Level of DESIGN, SIMPLICITY, and VALUE.</span></p><p><strong>SPECIFICATIONS</strong></p><table width="100%"><tbody><tr><td style="width: 48.2638%;" data-mce-style="width: 48.2638%;"><span>Model</span></td><td style="width: 47.7362%;" data-mce-style="width: 47.7362%;">SHCPKTM1</td></tr><tr><td style="width: 48.2638%;" data-mce-style="width: 48.2638%;"><span>Series</span></td><td style="width: 47.7362%;" data-mce-style="width: 47.7362%;">NXT</td></tr><tr><td style="width: 48.2638%;" data-mce-style="width: 48.2638%;"><span>Manufacturer</span></td><td style="width: 47.7362%;" data-mce-style="width: 47.7362%;">UNIRAC</td></tr></tbody></table></td></tr></tbody></table><p><br><strong>GENERAL SPECIFICATIONS</strong><br></p><table width="100%"><tbody><tr><td style="width: 49.0244%;" data-mce-style="width: 49.0244%;"><span>Item Weight</span></td><td style="width: 47.9756%;" data-mce-style="width: 47.9756%;"><span>14 lb</span></td></tr><tr><td style="width: 49.0244%;" data-mce-style="width: 49.0244%;"><span>Dimensions (LxWxH)</span></td><td style="width: 47.9756%;" data-mce-style="width: 47.9756%;"><span>21 x 5 x 11 inches</span></td></tr></tbody></table><p><strong>Warranty</strong><br data-mce-fragment="1"></p><ul><li>Manufacturer Warranty 12 Years</li></ul><p>* Refer to warranty document for terms and conditions<br data-mce-fragment="1"><strong>Documentation</strong></p><table width="100%"><tbody><tr><td style="width: 24%;" data-mce-style="width: 24%;"><a href="https://www.invertersupply.com/media/data/NXT-UMOUNT-Detail_Drawings.pdf"><span style="color: #2b00ff;" data-mce-style="color: #2b00ff;">Data Sheet</span></a></td></tr></tbody></table><p><br><strong>Detailed Information</strong><br></p><p>Invisible, easy, integrated wire management with new open channel rail</p><p>Attachment versatility from rail clamp connection, allowing install on a wide rage of roof attachments-flashing or no flashing, it all works!<br><br>Flashing-free, open slot STRONGHOLD attachment provides time savings for waterproofing</p><p><strong>High reliability</strong></p><p>Flexible, smart connections developed around the new rail</p><p>Refined finishing touches with both sleek and functional accessories</p><p>Universal module clamps and MLPE/grounding lug: less SKUs &amp; more value from parts</p>
USMS100-0368 | 23.55 | 168RLM1 | UNIRAC NXT HORIZON 168RLM1 168" (14') MILL RAIL | <table width="100%" data-mce-fragment="1"><tbody data-mce-fragment="1"><tr data-mce-fragment="1"><td style="width: 955.59px;" data-mce-fragment="1" data-mce-style="width: 955.59px;"><strong>UNIRAC NXT HORIZON 168RLM1 168" (14') MILL RAIL</strong></td></tr><tr data-mce-fragment="1"><td style="width: 955.59px;" data-mce-fragment="1" data-mce-style="width: 955.59px;"><p><span>TheÂ UNIRAC System is designed to meet the needs of commercial solar - navigating complex roof layouts, while also handling the most extreme environmental conditions.</span><br></p><p><strong>SPECIFICATIONS</strong></p><table width="100%"><tbody><tr><td style="width: 48.2638%;" data-mce-style="width: 48.2638%;"><span>Model</span></td><td style="width: 47.7362%;" data-mce-style="width: 47.7362%;">UNIRAC 168RLM1</td></tr><tr><td style="width: 48.2638%;" data-mce-style="width: 48.2638%;"><span>Series</span></td><td style="width: 47.7362%;" data-mce-style="width: 47.7362%;">-</td></tr><tr><td style="width: 48.2638%;" data-mce-style="width: 48.2638%;"><span>Manufacturer</span></td><td style="width: 47.7362%;" data-mce-style="width: 47.7362%;"><span data-mce-fragment="1">UNIRAC</span><br></td></tr></tbody></table></td></tr></tbody></table><p><br><strong>GENERAL SPECIFICATION</strong><br></p><table width="100%"><tbody><tr><td style="width: 49.0244%;" data-mce-style="width: 49.0244%;"><div class="field--label"><span>Weight</span></div></td><td style="width: 47.9756%;" data-mce-style="width: 47.9756%;"><span>6.25 lb</span></td></tr><tr><td style="width: 49.0244%;" data-mce-style="width: 49.0244%;"><span data-mce-fragment="1">Dimensions</span><br></td><td style="width: 47.9756%;" data-mce-style="width: 47.9756%;"><span data-mce-fragment="1">168 x 1.75 x 1.75 in</span><br></td></tr><tr><td style="width: 49.0244%;" data-mce-style="width: 49.0244%;">Material<br></td><td style="width: 47.9756%;" data-mce-style="width: 47.9756%;"><div class="product--variation-field--variation_field_product_material__9800 field field--name-field-product-material field--type-string field--label-inline"><div class="field--item">Coated Steel</div></div></td></tr><tr><td style="width: 49.0244%;" data-mce-style="width: 49.0244%;"><span>Application</span></td><td style="width: 47.9756%;" data-mce-style="width: 47.9756%;"><span>Residential</span></td></tr></tbody></table><p><strong>Warranty</strong><br data-mce-fragment="1"></p><ul><li>25Â Year Standard Warranty.</li></ul><p>* Refer to warranty document for terms and conditions<br data-mce-fragment="1"><strong>Documentation</strong></p><table width="100%"><tbody><tr><td style="width: 24%;" data-mce-style="width: 24%;"><a href="https://7534425.app.netsuite.com/core/media/media.nl?id=1267747&amp;c=7534425&amp;h=b_dVKV4N2zOjpXkZFp2A7b3xBy4WhGLMveS-Mmtt4FNd_HeU&amp;_xt=.pdf"><span style="color: #2b00ff;" data-mce-style="color: #2b00ff;">Data Sheet</span></a></td></tr></tbody></table><p><br><strong>Detailed Information</strong><br></p><section id="product-description" class="description"><div class="product--variation-field--variation_field_product_description__9770 field field--name-field-product-description field--type-text-long field--label-hidden field--item"><p><span>The culmination of over two decades of experience. Thoughtful design, rigorous engineering, world-class support, and a reliable supply chain are the foundation of what makes us confident that NXT UMOUNT is the NXT Level of DESIGN, SIMPLICITY, and VALUE.</span></p></div></section><div class="product--variation-field--variation_field_product_data_store__9770 field field--name-field-product-data-store field--type-entity-reference field--label-hidden field--item"><div class="eck-entity"><strong>High reliability</strong><br></div></div><p>Cell interconnections and diode placement use well-established industry practice and are field-proven to provide excellent reliability.</p><p>Structural internal splice</p><p>Flexible, smart connections developed around the new rail</p><p><span>Attachment versatility from rail clamp connection, allowing install on a wide rage of roof attachments-flashing or no flashing, it all works!</span></p>
USMS100-0620 | 2.49 | EFM-CC Connector | Enphase EFM-CC Connector Clip | <p data-mce-fragment="1"><strong data-mce-fragment="1">Enphase, Connector Clip, Qty. 1, EFM-CC</strong></p><p data-mce-fragment="1"><br data-mce-fragment="1"></p><p data-mce-fragment="1">For the Enphase cabling system, an efficient cable management solution.</p>
USEC001-0072 | 54.17 | FLEXWARE DCA | Outback Power FLEXWARE DCA Conduit Adapter | <p data-mce-fragment="1"><strong data-mce-fragment="1">Outback, DC Conduit Adapter, with 2" Fitting, DCA</strong></p><p data-mce-fragment="1">This is needed for the FW500 and FW1000 systems. It is incompatible with systems that use the FW250 protocol. With the FX-DCA, attach a 2" conduit to the DC side of the inverter, or inverters to the FW-500DC or FW-1000DC. The FX-ACA connects to the inverter's AC side.</p><p data-mce-fragment="1"><strong data-mce-fragment="1">Features</strong></p><ul data-mce-fragment="1"><li data-mce-fragment="1"><strong data-mce-fragment="1">Highlights</strong>Â - Allows inverter/chargers from the FX and VFX Series to be connected to the FLEXware 500 and FLEXware 1000 enclosures. One FW-ACA and one DCA are needed for each FX Series inverter/charger. Hardware for installation is included. Power systems on a broad scale, such as those used in large residential, manufacturing, or village settings. DC Enclosure for FX Series Inverter/Chargers Adapter for DC Conduit.</li></ul>
USIN100-0292 | 70.53 | DC-SPD-KIT4-10 | Sma DC-SPD-KIT4-10 Dc Surge Protector For Core1 Inverters | <table width="100%" data-mce-fragment="1"><tbody data-mce-fragment="1"><tr data-mce-fragment="1"><td style="width: 955.59px;" data-mce-fragment="1" data-mce-style="width: 955.59px;"><strong>Sma DC-SPD-KIT4-10 Dc Surge Protector For Core1 Invertersï»¿</strong></td></tr><tr data-mce-fragment="1"><td style="width: 955.59px;" data-mce-fragment="1" data-mce-style="width: 955.59px;"><p><span>SMA, DC Surge Protection Module Kit, 9 Module kit for Core-1 Inverter, DC-SPD-KIT4-10 Optional DC surge protection devices for the SMA CORE1 inverters.</span></p></td></tr></tbody></table><p><strong><br>SPECIFICATIONS</strong></p><table width="100%"><tbody><tr><td style="width: 48.2638%;"><span>Model</span></td><td style="width: 47.7362%;">DC-SPD-KIT4-10</td></tr><tr><td style="width: 48%;"><span>Series</span></td><td style="width: 48%;">-</td></tr><tr><td style="width: 48.2638%;"><span>Manufacturer</span></td><td style="width: 47.7362%;">SMA</td></tr></tbody></table><p><br></p><p><strong>Warranty</strong><br data-mce-fragment="1"></p><ul><li>10 Years</li></ul><p>* Refer to warranty document for terms and conditions<br data-mce-fragment="1"><strong></strong></p>
USEC001-0073 | 267.67 | SE1000-SEN-TMOD-S2 Module | Solaredge SE1000-SEN-TMOD-S2 Module Temperature Sensor | <p>The SE1000-SEN-TMOD-S2 is designed for environmental monitoring of your SolarEdge System. With this device, you can not only assess the performance of your site but also collect data on critical environmental variables. This enables you to calculate site performance ratios and ensure optimal operation.</p><h2>Features</h2><ul><li><strong>Site Performance Calculation</strong>: Helps in calculating the performance ratio of your solar installation site.</li><li><strong>Multi-Parameter Monitoring</strong>: Provides measurements for irradiance, temperature, and wind.</li><li><strong>Connectivity</strong>: Easily connects to the SolarEdge Control and Communication Gateway, allowing you to comprehensively monitor your site's environmental conditions.</li></ul><h2>Specifications</h2><p>Unfortunately, the dimensions, weight, and other specifications are not provided in the HTML format. For detailed specifications, you can refer to the <a href="https://cdn.shopify.com/s/files/1/0566/3408/1340/files/SE1000-SEN-TMOD-S2_Data_Sheet.pdf?v=1676302735" target="_new">SPEC DATA SHEET</a>.</p>
USEC001-0074 | 421.17 | SE-RGMTR-3Y-480V-A | Solaredge SE-RGMTR-3Y-480V-A Consumption Meter | <div data-testid="conversation-turn-48" class="group w-full text-token-text-primary border-b border-black/10 dark:border-gray-900/50 bg-gray-50 dark:bg-[#444654]"><div class="p-4 justify-center text-base md:gap-6 md:py-6 m-auto"><div class="flex flex-1 gap-4 text-base mx-auto md:gap-6 md:max-w-2xl lg:max-w-[38rem] xl:max-w-3xl }"><div class="relative flex w-[calc(100%-50px)] flex-col gap-1 md:gap-3 lg:w-[calc(100%-115px)]"><div class="flex flex-grow flex-col gap-3 max-w-full"><div class="min-h-[20px] flex flex-col items-start gap-3 overflow-x-auto whitespace-pre-wrap break-words"><div class="markdown prose w-full break-words dark:prose-invert light"><p>The SolarEdge Commercial RGM or Consumption Meter is a highly accurate 3-phase meter designed for 480V WYE configurations at 60Hz. With RS485 connectivity, it offers precise meter readings for both production and consumption. The device is suitable for residential, industrial, and utility-scale installations, making it versatile for various applications.</p><h2>Features</h2><ul><li><strong>High Accuracy</strong>: Meter readings with up to 0.5% accuracy for reliable production and consumption tracking.</li><li><strong>Feed-in Limitation</strong>: Supplies meter readings to the inverter to aid in controlling feed-in limitation.</li><li><strong>Easy Installation</strong>: Designed to fit in standard electrical panels, this meter is both compact and simple to install.</li><li><strong>Versatile Application</strong>: Suitable for residential, industrial, and utility-scale installations.</li><li><strong>Add-On Flexibility</strong>: Transformers without current (CT) can be added; however, they are sold separately.</li></ul><h2>Specifications</h2><ul><li><strong>Voltage</strong>: 480V WYE</li><li><strong>Frequency</strong>: 60Hz</li><li><strong>Communication Interface</strong>: RS485</li><li><strong>Compatibility</strong>: Residential, industrial, and utility-scale installations</li></ul><h2>Additional Notes</h2><ul><li>Current Transformers (CT) are not included and are sold separately.</li></ul><p><strong>Note</strong>: For more detailed information, specific weight and dimensions are not provided in the HTML format.</p></div></div></div><div class="flex justify-between lg:block"><div class="text-gray-400 flex self-end lg:self-center justify-center mt-2 gap-2 md:gap-3 lg:gap-1 lg:absolute lg:top-0 lg:translate-x-full lg:right-0 lg:mt-0 lg:pl-2 visible"><button class="flex ml-auto gap-2 rounded-md p-1 hover:bg-gray-100 hover:text-gray-700 dark:text-gray-400 dark:hover:bg-gray-700 dark:hover:text-gray-200 disabled:dark:hover:text-gray-400"><svg xmlns="http://www.w3.org/2000/svg" width="1em" height="1em" class="h-4 w-4" stroke-linejoin="round" stroke-linecap="round" viewbox="0 0 24 24" stroke-width="2" fill="none" stroke="currentColor"><path d="M16 4h2a2 2 0 0 1 2 2v14a2 2 0 0 1-2 2H6a2 2 0 0 1-2-2V6a2 2 0 0 1 2-2h2"></path><rect ry="1" rx="1" height="4" width="8" y="2" x="8"></rect></svg></button><div class="flex gap-1"></div></div></div></div></div></div></div><ul data-mce-fragment="1"></ul>
USSE100-0208 | 63 | P850 850W | Solaredge P850 850W Optimizer | <table width="100%" data-mce-fragment="1"><tbody data-mce-fragment="1"><tr data-mce-fragment="1"><td style="width: 955.59px;" data-mce-fragment="1" data-mce-style="width: 955.59px;"><strong>Solaredge P850 850W Optimizer</strong></td></tr><tr data-mce-fragment="1"><td style="width: 955.59px;" data-mce-fragment="1" data-mce-style="width: 955.59px;"><p data-mce-fragment="1"><span>The SolarEdge power optimizer is a DC/DC converter which is connected by installers to each solar module turning them into smart modules. The SolarEdge power optimizers increase energy output from PV systems by constantly tracking the maximum power point (MPPT) of each module individually. Furthermore, the power optimizers monitor the performance of each module and communicate performance data to the SolarEdge monitoring platform for enhanced, cost-effective module-level maintenance. Each power optimizer is equipped with the unique SafeDC feature which is designed to automatically reduce modules' DC voltage to a safe level whenever the inverter or grid power is shut down (unless connected to a StorEdge Inverter that is operating in backup mode).</span></p><p><strong>SPECIFICATIONS</strong><br></p><table width="100%"><tbody><tr><td style="width: 48.2638%;" data-mce-style="width: 48.2638%;"><span>Model</span></td><td style="width: 47.7362%;" data-mce-style="width: 47.7362%;">P850 850W</td></tr><tr><td style="width: 48.2638%;" data-mce-style="width: 48.2638%;"><span>Series</span></td><td style="width: 47.7362%;" data-mce-style="width: 47.7362%;">P-Series</td></tr><tr><td style="width: 48.2638%;" data-mce-style="width: 48.2638%;"><span>Manufacturer</span></td><td style="width: 47.7362%;" data-mce-style="width: 47.7362%;">SolarEdge<br></td></tr></tbody></table></td></tr></tbody></table><p><br><strong>GENERAL SPECIFICATIONS</strong><br></p><table width="100%"><tbody><tr><td style="width: 49.0244%;" data-mce-style="width: 49.0244%;"><span>Type</span></td><td style="width: 47.9756%;" data-mce-style="width: 47.9756%;"><span>Commercial Power Optimizer</span></td></tr><tr><td style="width: 49.0244%;" data-mce-style="width: 49.0244%;"><span>Operating Temperature Range</span></td><td style="width: 47.9756%;" data-mce-style="width: 47.9756%;"><span>-40Â° C to +85Â° C</span></td></tr><tr><td style="width: 49.0244%;" data-mce-style="width: 49.0244%;"><span>Compatible SolarEdge Inverters</span></td><td style="width: 47.9756%;" data-mce-style="width: 47.9756%;"><span>Three phase inverters</span></td></tr><tr><td style="width: 49.0244%;" data-mce-style="width: 49.0244%;"><span>Maximum Power per String</span></td><td style="width: 47.9756%;" data-mce-style="width: 47.9756%;"><span data-mce-fragment="1">6000 W</span><br></td></tr></tbody></table><p><strong>Warranty</strong><br data-mce-fragment="1"></p><ul><li>Manufacturer 12 Years Warranty</li></ul><p>* Refer to warranty document for terms and conditions<br data-mce-fragment="1"><strong>Documentation</strong></p><table width="100%"><tbody><tr><td style="width: 24%;" data-mce-style="width: 24%;"><a href="https://s3.amazonaws.com/ecodirect_docs/SOLAR_EDGE/P860/SolarEdge-P860-2XLONG-datasheet.pdf"><span style="color: #2b00ff;" data-mce-style="color: #2b00ff;">Data Sheet</span></a></td></tr></tbody></table><p><br><strong>Detailed Information</strong></p><p><span>The SolarEdge power optimizer is a DC/DC converter which is connected by installers to each PV module or embedded by module manufacturers, replacing the traditional solar junction box. The SolarEdge power optimizers increase energy output from PV systems by constantly tracking the maximum power point (MPPT) of each module individually. Furthermore, the power optimizers monitor the performance of each module and communicate performance data to the SolarEdge monitoring portal for enhanced, cost-effective module-level maintenance. Each power optimizer is equipped with the unique SafeDCâ„¢ feature which is designed to automatically shut down modules' DC voltage whenever the inverter or grid power is shut down (unless connected to a StorEdge Inverter that is in backup mode)</span></p><p><span></span><strong>High Reliability</strong></p><p>Superior efficiency (99.5% peak efficiency, up to 98.8% weighted efficiency)</p><p>Designed for extreme environmental conditions</p>
USEC001-0075 | 421.17 | 3Y-208V-A | Solaredge SE-RGMTR-3Y-208V-A Consumption Meter | <p>The SolarEdge Commercial RGM or Consumption Meter is designed for precise energy measurement in 3-phase 208V WYE configurations. Operating at a frequency of 60Hz and featuring RS485 connectivity, this meter offers high accuracy readings up to 0.5% for both energy production and consumption. Versatile and compact, the device can easily fit into a standard electrical panel and is suitable for a variety of installations, including residential, industrial, and utility-scale.</p><h2>Features</h2><ul><li><strong>High Accuracy</strong>: Provides meter readings with up to 0.5% accuracy, ensuring reliable production and consumption tracking.</li><li><strong>Feed-in Limitation Support</strong>: Directly sends meter readings to the inverter to control feed-in limitations.</li><li><strong>Compact and Easy Installation</strong>: Designed to fit within a typical electrical panel, making installation straightforward.</li><li><strong>Multi-Scale Compatibility</strong>: Suitable for residential, industrial, and utility-scale installations.</li><li><strong>CT Add-Ons</strong>: Transformers without current (CT) can be added but are sold separately.</li></ul><h2>Specifications</h2><ul><li><strong>Voltage</strong>: 208V WYE</li><li><strong>Frequency</strong>: 60Hz</li><li><strong>Communication Interface</strong>: RS485</li><li><strong>Installation Types</strong>: Residential, industrial, utility-scale</li></ul><h2>Additional Notes</h2><ul><li>Current Transformers (CT) are not included in the package and must be purchased separately.</li></ul><p><strong>Note</strong>: Specific weight and dimensions were not provided in the original HTML description.</p><ul data-mce-fragment="1"></ul>
USWC001-0064 | 30.67 | 2322401303 | Apsystems 2322401303 Y3 AC Bus Trunk Cable | <h3 data-mce-fragment="1">Manufacturer Part#: 2322401303</h3><p data-mce-fragment="1">The 13ft Y3 AC Bus Trunk Cable from APsystems links a branch's microinverters into a single output. When solar panels are placed in a row or in portrait orientation, use it with the QS1 microinverter.</p><p data-mce-fragment="1">The Y3 Bus Cable is a continuous length of 2.5mm2 12AWG cable that is insulated and UV resistant. The cable has a pre-assembled connector plug for one microinverter per 13ft (4 meters).</p>
USEC001-0082 | 91.45 | P485 485W | Solaredge P485 485W Optimizer | <p data-mce-fragment="1"><strong data-mce-fragment="1">SolarEdge, Optimizer 485W, Add-On Box for One Module, 12-125V, 11A, MC4-Compatible In/Out, 45" PV wire, UL 1000VDC, P485</strong></p><p data-mce-fragment="1">in addition to the benefits of the existing power optimizers, such as added energy, flexible design, module-level monitoring and safety, the P401 is optimized for the next generation of high-power modules, improved inventory management, faster installation, and compliance with the VDE-AR-E 2100-712 Fire Safety Standard. The P401 is SolarEdge's newest high wattage residential power optimizer and is designed to increase the support for these modules on residential installations.</p><p data-mce-fragment="1">The SolarEdge power optimizer is connected to each module, replacing the traditional solar junction box. Each power optimizer maximizes energy output from each and every module through constant tracking of the Maximum Power Point individually, per module. Furthermore, the power optimizers monitor the performance of each module and communicate performance data to the SolarEdge monitoring portal for enhanced, cost-effective maintenance. When working with SolarEdge inverters, power optimizers automatically maintain a fixed string voltage, allowing optimal efficiency of the SolarEdge inverter and giving installers greater flexibility to design optimal PV systems.</p><p data-mce-fragment="1">The independent optimization (IndOPâ„¢) technology allows power optimizers to be installed without the need for additional interface hardware and to operate directly with any inverter. Each power optimizer is equipped with the unique SafeDCâ„¢ feature which automatically shuts down modules' voltage whenever inverter or grid power are shutdown.</p><p data-mce-fragment="1">Â </p><p data-mce-fragment="1"><span style="text-decoration: underline;" data-mce-style="text-decoration: underline;"><strong>DOCUMENT</strong></span></p><p data-mce-fragment="1"><a href="https://cdn.shopify.com/s/files/1/0566/3408/1340/files/2206_565-0229_Data_Sheet.pdf?v=1676298205" data-mce-href="https://cdn.shopify.com/s/files/1/0566/3408/1340/files/2206_565-0229_Data_Sheet.pdf?v=1676298205"><strong>SPEC DATASHEET</strong></a></p>
USSPO001-0011 | 84.27 | P960 960W | Solaredge P960 960W Optimizer | <p data-mce-fragment="1"><strong data-mce-fragment="1">SolarEdge, Optimizer 960W, Add-On Optimizer for two 72 cell modules, Dual input, Parallel Connection Isc 11.5A Each, 12.5-60V MPPT, MC4 In/Out, 1000VDC, (Use only with SolarEdge 3-Phase Inverters), P960</strong></p><p data-mce-fragment="1"><br data-mce-fragment="1"></p><p data-mce-fragment="1">The SE-P960 is designed for commercial compliance with NEC 2017 AFCI and PV RSS requirements. Each optimizer includes two module DC inputs operating in parallel. Max system voltage of 1000V, max input voltage of 60VDC.</p><p data-mce-fragment="1"><br data-mce-fragment="1"></p><p data-mce-fragment="1">This product is supplied with MC4 connectors</p><p data-mce-fragment="1">Â </p><p data-mce-fragment="1"><span style="text-decoration: underline;"><strong>DOCUMENT</strong></span></p><p data-mce-fragment="1"><a href="https://cdn.shopify.com/s/files/1/0566/3408/1340/files/2159_565-0235_Spec_Sheet.pdf?v=1676297251"><span style="text-decoration: underline;"><strong>SPEC DATASHEET</strong></span></a></p>
USCC100-0018 | 660 | 250 63A 250VDC | Midnite Solar Classic 250 63A 250VDC MPPT Charge Controller | <p>The MidNite Solar Classic 250 63A MPPT Charge Controller is a powerful and versatile charge controller designed to enhance the performance and capabilities of renewable energy systems. It is part of the MidNite Classic line, known for its flexibility and safety features, including built-in Arc Fault Detection, making it one of the safest controllers available. This controller is suitable for various DC input sources, including PV, approved hydro, and wind turbines.</p><p><strong>General Specifications:</strong></p><ul><li><strong>Type:</strong> Charger Controller</li><li><strong>Weight:</strong> 17.00 LBS</li><li><strong>Height:</strong> 8.00 (in)</li><li><strong>Depth:</strong> 15.00 (in)</li></ul><p><strong>Warranty:</strong></p><ul><li>Manufacturer 5 Years Warranty</li></ul><p><strong>Documentation:</strong></p><ul><li><a href="https://www.altestore.com/static/datafiles/Others/Classic250_MPPT_Datasheet_V2.pdf" target="_new">Data Sheet</a></li></ul><p><strong>Detailed Information:</strong> The MidNite Solar Classic 250 63A MPPT Charge Controller offers advanced features and capabilities for monitoring and optimizing renewable energy systems. It is compatible with WindowsÂ© 7, Vista, and XP, as well as Mac OS X. You can monitor your Classic controllers over your local network or the Internet using the MidNite Solar Local Application, which can be downloaded from their website. This charge controller provides 380 days of daily data logging, which can be viewed on your PC via the local network or using the optional MNGP (MidNite Graphic Display Panel).</p><p>Key Features:</p><ul><li>Operating voltages of 150, 200, and 250V.</li><li>Supports 12-72V battery charging as a standard.</li><li>Built-in DC-GFP (Ground Fault Protection) and Arc Fault Detector.</li><li>High reliability.</li><li>Battery temperature sensor included.</li><li>Supports solar, wind, and hydro MPPT modes.</li><li>Remote and local displays are possible.</li></ul><p>The MidNite Solar Classic 250 63A MPPT Charge Controller is a reliable and efficient solution for optimizing the performance of renewable energy systems. Its comprehensive monitoring and safety features make it a valuable tool for assessing energy production throughout various times of the year for solar, wind, or hydro systems.</p>
USEC001-0017 | 1.33 | MC4 Caps | APsystems, Sealing cap for MC-4 DC plugs/caps, pair | <p><strong>Apsystems 2060401006 DC Connector Cap</strong></p><p>The APsystems MC4 CAP is uniquely crafted to cover and safeguard unused MC4 connectors that originate from the second pair of YC600 or QS1 DC connections. This is specifically a male plug utilized to protect unused MC4 female connectors.</p><p><strong>SPECIFICATIONS:</strong></p><ul><li><strong>Model:</strong> 2060401006</li><li><strong>Series:</strong> -</li><li><strong>Manufacturer:</strong> Ap System</li></ul><p><strong>GENERAL SPECIFICATIONS:</strong></p><ul><li><strong>Weight:</strong> 1 lb</li><li><strong>Dimensions (LxWxH):</strong> 0.75 X 0.5 X 1 inches</li><li><strong>Color:</strong> Gray</li><li><strong>Material:</strong> Thermoplastic</li></ul><p><strong>Warranty:</strong></p><ul><li>Manufacturer provides a 12 Years Warranty. <em>Note: Refer to the warranty document for detailed terms and conditions.</em></li></ul><p><strong>Documentation:</strong></p><ul><li><a href="https://ressupply.com/documents/apsystems/Accessories_Data_Sheet.pdf" target="_new">Data Sheet</a></li></ul><p><strong>Detailed Information:</strong></p><p>The APsystems MC4 CAP is specifically designed to provide coverage and protection for unused MC4 connectors, which come from the secondary pair of either YC600 or QS1 DC connections. These are sold in pairs, where a male plug is designed to protect any unused MC4 female connectors and vice versa, a female plug protects the unused MC4 male connectors.</p>
USCC100-0039 | 275.68 | 15L 15A 75VDC | Morningstar Sunsaver SS-MPPT-15L 15A 75VDC MPPT Charge Controller | <table width="100%" data-mce-fragment="1"><tbody data-mce-fragment="1"><tr data-mce-fragment="1"><td data-mce-fragment="1"><strong>Morningstar Sunsaver SS-MPPT-15L 15A 75VDC MPPT Charge Controller</strong></td></tr><tr data-mce-fragment="1"><td data-mce-fragment="1"><p><span>Morningstar'sÂ </span>SunSaver MPPT solar controller<span>Â with TrakStar Technologyâ„¢ is an advanced maximum power point tracking (MPPT) battery charger for off-grid photovoltaic (PV) systems. The controller features a smart tracking algorithm that maximizes the energy harvest from the photovoltaic system and also provides load control to prevent over discharge of the battery.</span></p><table width="100%"><tbody><tr><td><table width="100%"><tbody><tr><td style="width: 51.4725%;" data-mce-style="width: 51.4725%;"><br></td><td style="width: 45.8759%;" data-mce-style="width: 45.8759%;"><br></td></tr><tr><td style="width: 51.4725%;" data-mce-style="width: 51.4725%;"><br></td><td style="width: 45.8759%;" data-mce-style="width: 45.8759%;"><div style="text-align: left;"><img style="margin-bottom: 16px; float: none;" alt="Description image" src="https://cdn.shopify.com/s/files/1/0566/3408/1340/files/Screenshot_12_da824fcf-6464-40ff-8e51-0070f15f8dac_480x480.png?v=1677904240"></div></td></tr><tr><td style="width: 51.4725%;" data-mce-style="width: 51.4725%;"></td><td style="width: 45.8759%;" data-mce-style="width: 45.8759%;"></td></tr></tbody></table><table width="100%"><tbody><tr><td style="width: 48.2638%;" data-mce-style="width: 48.2638%;"><span>Model</span></td><td style="width: 47.7362%;" data-mce-style="width: 47.7362%;">SS-MPPT-15L 15A</td></tr><tr><td style="width: 48.2638%;" data-mce-style="width: 48.2638%;"><span>Series</span></td><td style="width: 47.7362%;" data-mce-style="width: 47.7362%;"><span>-</span></td></tr><tr><td style="width: 48.2638%;" data-mce-style="width: 48.2638%;"><span>Manufacturer</span></td><td style="width: 47.7362%;" data-mce-style="width: 47.7362%;"><span>Morningstar</span></td></tr></tbody></table></td></tr></tbody></table><p><br><strong>GENERAL SPECIFICATION</strong><br></p><table width="100%"><tbody><tr><td style="width: 49.0244%;" data-mce-style="width: 49.0244%;"><span>Peak efficiency</span></td><td style="width: 47.9756%;" data-mce-style="width: 47.9756%;"><span>97.5%</span></td></tr><tr><td style="width: 49.0244%;" data-mce-style="width: 49.0244%;"><span>Nominal battery voltage</span></td><td style="width: 47.9756%;" data-mce-style="width: 47.9756%;"><span>12V or 24V</span></td></tr><tr><td style="width: 49.0244%;" data-mce-style="width: 49.0244%;"><span>Peak input voltage</span></td><td style="width: 47.9756%;" data-mce-style="width: 47.9756%;"><span>75V</span></td></tr><tr><td style="width: 49.0244%;" data-mce-style="width: 49.0244%;"><span>Maximum battery charging current</span></td><td style="width: 47.9756%;" data-mce-style="width: 47.9756%;"><span>15A</span></td></tr><tr><td style="width: 49.0244%;" data-mce-style="width: 49.0244%;"><span>Battery voltage range</span></td><td style="width: 47.9756%;" data-mce-style="width: 47.9756%;"><span>7 - 36V</span></td></tr><tr><td style="width: 49.0244%;" data-mce-style="width: 49.0244%;"><span>Maximum open circuit voltage</span></td><td style="width: 47.9756%;" data-mce-style="width: 47.9756%;"><span>75V</span></td></tr></tbody></table><p><strong>Warranty</strong><br data-mce-fragment="1"></p><ul><li>Â 25 years Warranty<br></li></ul><p>* Refer to warranty document for terms and conditions<br data-mce-fragment="1"><strong>Documentation</strong></p><table width="100%"><tbody><tr><td style="width: 24%;" data-mce-style="width: 24%;"><a href="https://beyondoilsolar.com/wp-content/uploads/2013/06/morningstar-sunsaver-mppt.pdf" data-mce-href="https://beyondoilsolar.com/wp-content/uploads/2013/06/morningstar-sunsaver-mppt.pdf"><span style="color: #2b00ff;" data-mce-style="color: #2b00ff;">Data Sheet</span></a></td></tr></tbody></table><p><br><strong>Detailed Information</strong><br></p><p>Morningstarâ€™s SunSaver MPPT solar controller with TrakStar Technologyâ„¢ (SS-MPPT-15L) is an advanced maximum power point tracking (MPPT) battery charger for off-grid photovoltaic (PV) systems. The controller features a smart tracking algorithm that maximizes the energy harvest from the PV and also provides load control to prevent over discharge of the battery.</p><p>The SS-MPPT battery charging process has been optimized for long battery life and improved system performance. Self-diagnostics and electronic error protection prevent damage when installation mistakes or system faults occur. The controller also features four (4) settings switches for adjustability, a meter port, and terminals for remote battery temperature measurement (optional).</p><p><strong>High reliability</strong></p><p>Microcontroller digital accuracy</p><p>Fully automatic operation</p><p>Ten field adjustable lighting control options</p><p>Special on/off/on lighting functions</p><p>Manual test capability</p></td></tr></tbody></table>
USSE100-0260 | 1.33 | 2060402006 | Apsystems 2060402006 Dc Connector Cap | <p data-mce-fragment="1"><strong data-mce-fragment="1">APsystems, Sealing cap for MC-4 DC Connector - Female (purchase w/ M), 2060402006</strong></p><p data-mce-fragment="1">The APsystems MC4 CAP is intended to cover and secure unused MC4 connectors that come from the second pair of YC600 or QS1 DC connections. This is a female connector that is used to secure unused male MC4 connectors.</p>
USSE100-0079 | 9.46 | EN-Q-DCC-2 | Enphase Q-DCC-2 Replacement Adapter | <table width="100%" data-mce-fragment="1"><tbody data-mce-fragment="1"><tr data-mce-fragment="1"><td style="width: 955.59px;" data-mce-fragment="1" data-mce-style="width: 955.59px;"><strong>Enphase Q-DCC-2 Replacement Adapter</strong></td></tr><tr data-mce-fragment="1"><td style="width: 955.59px;" data-mce-fragment="1" data-mce-style="width: 955.59px;"><p data-mce-fragment="1"><span>The IQ7 Series of Microinverters ship with either MultiContact MC4 DC connectors or Amphenol UTX DC connectors, depending on the part number ordered. If necessary, you can remove the DC connector assembly on the microinverter and replace it with Q-DCC-2 Replacement DC Adaptor using the Disconnect tool for Q Cable connectors (Q-DISC).</span></p><p><strong>SPECIFICATIONS</strong><br></p><table width="100%"><tbody><tr><td style="width: 48.2638%;" data-mce-style="width: 48.2638%;"><span>Model</span></td><td style="width: 47.7362%;" data-mce-style="width: 47.7362%;"><span>EN-Q-DCC-2</span></td></tr><tr><td style="width: 48.2638%;" data-mce-style="width: 48.2638%;"><span>Series</span></td><td style="width: 47.7362%;" data-mce-style="width: 47.7362%;"><span>-</span></td></tr><tr><td style="width: 48.2638%;" data-mce-style="width: 48.2638%;"><span>Manufacturer</span></td><td style="width: 47.7362%;" data-mce-style="width: 47.7362%;">Enphase<br></td></tr></tbody></table></td></tr></tbody></table><p><strong><br>Warranty</strong><br></p><ul><li>Manufacturer 12 Years Warranty</li></ul><p>* Refer to warranty document for terms and conditions<br data-mce-fragment="1"><strong>Documentation</strong></p><table width="100%"><tbody><tr><td style="width: 24%;" data-mce-style="width: 24%;"><a><span style="color: #2b00ff;" data-mce-style="color: #2b00ff;">Data Sheet</span></a></td></tr></tbody></table><p><br><strong>Detailed Information</strong></p><p><span>The Enphase Q Aggregator and Enphase Q Cable are part of the sixth generation Enphase IQ System. These accessories provide simplicity, reliability, and faster installation times. IQ Replacement DC Adapter (MC4) Q-DCC-2 IQ Micro replacement adapter for MC4 DC connector. Can easily connect Q cables on the roof without complex wiring. Allows connections from any open connector and center feed any section of cable within branch limits. Available in male and female connector types.</span></p><p><span></span><strong>High Reliability</strong></p><p>New cable numbering simplifies wire management</p><p>Plug-and-play connectors speed up installation</p>
USCC100-0107 | 101.35 | SL-10L-12V | Morningstar Sunlight SL-10L-12V 10A 12VDC PWM Charge Controller | <table width="100%" data-mce-fragment="1"><tbody data-mce-fragment="1"><tr data-mce-fragment="1"><td data-mce-fragment="1"><strong>Morningstar Sunlight SL-10L-12V 10A 12VDC PWM Charge Controller</strong></td></tr><tr data-mce-fragment="1"><td data-mce-fragment="1"><p><span data-mce-fragment="1">Morningstar SunLight SL-10L-12VL-12V Charge Controller 10 amp, 12 volt solar charge controller 100% Solid State with true 0-100% PWM duty cycle. Rated for up to 25% overloads</span></p><table width="100%"><tbody><tr><td><table width="100%"><tbody><tr><td style="width: 51.4725%;" data-mce-style="width: 51.4725%;"><br></td><td style="width: 45.8759%;" data-mce-style="width: 45.8759%;"><br></td></tr><tr><td style="width: 51.4725%;" data-mce-style="width: 51.4725%;"><div style="text-align: left;"><img style="margin-bottom: 16px; float: none;" alt="Description image" src="https://cdn.shopify.com/s/files/1/0566/3408/1340/files/Screenshot_9_acafcdb0-9906-438d-a6c8-21cab78a5df4_480x480.png?v=1677842212"></div></td><td style="width: 45.8759%;" data-mce-style="width: 45.8759%;"><br></td></tr><tr><td style="width: 51.4725%;" data-mce-style="width: 51.4725%;"></td><td style="width: 45.8759%;" data-mce-style="width: 45.8759%;"></td></tr></tbody></table><table width="100%"><tbody><tr><td style="width: 48.2638%;" data-mce-style="width: 48.2638%;"><span>Model</span></td><td style="width: 47.7362%;" data-mce-style="width: 47.7362%;">SL-10L-12V 10A</td></tr><tr><td style="width: 48.2638%;" data-mce-style="width: 48.2638%;"><span>Series</span></td><td style="width: 47.7362%;" data-mce-style="width: 47.7362%;"><span>-</span></td></tr><tr><td style="width: 48.2638%;" data-mce-style="width: 48.2638%;"><span>Manufacturer</span></td><td style="width: 47.7362%;" data-mce-style="width: 47.7362%;"><span>Morningstar</span></td></tr></tbody></table></td></tr></tbody></table><p><br><strong>GENERAL SPECIFICATION</strong><br></p><table width="100%"><tbody><tr><td style="width: 49.0244%;" data-mce-style="width: 49.0244%;">Manufacturer</td><td style="width: 47.9756%;" data-mce-style="width: 47.9756%;"><span>Morningstar</span></td></tr><tr><td style="width: 49.0244%;" data-mce-style="width: 49.0244%;">Voltage</td><td style="width: 47.9756%;" data-mce-style="width: 47.9756%;"><span>12</span></td></tr><tr><td style="width: 49.0244%;" data-mce-style="width: 49.0244%;">Amps</td><td style="width: 47.9756%;" data-mce-style="width: 47.9756%;"><span>10</span></td></tr><tr><td style="width: 49.0244%;" data-mce-style="width: 49.0244%;">Controller Type</td><td style="width: 47.9756%;" data-mce-style="width: 47.9756%;"><span>PWM</span></td></tr><tr><td style="width: 49.0244%;" data-mce-style="width: 49.0244%;">Length</td><td style="width: 47.9756%;" data-mce-style="width: 47.9756%;"><span>6.60 IN</span></td></tr><tr><td style="width: 49.0244%;" data-mce-style="width: 49.0244%;">Width</td><td style="width: 47.9756%;" data-mce-style="width: 47.9756%;"><span>2.18 IN</span></td></tr></tbody></table><p><strong>Warranty</strong><br data-mce-fragment="1"></p><ul><li>Â 25 years Warranty<br></li></ul><p>* Refer to warranty document for terms and conditions<br data-mce-fragment="1"><strong>Documentation</strong></p><table width="100%"><tbody><tr><td style="width: 24%;" data-mce-style="width: 24%;"><a href="https://www.amerescosolar.com/wp-content/uploads/SunLight-ProductDataSheet.pdf"><span style="color: #2b00ff;" data-mce-style="color: #2b00ff;">Data Sheet</span></a></td></tr></tbody></table><p><br><strong>Detailed Information</strong><br></p><p>The SunLight SL-10L-12V solar lighting controller from Morningstar combines the SunSaver architecture with a microcontroller for automatic lighting control. Established reliability, precise lighting control, and PWM battery charging are all features of the SunLight series technology. There are four different models available: 12 Volt 10 Amp, 12 Volt 20 Amp, 24 Volt 10 Amp, and 24 Volt 20 Amp.</p><p>Individual lighting control features on Morningstar's SunLight charge controllers include determining day and night with ten different preset lighting control options, calculating the duration of the night, and more (which is calculated by taking a moving four-night average, and adjusts for seasonal changes). SunLight's controller series has a fifteen-year projected life cycle, is simple to use, and has a high performance with low self-consumption. The SunLight-10 has a SunSaver battery charging circuit that operates in parallel with the SunSaver for 40 Amps solar.<br></p><p><strong>High reliability</strong></p><p>Microcontroller digital accuracy</p><p>Fully automatic operation</p><p>Ten field adjustable lighting control options</p><p>Special on/off/on lighting functions</p><p>Manual test capability</p></td></tr></tbody></table>
USWC001-0029 | 23.86 | EN-Q-12-20-200 | Enphase Q-12-20-200 Landscape Trunk Cable | <table width="100%" data-mce-fragment="1"><tbody data-mce-fragment="1"><tr data-mce-fragment="1"><td style="width: 955.59px;" data-mce-fragment="1" data-mce-style="width: 955.59px;"><strong>Enphase Q-12-20-200 Landscape Trunk Cable</strong></td></tr><tr data-mce-fragment="1"><td style="width: 955.59px;" data-mce-fragment="1" data-mce-style="width: 955.59px;"><p data-mce-fragment="1"><span>The Enphase Q-12-20-200Â two-wire, double-insulated Enphase Q Cableâ„¢ is 50% lighter than the previous generation Enphase cable and new cable numbering and plug and play connectors speed up installation and simplify wire management. The Q Cableâ„¢ is a continuous length of outdoor rated cable with integrated connectors for Enphase IQâ„¢ and IQ+â„¢ Microinverters. These connectors are preinstalled along the Q Cableâ„¢ at intervals to accommodate PV module widths. The microinverters plug directly into the cable connectors. The cable is installed by simply rolling out the desired length of cable and cutting it to size. One end is wired directly into the junction box or Epnhase Q Aggregator at the head of the branch circuit, eliminating the need for a separate AC interconnect cable.Â </span></p><p><strong>SPECIFICATIONS</strong><br></p><table width="100%"><tbody><tr><td style="width: 48.2638%;" data-mce-style="width: 48.2638%;"><span>Model</span></td><td style="width: 47.7362%;" data-mce-style="width: 47.7362%;"><span>EN-Q-12-20-200</span></td></tr><tr><td style="width: 48.2638%;" data-mce-style="width: 48.2638%;"><span>Series</span></td><td style="width: 47.7362%;" data-mce-style="width: 47.7362%;"><span>-</span></td></tr><tr><td style="width: 48.2638%;" data-mce-style="width: 48.2638%;"><span>Manufacturer</span></td><td style="width: 47.7362%;" data-mce-style="width: 47.7362%;">Enphase<br></td></tr></tbody></table></td></tr></tbody></table><p><br><strong>GENERAL SPECIFICATIONS</strong><br></p><table width="100%"><tbody><tr><td style="width: 49.0244%;" data-mce-style="width: 49.0244%;">Dimensions</td><td style="width: 47.9756%;" data-mce-style="width: 47.9756%;"><span>39.00 x 23.00 x 22.00 inches</span></td></tr><tr><td style="width: 49.0244%;" data-mce-style="width: 49.0244%;">Weight</td><td style="width: 47.9756%;" data-mce-style="width: 47.9756%;"><span>162.0 lbs</span></td></tr><tr><td style="width: 49.0244%;" data-mce-style="width: 49.0244%;">Voltage Rating</td><td style="width: 47.9756%;" data-mce-style="width: 47.9756%;"><span>600V (Connector Rating 250V)</span></td></tr><tr><td style="width: 49.0244%;" data-mce-style="width: 49.0244%;">Cable Temperature Rating</td><td style="width: 47.9756%;" data-mce-style="width: 47.9756%;"><span>90Â°C</span></td></tr></tbody></table><p><strong>Warranty</strong><br data-mce-fragment="1"></p><ul><li>Manufacturer 25 Years Warranty</li></ul><p>* Refer to warranty document for terms and conditions<br data-mce-fragment="1"><strong>Documentation</strong></p><table width="100%"><tbody><tr><td style="width: 24%;" data-mce-style="width: 24%;"><a><span style="color: #2b00ff;" data-mce-style="color: #2b00ff;">Data Sheet</span></a></td></tr></tbody></table><p><br><strong>Detailed Information</strong></p><p><span>The Enphase Q Aggregator and Enphase Q Cable are part of the sixth generation Enphase IQ System. These accessories provide simplicity, reliability, and faster installation times.</span></p><p><span>The Enphase Q Cable offers a new two-wire cable that is 50% lighter than the previous generations of Enphase Cables, and has only two wires, with no neutral or ground required. These drop cables come with plug and play connectors that speed installation times and simplify wire management. New link connectors eliminate cable waste. The Q cable is specific to portrait 60-cell or 72-cellÂ landscape 60- cell (Q-12-17-240) or landscape 72-cell (Q-12-20-200) modules. These cables are sold in cut-to order lengths, as well as in full box quantities.</span></p><p><span></span><strong>High Reliability</strong></p><p>2-wire cable is 50% lighter than previous generation Enphase cable</p><p>New cable numbering simplifies wire management</p><p>Plug-and-play Connectors speed up installation</p><p>More cost-effective with less cable waste</p>
USCC100-0108 | 129.73 | SL-20L-12V 20A | Morningstar Sunlight SL-20L-12V 20A 12VDC PWM Charge Controller | <table width="100%" data-mce-fragment="1"><tbody data-mce-fragment="1"><tr data-mce-fragment="1"><td data-mce-fragment="1"><strong>Morningstar Sunlight SL-20L-12V 20A 12VDC PWM Charge Controller</strong></td></tr><tr data-mce-fragment="1"><td data-mce-fragment="1"><p><span data-mce-fragment="1">Morningstar SunLight SL-20L-12VL-20A Charge Controller 10 amp, 12 volt solar charge controller 100% Solid State with true 0-100% PWM duty cycle. Rated for up to 25% overloads</span></p><table width="100%"><tbody><tr><td><table width="100%"><tbody><tr><td style="width: 51.4725%;" data-mce-style="width: 51.4725%;"><br></td><td style="width: 45.8759%;" data-mce-style="width: 45.8759%;"><br></td></tr><tr><td style="width: 51.4725%;" data-mce-style="width: 51.4725%;"><div style="text-align: left;"><img style="margin-bottom: 16px; float: none;" alt="Description image" src="https://cdn.shopify.com/s/files/1/0566/3408/1340/files/Screenshot_9_acafcdb0-9906-438d-a6c8-21cab78a5df4_480x480.png?v=1677842212"></div></td><td style="width: 45.8759%;" data-mce-style="width: 45.8759%;"><br></td></tr><tr><td style="width: 51.4725%;" data-mce-style="width: 51.4725%;"></td><td style="width: 45.8759%;" data-mce-style="width: 45.8759%;"></td></tr></tbody></table><table width="100%"><tbody><tr><td style="width: 48.2638%;" data-mce-style="width: 48.2638%;"><span>Model</span></td><td style="width: 47.7362%;" data-mce-style="width: 47.7362%;">SL-20L-12V 20A</td></tr><tr><td style="width: 48.2638%;" data-mce-style="width: 48.2638%;"><span>Series</span></td><td style="width: 47.7362%;" data-mce-style="width: 47.7362%;"><span>-</span></td></tr><tr><td style="width: 48.2638%;" data-mce-style="width: 48.2638%;"><span>Manufacturer</span></td><td style="width: 47.7362%;" data-mce-style="width: 47.7362%;"><span>Morningstar</span></td></tr></tbody></table></td></tr></tbody></table><p><br><strong>GENERAL SPECIFICATION</strong><br></p><table width="100%"><tbody><tr><td style="width: 49.0244%;" data-mce-style="width: 49.0244%;">Manufacturer</td><td style="width: 47.9756%;" data-mce-style="width: 47.9756%;"><span>Morningstar</span></td></tr><tr><td style="width: 49.0244%;" data-mce-style="width: 49.0244%;">Voltage</td><td style="width: 47.9756%;" data-mce-style="width: 47.9756%;"><span>12</span></td></tr><tr><td style="width: 49.0244%;" data-mce-style="width: 49.0244%;">Amps</td><td style="width: 47.9756%;" data-mce-style="width: 47.9756%;"><span>10</span></td></tr><tr><td style="width: 49.0244%;" data-mce-style="width: 49.0244%;">Controller Type</td><td style="width: 47.9756%;" data-mce-style="width: 47.9756%;"><span>PWM</span></td></tr><tr><td style="width: 49.0244%;" data-mce-style="width: 49.0244%;">Length</td><td style="width: 47.9756%;" data-mce-style="width: 47.9756%;"><span>6.60 IN</span></td></tr><tr><td style="width: 49.0244%;" data-mce-style="width: 49.0244%;">Width</td><td style="width: 47.9756%;" data-mce-style="width: 47.9756%;"><span>2.18 IN</span></td></tr></tbody></table><p><strong>Warranty</strong><br data-mce-fragment="1"></p><ul><li>Â 25 years Warranty<br></li></ul><p>* Refer to warranty document for terms and conditions<br data-mce-fragment="1"><strong>Documentation</strong></p><table width="100%"><tbody><tr><td style="width: 24%;" data-mce-style="width: 24%;"><a href="https://www.amerescosolar.com/wp-content/uploads/SunLight-ProductDataSheet.pdf"><span style="color: #2b00ff;" data-mce-style="color: #2b00ff;">Data Sheet</span></a></td></tr></tbody></table><p><br><strong>Detailed Information</strong><br></p><p>The SunLight SL-20L-12V solar lighting controller from Morningstar combines the SunSaver architecture with a microcontroller for automatic lighting control. Established reliability, precise lighting control, and PWM battery charging are all features of the SunLight series technology. There are four different models available: 12 Volt 10 Amp, 12 Volt 20 Amp, 24 Volt 10 Amp, and 24 Volt 20 Amp.</p><p>Individual lighting control features on Morningstar's SunLight charge controllers include determining day and night with ten different preset lighting control options, calculating the duration of the night, and more (which is calculated by taking a moving four-night average, and adjusts for seasonal changes). SunLight's controller series has a fifteen-year projected life cycle, is simple to use, and has a high performance with low self-consumption. The SunLight-10 has a SunSaver battery charging circuit that operates in parallel with the SunSaver for 40 Amps solar.<br></p><p><strong>High reliability</strong></p><p>Microcontroller digital accuracy</p><p>Fully automatic operation</p><p>Ten field adjustable lighting control options</p><p>Special on/off/on lighting functions</p><p>Manual test capability</p></td></tr></tbody></table>
USSE100-0261 | 1.06 | 18-32.0107P2000 | Titan 18-32.0107P2000 STAUBLI MC4 Female Contact Socket | <p data-mce-fragment="1"><strong data-mce-fragment="1">Multi-Contact, MC4 Female Contact Pin Only for AWG 10-12 PV/USE Wire, 18-32.0107P2000</strong></p><p data-mce-fragment="1"><br data-mce-fragment="1"></p><p data-mce-fragment="1">Spare MC4 connector contacts are a great thing to have on hand in case of loss or crimping problems. These are to be used with Staubli (Formerly Multi-Contact USA) MC4 connectors. Used with AWG #10 and #12 wire.<br></p>
USCC100-0109 | 94.05 | SS-20L-12V 20A | Morningstar Sunsaver SS-20L-12V 20A 12VDC PWM Charge Controller | <table width="100%" data-mce-fragment="1"><tbody data-mce-fragment="1"><tr data-mce-fragment="1"><td data-mce-fragment="1"><strong>Morningstar Sunsaver SS-20L-12V 20A 12VDC PWM Charge Controller</strong></td></tr><tr data-mce-fragment="1"><td data-mce-fragment="1"><p><span data-mce-fragment="1">Morningstar SunLight SS-20L-12V 20A Charge Controller 10 amp, 12 volt solar charge controller 100% Solid State with true 0-100% PWM duty cycle. Rated for up to 25% overloads</span></p><table width="100%"><tbody><tr><td><table width="100%"><tbody><tr><td style="width: 51.4725%;" data-mce-style="width: 51.4725%;"><br></td><td style="width: 45.8759%;" data-mce-style="width: 45.8759%;"><br></td></tr><tr><td style="width: 51.4725%;" data-mce-style="width: 51.4725%;"><div style="text-align: left;"><img style="margin-bottom: 16px; float: none;" alt="Description image" src="https://cdn.shopify.com/s/files/1/0566/3408/1340/files/Screenshot_9_acafcdb0-9906-438d-a6c8-21cab78a5df4_480x480.png?v=1677842212"></div></td><td style="width: 45.8759%;" data-mce-style="width: 45.8759%;"><br></td></tr><tr><td style="width: 51.4725%;" data-mce-style="width: 51.4725%;"></td><td style="width: 45.8759%;" data-mce-style="width: 45.8759%;"></td></tr></tbody></table><table width="100%"><tbody><tr><td style="width: 48.2638%;" data-mce-style="width: 48.2638%;"><span>Model</span></td><td style="width: 47.7362%;" data-mce-style="width: 47.7362%;">SS-20L-12V 20A</td></tr><tr><td style="width: 48.2638%;" data-mce-style="width: 48.2638%;"><span>Series</span></td><td style="width: 47.7362%;" data-mce-style="width: 47.7362%;"><span>-</span></td></tr><tr><td style="width: 48.2638%;" data-mce-style="width: 48.2638%;"><span>Manufacturer</span></td><td style="width: 47.7362%;" data-mce-style="width: 47.7362%;"><span>Morningstar</span></td></tr></tbody></table></td></tr></tbody></table><p><br><strong>GENERAL SPECIFICATION</strong><br></p><table width="100%"><tbody><tr><td style="width: 49.0244%;" data-mce-style="width: 49.0244%;">Manufacturer</td><td style="width: 47.9756%;" data-mce-style="width: 47.9756%;"><span>Morningstar</span></td></tr><tr><td style="width: 49.0244%;" data-mce-style="width: 49.0244%;">Voltage</td><td style="width: 47.9756%;" data-mce-style="width: 47.9756%;"><span>12</span></td></tr><tr><td style="width: 49.0244%;" data-mce-style="width: 49.0244%;">Amps</td><td style="width: 47.9756%;" data-mce-style="width: 47.9756%;">20</td></tr><tr><td style="width: 49.0244%;" data-mce-style="width: 49.0244%;"><span>System Voltage</span></td><td style="width: 47.9756%;" data-mce-style="width: 47.9756%;"><span>12V</span></td></tr><tr><td style="width: 49.0244%;" data-mce-style="width: 49.0244%;">Length</td><td style="width: 47.9756%;" data-mce-style="width: 47.9756%;"><span>6.60 IN</span></td></tr><tr><td style="width: 49.0244%;" data-mce-style="width: 49.0244%;">Weight</td><td style="width: 47.9756%;" data-mce-style="width: 47.9756%;"><span mce-data-marked="1">0.94lbs</span></td></tr></tbody></table><p><strong>Warranty</strong><br data-mce-fragment="1"></p><ul><li>Â 25 years Warranty<br></li></ul><p>* Refer to warranty document for terms and conditions<br data-mce-fragment="1"><strong>Documentation</strong></p><table width="100%"><tbody><tr><td style="width: 24%;" data-mce-style="width: 24%;"><a href="https://www.amerescosolar.com/wp-content/uploads/SunLight-ProductDataSheet.pdf"><span style="color: #2b00ff;" data-mce-style="color: #2b00ff;">Data Sheet</span></a></td></tr></tbody></table><p><br><strong>Detailed Information</strong><br></p><p>The SunLight SS-20L-12V 20A solar lighting controller from Morningstar combines the SunSaver architecture with a microcontroller for automatic lighting control. Established reliability, precise lighting control, and PWM battery charging are all features of the SunLight series technology. There are four different models available: 12 Volt 10 Amp, 12 Volt 20 Amp, 24 Volt 10 Amp, and 24 Volt 20 Amp.</p><p>Individual lighting control features on Morningstar's SunLight charge controllers include determining day and night with ten different preset lighting control options, calculating the duration of the night, and more (which is calculated by taking a moving four-night average, and adjusts for seasonal changes). SunLight's controller series has a fifteen-year projected life cycle, is simple to use, and has a high performance with low self-consumption. The SunLight-10 has a SunSaver battery charging circuit that operates in parallel with the SunSaver for 40 Amps solar.<br></p><p><strong>High reliability</strong></p><p>Microcontroller digital accuracy</p><p>Fully automatic operation</p><p>Ten field adjustable lighting control options</p><p>Special on/off/on lighting functions</p><p>Manual test capability</p></td></tr></tbody></table>
USSE100-0262 | 1.06 | 18-32.0507P2000 | TITAN 18-32.0507P2000 STAUBLI MC4 Male Contact Pin | <p data-mce-fragment="1"><strong data-mce-fragment="1">Multi-Contact, MC4 Male Contact Pin Only for AWG 10-12 PV/USE Wire, 18-32.0507P2000</strong></p><p data-mce-fragment="1"><span data-mce-fragment="1">Spare MC4 connector contacts are a great thing to have on hand in case of loss or crimping problems. These are to be used with Staubli (Formerly Multi-Contact USA) MC4 connectors. Used with AWG #10 and #12 wire</span></p>
USSE100-0263 | 2.22 | ET-SEAL-10 | Enphase ET-SEAL-10 Water Tight Cap | <h2 class="product-details-information-tab-content-panel-title" data-mce-fragment="1">DETAILS</h2><div id="product-details-information-tab-content-container-0" class="product-details-information-tab-content-container" data-type="information-content-text" data-mce-fragment="1"><p data-mce-fragment="1"><strong data-mce-fragment="1">Enphase, Accessory, Water tight cap for M215 and M250, Qty. 1, ET-SEAL-10</strong></p><p data-mce-fragment="1"><br></p><p data-mce-fragment="1"><span class="ql-cursor" data-mce-fragment="1"></span><span data-mce-fragment="1">Water tight cap for sealing connectors on Enphase M215 and M250 Trunk cabling.</span></p></div>
USCC100-0110 | 131.08 | SS-20L-24V 20A 24VDC | Morningstar Sunsaver SS-20L-24V 20A 24VDC PWM Charge Controller | <table width="100%" data-mce-fragment="1"><tbody data-mce-fragment="1"><tr data-mce-fragment="1"><td data-mce-fragment="1"><strong>Morningstar Sunsaver SS-20L-24V 20A 12VDC PWM Charge Controller</strong></td></tr><tr data-mce-fragment="1"><td data-mce-fragment="1"><p><span data-mce-fragment="1">Morningstar SunLight SS-20L-24V 20A Charge Controller 10 amp, 12 volt solar charge controller 100% Solid State with true 0-100% PWM duty cycle. Rated for up to 25% overloads</span></p><table width="100%"><tbody><tr><td><table width="100%"><tbody><tr><td style="width: 51.4725%;" data-mce-style="width: 51.4725%;"><br></td><td style="width: 45.8759%;" data-mce-style="width: 45.8759%;"><br></td></tr><tr><td style="width: 51.4725%;" data-mce-style="width: 51.4725%;"><div style="text-align: left;"><img style="margin-bottom: 16px; float: none;" alt="Description image" src="https://cdn.shopify.com/s/files/1/0566/3408/1340/files/Screenshot_9_acafcdb0-9906-438d-a6c8-21cab78a5df4_480x480.png?v=1677842212"></div></td><td style="width: 45.8759%;" data-mce-style="width: 45.8759%;"><br></td></tr><tr><td style="width: 51.4725%;" data-mce-style="width: 51.4725%;"></td><td style="width: 45.8759%;" data-mce-style="width: 45.8759%;"></td></tr></tbody></table><table width="100%"><tbody><tr><td style="width: 48.2638%;" data-mce-style="width: 48.2638%;"><span>Model</span></td><td style="width: 47.7362%;" data-mce-style="width: 47.7362%;">SS-20L-24V 20A</td></tr><tr><td style="width: 48.2638%;" data-mce-style="width: 48.2638%;"><span>Series</span></td><td style="width: 47.7362%;" data-mce-style="width: 47.7362%;"><span>-</span></td></tr><tr><td style="width: 48.2638%;" data-mce-style="width: 48.2638%;"><span>Manufacturer</span></td><td style="width: 47.7362%;" data-mce-style="width: 47.7362%;"><span>Morningstar</span></td></tr></tbody></table></td></tr></tbody></table><p><br><strong>GENERAL SPECIFICATION</strong><br></p><table width="100%"><tbody><tr><td style="width: 49.0244%;" data-mce-style="width: 49.0244%;">Manufacturer</td><td style="width: 47.9756%;" data-mce-style="width: 47.9756%;"><span>Morningstar</span></td></tr><tr><td style="width: 49.0244%;" data-mce-style="width: 49.0244%;">Voltage</td><td style="width: 47.9756%;" data-mce-style="width: 47.9756%;"><span>12</span></td></tr><tr><td style="width: 49.0244%;" data-mce-style="width: 49.0244%;">Amps</td><td style="width: 47.9756%;" data-mce-style="width: 47.9756%;">24</td></tr><tr><td style="width: 49.0244%;" data-mce-style="width: 49.0244%;"><span>System Voltage</span></td><td style="width: 47.9756%;" data-mce-style="width: 47.9756%;"><span>12V</span></td></tr><tr><td style="width: 49.0244%;" data-mce-style="width: 49.0244%;">Length</td><td style="width: 47.9756%;" data-mce-style="width: 47.9756%;"><span>6.00 IN</span></td></tr><tr><td style="width: 49.0244%;" data-mce-style="width: 49.0244%;">Weight</td><td style="width: 47.9756%;" data-mce-style="width: 47.9756%;"><span mce-data-marked="1">0.74lbs</span></td></tr></tbody></table><p><strong>Warranty</strong><br data-mce-fragment="1"></p><ul><li>Â 25 years Warranty<br></li></ul><p>* Refer to warranty document for terms and conditions<br data-mce-fragment="1"><strong>Documentation</strong></p><table width="100%"><tbody><tr><td style="width: 24%;" data-mce-style="width: 24%;"><a href="https://www.amerescosolar.com/wp-content/uploads/SunLight-ProductDataSheet.pdf"><span style="color: #2b00ff;" data-mce-style="color: #2b00ff;">Data Sheet</span></a></td></tr></tbody></table><p><br><strong>Detailed Information</strong><br></p><p>The SunLight SS-20L-24V 20A solar lighting controller from Morningstar combines the SunSaver architecture with a microcontroller for automatic lighting control. Established reliability, precise lighting control, and PWM battery charging are all features of the SunLight series technology. There are four different models available: 12 Volt 10 Amp, 12 Volt 20 Amp, 24 Volt 10 Amp, and 24 Volt 20 Amp.</p><p>Individual lighting control features on Morningstar's SunLight charge controllers include determining day and night with ten different preset lighting control options, calculating the duration of the night, and more (which is calculated by taking a moving four-night average, and adjusts for seasonal changes). SunLight's controller series has a fifteen-year projected life cycle, is simple to use, and has a high performance with low self-consumption. The SunLight-10 has a SunSaver battery charging circuit that operates in parallel with the SunSaver for 40 Amps solar.<br></p><p><strong>High reliability</strong></p><p>Microcontroller digital accuracy</p><p>Fully automatic operation</p><p>Ten field adjustable lighting control options</p><p>Special on/off/on lighting functions</p><p>Manual test capability</p></td></tr></tbody></table>
USCC100-0111 | 58.51 | SS-6L-12V | Morningstar Sunsaver SS-6L-12V 6A 12VDC PWM Charge Controller | <table data-mce-fragment="1" width="100%"><tbody data-mce-fragment="1"><tr data-mce-fragment="1"><td data-mce-fragment="1"><strong>Morningstar Sunsaver SS-6L-12V 6A 12VDC PWM Charge Controller</strong></td></tr><tr data-mce-fragment="1"><td data-mce-fragment="1"><p><span data-mce-fragment="1">Morningstar SunLight SS-6L-12V 6A Charge Controller 10 amp, 12 volt solar charge controller 100% Solid State with true 0-100% PWM duty cycle. Rated for up to 25% overloads</span></p><table width="100%"><tbody><tr><td><table width="100%"><tbody><tr><td style="width: 51.4725%;" data-mce-style="width: 51.4725%;"><br></td><td style="width: 45.8759%;" data-mce-style="width: 45.8759%;"><br></td></tr><tr><td style="width: 51.4725%;" data-mce-style="width: 51.4725%;"><div style="text-align: left;"><img src="https://cdn.shopify.com/s/files/1/0566/3408/1340/files/Screenshot_9_acafcdb0-9906-438d-a6c8-21cab78a5df4_480x480.png?v=1677842212" alt="Description image" style="margin-bottom: 16px; float: none;"></div></td><td style="width: 45.8759%;" data-mce-style="width: 45.8759%;"><br></td></tr><tr><td style="width: 51.4725%;" data-mce-style="width: 51.4725%;"></td><td style="width: 45.8759%;" data-mce-style="width: 45.8759%;"></td></tr></tbody></table><table width="100%"><tbody><tr><td style="width: 48.2638%;" data-mce-style="width: 48.2638%;"><span>Model</span></td><td style="width: 47.7362%;" data-mce-style="width: 47.7362%;">SS-6-12V 6A</td></tr><tr><td style="width: 48.2638%;" data-mce-style="width: 48.2638%;"><span>Series</span></td><td style="width: 47.7362%;" data-mce-style="width: 47.7362%;"><span>-</span></td></tr><tr><td style="width: 48.2638%;" data-mce-style="width: 48.2638%;"><span>Manufacturer</span></td><td style="width: 47.7362%;" data-mce-style="width: 47.7362%;"><span>Morningstar</span></td></tr></tbody></table></td></tr></tbody></table><p><br><strong>GENERAL SPECIFICATION</strong><br></p><table width="100%"><tbody><tr><td style="width: 49.0244%;" data-mce-style="width: 49.0244%;">Manufacturer</td><td style="width: 47.9756%;" data-mce-style="width: 47.9756%;"><span>Morningstar</span></td></tr><tr><td style="width: 49.0244%;" data-mce-style="width: 49.0244%;">Voltage</td><td style="width: 47.9756%;" data-mce-style="width: 47.9756%;"><span>12</span></td></tr><tr><td style="width: 49.0244%;" data-mce-style="width: 49.0244%;">Amps</td><td style="width: 47.9756%;" data-mce-style="width: 47.9756%;"><span>10</span></td></tr><tr><td style="width: 49.0244%;" data-mce-style="width: 49.0244%;">Controller Type</td><td style="width: 47.9756%;" data-mce-style="width: 47.9756%;"><span>PWM</span></td></tr><tr><td style="width: 49.0244%;" data-mce-style="width: 49.0244%;">Length</td><td style="width: 47.9756%;" data-mce-style="width: 47.9756%;"><span>6.00 IN</span></td></tr><tr><td style="width: 49.0244%;" data-mce-style="width: 49.0244%;">Width</td><td style="width: 47.9756%;" data-mce-style="width: 47.9756%;"><span>2.18 IN</span></td></tr></tbody></table><p><strong>Warranty</strong><br data-mce-fragment="1"></p><ul><li>Â 25 years Warranty<br></li></ul><p>* Refer to warranty document for terms and conditions<br data-mce-fragment="1"><strong>Documentation</strong></p><table width="100%"><tbody><tr><td style="width: 24%;" data-mce-style="width: 24%;"><a href="https://www.amerescosolar.com/wp-content/uploads/SunLight-ProductDataSheet.pdf" data-mce-href="https://www.amerescosolar.com/wp-content/uploads/SunLight-ProductDataSheet.pdf"><span style="color: #2b00ff;" data-mce-style="color: #2b00ff;">Data Sheet</span></a></td></tr></tbody></table><p><br><strong>Detailed Information</strong><br></p><p>The SunLightSS-6L-12V 6A solar lighting controller from Morningstar combines the SunSaver architecture with a microcontroller for automatic lighting control. Established reliability, precise lighting control, and PWM battery charging are all features of the SunLight series technology.Â </p><p>Individual lighting control features on Morningstar's SunLight charge controllers include determining day and night with ten different preset lighting control options, calculating the duration of the night, and more (which is calculated by taking a moving four-night average, and adjusts for seasonal changes). SunLight's controller series has a fifteen-year projected life cycle, is simple to use, and has a high performance with low self-consumption. The SunLight-10 has a SunSaver battery charging circuit that operates in parallel with the SunSaver for 40 Amps solar.<br></p><p><strong>High reliability</strong></p><p>Microcontroller digital accuracy</p><p>Fully automatic operation</p><p>Ten field adjustable lighting control options</p><p>Special on/off/on lighting functions</p><p>Manual test capability</p></td></tr></tbody></table>
USCC100-0040 | 200 | TS-45 45A | Morningstar Tristar TS-45 45A PWM Charge Controller | <table width="100%" data-mce-fragment="1"><tbody data-mce-fragment="1"><tr data-mce-fragment="1"><td style="width: 955.59px;" data-mce-fragment="1" data-mce-style="width: 955.59px;"><strong>Morningstar Tristar TS-45 45A PWM Charge Controller</strong></td></tr><tr data-mce-fragment="1"><td style="width: 955.59px;" data-mce-fragment="1" data-mce-style="width: 955.59px;"><p>Morningstar's TriStar Controller is a three-function controller that provides reliable solar battery charging, load control or diversion regulation. The controller operates in one of these modes at a time and two or more controllers may be used to provide multiple functions.</p><p>The TriStar uses advanced technology and automated production to provide exciting new features at a competitive cost. The optional TriStar meter is the most sophisticated and informative controller meter on the market. The controller is ETL Listed (UL1741) and TUV (IEC62109-1), and is designed for home systems and professional applications.</p><p><strong>SPECIFICATIONS</strong><br></p><table width="100%"><tbody><tr><td style="width: 48.2638%;" data-mce-style="width: 48.2638%;"><span>Model</span></td><td style="width: 47.7362%;" data-mce-style="width: 47.7362%;">TS-45 45A</td></tr><tr><td style="width: 48.2638%;" data-mce-style="width: 48.2638%;"><span>Series</span></td><td style="width: 47.7362%;" data-mce-style="width: 47.7362%;"><span>-</span></td></tr><tr><td style="width: 48.2638%;" data-mce-style="width: 48.2638%;"><span>Manufacturer</span></td><td style="width: 47.7362%;" data-mce-style="width: 47.7362%;">Morningstar</td></tr></tbody></table></td></tr></tbody></table><p><br><strong>GENERAL SPECIFICATIONS</strong><br></p><table width="100%"><tbody><tr><td style="width: 49.0244%;" data-mce-style="width: 49.0244%;"><span>Battery Charging Voltages</span></td><td style="width: 47.9756%;" data-mce-style="width: 47.9756%;"><span>12-48V</span></td></tr><tr><td style="width: 49.0244%;" data-mce-style="width: 49.0244%;"><span>Dimensions</span></td><td style="width: 47.9756%;" data-mce-style="width: 47.9756%;"><span>12.5" x 7.5" x 3.5"</span></td></tr><tr><td style="width: 49.0244%;" data-mce-style="width: 49.0244%;"><span>Weight</span></td><td style="width: 47.9756%;" data-mce-style="width: 47.9756%;"><span>4.5 lb</span></td></tr><tr><td style="width: 49.0244%;" data-mce-style="width: 49.0244%;"><span>Operating Temperatures</span></td><td style="width: 47.9756%;" data-mce-style="width: 47.9756%;"><span>â€“40 Â°C to +60 Â°C</span></td></tr></tbody></table><p><strong>Warranty</strong><br data-mce-fragment="1"></p><ul><li>Manufacturer 5 Years Warranty</li></ul><p>* Refer to warranty document for terms and conditions<br data-mce-fragment="1"><strong>Documentation</strong></p><table width="100%"><tbody><tr><td style="width: 24%;" data-mce-style="width: 24%;"><a href="file:///C:/Users/rj/Downloads/54cdcfe06ea99c153f2029ca34ec85bb%20(1).pdf"><span style="color: #2b00ff;" data-mce-style="color: #2b00ff;">Data Sheet</span></a></td></tr></tbody></table><p><br><strong>Detailed Information</strong></p><p>Morningstarâ€™s TriStar PWM controller provides safe battery charging, load control and diversion regulation in your system. One unit operates in one of these three modes at a time, but several regulators can do all of them at once.Â </p><p>TS-45 has 45A current rating at 12-48 volts. It is fully adjustable with 7 different digital presets. The controller is quiet, simple to use and meets all necessary safety standards. You can connect it to your personal computer for remote control, custom settings and data logs.Â Â Â </p><p><span></span><strong>High Reliability</strong></p><p>Reverse polarity protection (anycombination)</p><p>Short-circuit protection</p><p>Overcurrent protection</p>
USCC100-0113 | 263.51 | TS-60 60A | Morningstar Tristar TS-60 60A PWM Charge Controller | <p>The Morningstar TriStar TS-60 is a versatile PWM (Pulse Width Modulation) charge controller designed for reliable solar battery charging, load control, or diversion regulation. It operates in one of these modes at a time, making it a flexible choice for various renewable energy systems. The controller incorporates advanced technology and automated production techniques to offer innovative features while maintaining cost-effectiveness. Additionally, it is compliant with ETL Listed (UL1741) and TUV (IEC62109-1) standards, suitable for both residential and professional applications.</p><p><strong>Specifications:</strong></p><ul><li><strong>Model:</strong> TS-60 60A</li><li><strong>Manufacturer:</strong> Morningstar</li><li><strong>Battery Charging Voltages:</strong> 12-48V</li><li><strong>Dimensions:</strong> 10.3" x 5.0" x 2.8"</li><li><strong>Weight:</strong> 3.5 lb</li><li><strong>Operating Temperatures:</strong> -40 Â°C to +80 Â°C</li></ul><p><strong>Warranty:</strong></p><ul><li>Manufacturer 5 Years Warranty</li></ul><p><strong>Documentation:</strong></p><ul><li><a target="_new">Data Sheet</a></li></ul><p><strong>Detailed Information:</strong> Morningstar's TriStar PWM controller offers several essential features for safe and efficient energy management. The TS-60 model provides a 60A current rating at voltage levels ranging from 12 to 48 volts. It is fully adjustable with seven different digital presets, allowing you to fine-tune its performance to suit your specific needs.</p><p>Key Features:</p><ul><li>Reverse polarity protection (compatible with any combination)</li><li>Short-circuit protection</li><li>Overcurrent protection</li></ul><p>This charge controller is not only highly reliable but also supports various system configurations. You can connect it to a personal computer for remote control, custom settings, and data logging. Its quiet operation and compliance with safety standards make it an excellent choice for renewable energy systems.</p><p>The Morningstar TriStar TS-60 charge controller is designed to provide dependable and efficient battery charging and energy management for your solar power system</p>
USSE100-0118 | 1.03 | K10363-001 | Sunmodo K10363-001 HR Rail Microinverter Mount Kit | <p><strong data-mce-fragment="1">SunModo, HR Rail Microinverter Mount Kit, K10363-001</strong></p><p>Â </p><ul><li><a href="https://cdn.shopify.com/s/files/1/0566/3408/1340/files/3995_270-1241_Technical_Notes.pdf?v=1676272606">Technical Notes (Created 12/20/2018)</a></li></ul>
USSE100-0119 | 3.64 | Q-BA-CAP-10 | Enphase Q-BA-CAP-10 Male Sealing Cap | <table width="100%" data-mce-fragment="1"><tbody data-mce-fragment="1"><tr data-mce-fragment="1"><td style="width: 955.59px;" data-mce-style="width: 955.59px;" data-mce-fragment="1"><strong>Enphase Q-BA-CAP-10 Male Sealing Cap</strong></td></tr><tr data-mce-fragment="1"><td style="width: 955.59px;" data-mce-style="width: 955.59px;" data-mce-fragment="1"><p data-mce-fragment="1"><span>Watertight Q Sealing Caps are male caps used to seal unused Q Cable connectors. Unused connectors generally occur where the Q Cable transitions to another module row or needs to span a gap in the array.</span></p><p><strong>SPECIFICATIONS</strong><br></p><table width="100%"><tbody><tr><td style="width: 48.2638%;" data-mce-style="width: 48.2638%;"><span>Model</span></td><td style="width: 47.7362%;" data-mce-style="width: 47.7362%;">Q-BA-CAP-10</td></tr><tr><td style="width: 48.2638%;" data-mce-style="width: 48.2638%;"><span>Series</span></td><td style="width: 47.7362%;" data-mce-style="width: 47.7362%;"><span>-</span></td></tr><tr><td style="width: 48.2638%;" data-mce-style="width: 48.2638%;"><span>Manufacturer</span></td><td style="width: 47.7362%;" data-mce-style="width: 47.7362%;">Enphase<br></td></tr></tbody></table></td></tr></tbody></table><p><br><strong>GENERAL SPECIFICATIONS</strong><br></p><table width="100%"><tbody><tr><td style="width: 49.0244%;" data-mce-style="width: 49.0244%;"><span>Type</span></td><td style="width: 47.9756%;" data-mce-style="width: 47.9756%;"><span>Male Sealing Cap</span></td></tr><tr><td style="width: 49.0244%;" data-mce-style="width: 49.0244%;"><span>Application</span></td><td style="width: 47.9756%;" data-mce-style="width: 47.9756%;"><span>Seals Unused Q Cable Connectors</span></td></tr><tr><td style="width: 49.0244%;" data-mce-style="width: 49.0244%;"><span>Product Type</span></td><td style="width: 47.9756%;" data-mce-style="width: 47.9756%;"><span>Cap</span></td></tr><tr><td style="width: 49.0244%;" data-mce-style="width: 49.0244%;"><span>Color</span></td><td style="width: 47.9756%;" data-mce-style="width: 47.9756%;">Black<br></td></tr></tbody></table><p><strong>Warranty</strong><br data-mce-fragment="1"></p><ul><li>Manufacturer 12 Years Warranty</li></ul><p>* Refer to warranty document for terms and conditions<br data-mce-fragment="1"><strong>Documentation</strong></p><table width="100%"><tbody><tr><td style="width: 24%;" data-mce-style="width: 24%;"><a href="https://ressupply.com/documents/enphase/Q_Aggregator_Cable_Accessories_Data_Sheet.pdf"><span style="color: #2b00ff;" data-mce-style="color: #2b00ff;">Data Sheet</span></a></td></tr></tbody></table><p><br><strong>Detailed Information</strong></p><p><span>Male sealing caps allow safe seals for unused connectors after construction. During construction, use male sealing caps to temporarily seal any exposed IQ Series Microinverter connectors, that are not connected to the Q Cable, to protect against moisture or water damage at the exposed connector. Sealing caps are sold in packs of 10.</span></p><p><span></span><strong>High Reliability</strong></p><p>New cable numbering simplifies wire management</p><p>More cost-effective with less cable waste</p>
USSPO001-0009 | 30 | P730 730w | Solaredge P730 730w Optimizer | <p data-mce-fragment="1"><strong data-mce-fragment="1">SolarEdge, Optimizer 730W, Add-On Box for two 60 or 72 cell modules, 12.5-105V MPPT, 11A, MC4-Compatible In, MC4-Compatible Out, 1000VDC, (Use only with SolarEdge 3-Phase Inverters), P730</strong></p><p data-mce-fragment="1"><br data-mce-fragment="1"></p><p data-mce-fragment="1">The SolarEdge power optimizer is a DC/DC converter that replaces the conventional solar junction box and is connected to each PV module by installers or embedded by module manufacturers. By continuously monitoring the maximum power point (MPPT) of each module individually, the SolarEdge power optimizers increase energy production from PV systems. Furthermore, the power optimizers track each module's output and send data to the SolarEdge monitoring portal for more efficient, cost-effective module maintenance. When the inverter or grid power is turned off, each power optimizer has a special SafeDC function that automatically shuts down the modules' DC voltage.</p><p data-mce-fragment="1"><br data-mce-fragment="1"></p><p data-mce-fragment="1">With multiple orientations, tilts, and module types in the same string, the MPPT per module allows for a versatile installation design. SolarEdge power optimizers automatically maintain a set string voltage when operating with SolarEdge inverters, giving installers even more flexibility when designing optimal PV systems with longer strings and strings of various lengths.</p><p data-mce-fragment="1"><br data-mce-fragment="1"></p><p data-mce-fragment="1">SolarEdge power optimizers come with a 25-year warranty and are compatible with c-Si and thin-film modules.</p><p data-mce-fragment="1"><span style="text-decoration: underline;"><strong>ï»¿DOCUMENT</strong></span></p><p data-mce-fragment="1"><a href="https://cdn.shopify.com/s/files/1/0566/3408/1340/files/1952_565-0209_Spec_Sheet.pdf?v=1676271212"><strong>ï»¿SPEC SHEET</strong></a></p><br>
USMS100-0634 | 2.875 | Q-SEAL-10 | Enphase Q-SEAL-10 Sealing Cap | <p data-mce-fragment="1"><strong data-mce-fragment="1">Enphase, IQ, Female Sealing Cap for unused Q-Cable Connectors, Q-SEAL</strong></p><p data-mce-fragment="1"><br data-mce-fragment="1"></p><p data-mce-fragment="1">Q-SEAL-10 Watertight Q Sealing Caps are female caps that are used to seal unused Q Cable connectors. When the Q Cable moves to another module row or needs to span a gap in the series, unused connectors are common.<br></p><p data-mce-fragment="1"><br data-mce-fragment="1"></p><p data-mce-fragment="1"><strong data-mce-fragment="1">Features</strong>:</p><ul data-mce-fragment="1"><li data-mce-fragment="1"><strong data-mce-fragment="1">HighlightsÂ </strong>-Â Easily connect Q cables on the roof without complex wiring. Make connections from any open connector and center feed any section of cable within branch limits. Male and female connectors are available.</li></ul>
USSE100-0264 | 740.97 | PSX-240 6KW | Outback Power PSX-240 6KW Autotransformer W/ Enclosure | <p data-mce-fragment="1"><strong data-mce-fragment="1">Outback, Autotransformer with enclosure, 6000W, 120/240VAC, 60 Hz, PSX-240</strong></p><p data-mce-fragment="1">For step-up, step-down, generator, and split-phase output balancing, the OutBack PSX-240 (6kVA) auto-transformer can be used as a series stacked inverter to load balancing auto-former. With a transformer with 120V / 30A main and secondary sides, a temperature-activated cooling fan, and a 25 amp dual pole breaker all housed in a steel enclosure, the PSX-240 is ready to install in your custom application. Simply use devices that operate on 120 or 240 VAC at 60 Hz.</p><p data-mce-fragment="1"><strong data-mce-fragment="1">Features</strong></p><ul data-mce-fragment="1"><li data-mce-fragment="1"><strong data-mce-fragment="1">SafetyÂ </strong>-Â 25-amp dual pole breaker with mounting hardware Use only for 60 Hz 120 or 240 VAC systems. PSX-240 and FW-X240 models</li><li data-mce-fragment="1"><strong data-mce-fragment="1">Efficiency</strong>Â -Â Â As a load balancing auto-former with a series stacked inverter for balancing step-up, step-down, generator, and split-phase outputs, or as a load balancing auto-former with a series stacked inverter for balancing step-up, step-down, generator, and split-phase outputs.</li><li data-mce-fragment="1"><strong data-mce-fragment="1">User Friendly</strong>Â -Â This is where the FLEXware 500 and 1000 AC enclosures come in handy.</li></ul>
USSE100-0282 | 742.87 | XW 865-1020-02 | Schneider Conext XW 865-1020-02 Installation Kit | <p data-mce-fragment="1"><strong data-mce-fragment="1">Schneider Electric, CONEXT XW Connection kit for Inverter 2 &amp; Inverter 3, 250A/160VDC Breaker, AC-DC-XANBUS CABLES, No AC Breakers, 865-1020-02</strong></p><p data-mce-fragment="1"><br data-mce-fragment="1"></p><p data-mce-fragment="1">Schneider Electric, CONEXT XW Connection kit for Inverter 2 &amp; Inverter 3, 250A/160VDC Breaker, Â AC-DC-XANBUS CABLES, No AC Breakers, 865-1020-02<br></p><p data-mce-fragment="1"><br data-mce-fragment="1"></p><p data-mce-fragment="1">The XW+ Connection Package is a wiring kit and conduit box that allows you to attach more inverters to an XW+ Power Distribution Panel. To make installation easier, all wires are weighed, pre-cut, and numbered. Inverter/Charger(s) XW5548 and XW6848, as well as the XW+ Power Distribution Panel.</p><p data-mce-fragment="1">Â </p><p data-mce-fragment="1"><span style="text-decoration: underline;"><strong>ï»¿DOCUMENT</strong></span></p><p data-mce-fragment="1"><strong>ï»¿<a href="https://cdn.shopify.com/s/files/1/0566/3408/1340/files/3654_341-0112_Data_Sheet.pdf?v=1676267962">SPEC DATASHEET</a></strong></p>
USSE100-0087 | 473.67 | APKE00010 | Generac Pwrzone APKE00010 2.5KW Optimizer | <table width="100%" data-mce-fragment="1"><tbody data-mce-fragment="1"><tr data-mce-fragment="1"><td style="width: 955.59px;" data-mce-fragment="1" data-mce-style="width: 955.59px;"><strong>GENERAC PWRZONE APKE00010 2.5KW OPTIMIZER</strong></td></tr><tr data-mce-fragment="1"><td style="width: 955.59px;" data-mce-fragment="1" data-mce-style="width: 955.59px;"><p data-mce-fragment="1"><span>Part of Generac's PWRzone, PV Link solar optimizers maximize the energy harvested from solar panels and provides NEC 2014 rapid-shutdown compliance for solar arrays. Combine with SnapRS (APKE00011) for NEC 2017 and NEC 2020 690.12 compliance. PWRzone and PV Link is the fast and simple solution for installation and long-lasting solar performance. Connect as few as two or as many as nine PV modules to each PV Link to overcome shading and challenging roof lines with less equipment.</span></p><p><strong>SPECIFICATIONS</strong><br></p><table width="100%"><tbody><tr><td style="width: 48.2638%;" data-mce-style="width: 48.2638%;"><span>Model</span></td><td style="width: 47.7362%;" data-mce-style="width: 47.7362%;">APKE00010</td></tr><tr><td style="width: 48.2638%;" data-mce-style="width: 48.2638%;"><span>Series</span></td><td style="width: 47.7362%;" data-mce-style="width: 47.7362%;"><span>-</span></td></tr><tr><td style="width: 48.2638%;" data-mce-style="width: 48.2638%;"><span>Manufacturer</span></td><td style="width: 47.7362%;" data-mce-style="width: 47.7362%;">Generac<br></td></tr></tbody></table></td></tr></tbody></table><p><br><strong>GENERAL SPECIFICATIONS</strong><br></p><table width="100%"><tbody><tr><td style="width: 49.0244%;" data-mce-style="width: 49.0244%;"><span>Manufacturer</span></td><td style="width: 47.9756%;" data-mce-style="width: 47.9756%;"><span>Generac Power Systems</span></td></tr><tr><td style="width: 49.0244%;" data-mce-style="width: 49.0244%;"><span>Dimensions LxWxH</span></td><td style="width: 47.9756%;" data-mce-style="width: 47.9756%;"><span>15.4 x 2 x 9.6 in</span></td></tr><tr><td style="width: 49.0244%;" data-mce-style="width: 49.0244%;"><span>Weight</span></td><td style="width: 47.9756%;" data-mce-style="width: 47.9756%;"><span>7.3 lb</span></td></tr><tr><td style="width: 49.0244%;" data-mce-style="width: 49.0244%;"><span>Operating Temperatures</span></td><td style="width: 47.9756%;" data-mce-style="width: 47.9756%;"><span data-mce-fragment="1">158 Â°F</span><br></td></tr></tbody></table><p><strong>Warranty</strong><br data-mce-fragment="1"></p><ul><li>Manufacturer 25 Years Warranty</li></ul><p>* Refer to warranty document for terms and conditions<br data-mce-fragment="1"><strong>Documentation</strong></p><table width="100%"><tbody><tr><td style="width: 24%;" data-mce-style="width: 24%;"><a href="https://s3.amazonaws.com/ecodirect_docs/Generac/Generac-PV-Link-String-Optimizer-S2502-Datasheet.pdf"><span style="color: #2b00ff;" data-mce-style="color: #2b00ff;">Data Sheet</span></a></td></tr></tbody></table><p><br><strong>Detailed Information</strong></p><p><span>Part of Generac's PWRzone, PV Link solar optimizers maximize the energy harvested from solar panels and provides NEC 2014 rapid-shutdown compliance for solar arrays. Combine with SnapRS (APKE00011) for NEC 2017 and NEC 2020 690.12 compliance. PWRzone and PV Link is the fast and simple solution for installation and long-lasting solar performance. Connect as few as two or as many as nine PV modules to each PV Link to overcome shading and challenging roof lines with less equipment.</span></p><p><span></span><strong>High Reliability</strong></p><p>Fast, simple installation</p><p>Lower failure risk than module-level optimizers</p><p>Cost-effective solution for high-performance PV</p><p>Ground-fault protection</p>
USSE100-0074 | 11.12 | Q-CONN-10F | Enphase Iq Q-CONN-10F Female Field-wireable Connector For Q Cable | <table width="100%" data-mce-fragment="1"><tbody data-mce-fragment="1"><tr data-mce-fragment="1"><td style="width: 955.59px;" data-mce-fragment="1" data-mce-style="width: 955.59px;"><strong>Enphase Iq Q-CONN-10F Female Field-wireable Connector For Q Cable</strong></td></tr><tr data-mce-fragment="1"><td style="width: 955.59px;" data-mce-fragment="1" data-mce-style="width: 955.59px;"><p data-mce-fragment="1"><strong>Enphase Female Field-wireable connector for Q Cable. Each bag contains 10 Female connector bodies with 25 Female MC4 Tool crimpable pins.</strong></p><p data-mce-fragment="1"><span>Compatible with the raw Enphase Q Cable (purchased separately by the foot), the easy-to-use Q Field Wireable Q-CONN-10F (female) connector delivers greater on-site installation flexibility and further eliminates cable waste. Â You will use the Enphase field-wireable connectors inconjunction with Enphase Q-Cable or field cable to easily connect Q cables on the roof without complex wiring. You will use male connectors to make connections from any Q Aggregator open connector and Q-CONN-10F connectors to make connections from any Q Cable open connector or use a mated pair of connectors to splice two cut ends of cable. You have added flexibility to make a jumper to connect with a remote part of the array, using Q-CONN-10F to Q-CONN-10F for cable-to-cable connections, or male to Q-CONN-10F for aggregator-to-cable extensions.</span></p><p><strong>SPECIFICATIONS</strong><br></p><table width="100%"><tbody><tr><td style="width: 48.2638%;" data-mce-style="width: 48.2638%;"><span>Model</span></td><td style="width: 47.7362%;" data-mce-style="width: 47.7362%;"><span>Q-CONN-10F</span></td></tr><tr><td style="width: 48.2638%;" data-mce-style="width: 48.2638%;"><span>Series</span></td><td style="width: 47.7362%;" data-mce-style="width: 47.7362%;"><span>-</span></td></tr><tr><td style="width: 48.2638%;" data-mce-style="width: 48.2638%;"><span>Manufacturer</span></td><td style="width: 47.7362%;" data-mce-style="width: 47.7362%;">Enphase<br></td></tr></tbody></table></td></tr></tbody></table><p><br><strong>GENERAL SPECIFICATIONS</strong><br></p><table width="100%"><tbody><tr><td style="width: 49.0244%;" data-mce-style="width: 49.0244%;"><span>Dimension</span></td><td style="width: 47.9756%;" data-mce-style="width: 47.9756%;"><span>18.00 x 11.00 x 14.00 inches</span></td></tr><tr><td style="width: 49.0244%;" data-mce-style="width: 49.0244%;"><span>Weight</span></td><td style="width: 47.9756%;" data-mce-style="width: 47.9756%;"><span>16.00 lbs</span></td></tr><tr><td style="width: 49.0244%;" data-mce-style="width: 49.0244%;">Compatibility</td><td style="width: 47.9756%;" data-mce-style="width: 47.9756%;"><span>Q Cables</span></td></tr><tr><td style="width: 49.0244%;" data-mce-style="width: 49.0244%;">Quantity</td><td style="width: 47.9756%;" data-mce-style="width: 47.9756%;"><span>10 Pack</span></td></tr></tbody></table><p><strong>Warranty</strong><br data-mce-fragment="1"></p><ul><li>Manufacturer 12 Years Warranty</li></ul><p>* Refer to warranty document for terms and conditions<br data-mce-fragment="1"><strong>Documentation</strong></p><table width="100%"><tbody><tr><td style="width: 24%;" data-mce-style="width: 24%;"><a><span style="color: #2b00ff;" data-mce-style="color: #2b00ff;">Data Sheet</span></a></td></tr></tbody></table><p><br><strong>Detailed Information</strong></p><p><span>Field Wireable Q Connectors (Q-CONN-10F and Q-CONN-10M) and raw Q Cable (Q-12-RAW-300) allow a wide-range of installation options that are not available in DC systems or other microinverter systems. You can run raw Q Cable through conduits, raceways, or chases between sub-arrays to help to minimize the amount of conduit, conduit bending, wire-pulls, and wiring connections that are required on a project.</span></p><p><span></span><strong>High Reliability</strong></p><p>Uses MC-style crimp tool</p><p>Female connector types</p><p>UL listed</p>
USSE100-0075 | 11.12 | Q-CONN-10M | Enphase IQ Q-CONN-10M Male Field-wireable Connector For Q Cable | <table width="100%" data-mce-fragment="1"><tbody data-mce-fragment="1"><tr data-mce-fragment="1"><td style="width: 955.59px;" data-mce-fragment="1" data-mce-style="width: 955.59px;"><strong>Enphase IQ Q-CONN-10M Male Field-wireable Connector For Q Cable</strong></td></tr><tr data-mce-fragment="1"><td style="width: 955.59px;" data-mce-fragment="1" data-mce-style="width: 955.59px;"><p data-mce-fragment="1"><span>Compatible with the raw Enphase Q Cable (purchased separately by the foot), the easy-to-use Q Field Wireable Q-CONN-10M (male) connector delivers greater on-site installation flexibility and further eliminates cable waste. Â You will use the Enphase field-wireable connectors inconjunction with Enphase Q-Cable or field cable to easily connect Q cables on the roof without complex wiring. You will use Q-CONN-10M male connectors to make connections from any Q Aggregator open connector and female connectors to make connections from any Q Cable open connector or use a mated pair of connectors to splice two cut ends of cable. You have added flexibility to make a jumper to connect with a remote part of the array, using femal to female for cable-to-cable connections, or Q-CONN-10M to femailÂ for aggregator-to-cable extensions.</span></p><p><strong>SPECIFICATIONS</strong><br></p><table width="100%"><tbody><tr><td style="width: 48.2638%;" data-mce-style="width: 48.2638%;"><span>Model</span></td><td style="width: 47.7362%;" data-mce-style="width: 47.7362%;"><span>Q-CONN-10M</span></td></tr><tr><td style="width: 48.2638%;" data-mce-style="width: 48.2638%;"><span>Series</span></td><td style="width: 47.7362%;" data-mce-style="width: 47.7362%;"><span>-</span></td></tr><tr><td style="width: 48.2638%;" data-mce-style="width: 48.2638%;"><span>Manufacturer</span></td><td style="width: 47.7362%;" data-mce-style="width: 47.7362%;">Enphase<br></td></tr></tbody></table></td></tr></tbody></table><p><br><strong>GENERAL SPECIFICATIONS</strong><br></p><table width="100%"><tbody><tr><td style="width: 49.0244%;" data-mce-style="width: 49.0244%;"><span>Manufacturer Part Number</span></td><td style="width: 47.9756%;" data-mce-style="width: 47.9756%;"><span>Q-CONN-10M</span></td></tr><tr><td style="width: 49.0244%;" data-mce-style="width: 49.0244%;"><span>Weight</span></td><td style="width: 47.9756%;" data-mce-style="width: 47.9756%;"><span>1.07 lb</span></td></tr><tr><td style="width: 49.0244%;" data-mce-style="width: 49.0244%;"><span>Dimension</span></td><td style="width: 47.9756%;" data-mce-style="width: 47.9756%;"><span>1 x 1 x 1 in</span></td></tr><tr><td style="width: 49.0244%;" data-mce-style="width: 49.0244%;"><span>Qty</span></td><td style="width: 47.9756%;" data-mce-style="width: 47.9756%;"><span>15</span></td></tr></tbody></table><p><strong>Warranty</strong><br data-mce-fragment="1"></p><ul><li>Manufacturer 12 Years Warranty</li></ul><p>* Refer to warranty document for terms and conditions<br data-mce-fragment="1"><strong>Documentation</strong></p><table width="100%"><tbody><tr><td style="width: 24%;" data-mce-style="width: 24%;"><a><span style="color: #2b00ff;" data-mce-style="color: #2b00ff;">Data Sheet</span></a></td></tr></tbody></table><p><br><strong>Detailed Information</strong></p><p><span>Use Q-CONN-10M male connectors to make connections from any Q Aggregator open connector and female connectors to make connections from any Q Cable open connector or use a mated pair of connectors to splice two cut ends of cable. You have added flexibility to make a jumper to connect with a remote part of the array, using female to female for cable-to-cable connections, or Q-CONN-10M to femail for aggregator-to-cable extensions.</span></p><p><span></span><strong>High Reliability</strong></p><p>Easliy connect Q cables on the roof without complex wiring</p><p>Make connection s fomr any opwn connector and center feed any section of cable within branch limits</p><p>Available in male and female connector types</p>
USEC001-0124 | 14.92 | EN Q-TERM-10 | Enphase Q-TERM-10 Terminator Cap | <table width="100%" data-mce-fragment="1"><tbody data-mce-fragment="1"><tr data-mce-fragment="1"><td style="width: 955.59px;" data-mce-fragment="1" data-mce-style="width: 955.59px;"><strong>Enphase Q-TERM-10 Terminator Cap</strong></td></tr><tr data-mce-fragment="1"><td style="width: 955.59px;" data-mce-fragment="1" data-mce-style="width: 955.59px;"><p data-mce-fragment="1"><span>The cutÂ cable ends of the Q-Cable must be sealed with a watertight Q-TERM-10 Terminator Cap. You will typically need two terminators per branch circuit. The terminator is intended for one-time use only. If you open the terminator again following the installation, this will destroy the latching mechanism, meaning that the unit cannot be used again. Damage to the latching mechanism cannot be seen with the naked eye. Label the opened terminator and dispose of it immediately to ensure that it cannot be reused accidentally.</span></p><p><strong>SPECIFICATIONS</strong><br></p><table width="100%"><tbody><tr><td style="width: 48.2638%;" data-mce-style="width: 48.2638%;"><span>Model</span></td><td style="width: 47.7362%;" data-mce-style="width: 47.7362%;"><span>EN Q-TERM-10</span></td></tr><tr><td style="width: 48.2638%;" data-mce-style="width: 48.2638%;"><span>Series</span></td><td style="width: 47.7362%;" data-mce-style="width: 47.7362%;"><span>-</span></td></tr><tr><td style="width: 48.2638%;" data-mce-style="width: 48.2638%;"><span>Manufacturer</span></td><td style="width: 47.7362%;" data-mce-style="width: 47.7362%;">Enphase<br></td></tr></tbody></table></td></tr></tbody></table><p><br><strong>GENERAL SPECIFICATIONS</strong><br></p><table width="100%"><tbody><tr><td style="width: 49.0244%;" data-mce-style="width: 49.0244%;"><span>Conductor Size</span></td><td style="width: 47.9756%;" data-mce-style="width: 47.9756%;"><span>11 AWG</span></td></tr><tr><td style="width: 49.0244%;" data-mce-style="width: 49.0244%;"><span>Color</span></td><td style="width: 47.9756%;" data-mce-style="width: 47.9756%;"><span mce-data-marked="1">Black</span></td></tr></tbody></table><p><strong>Warranty</strong><br data-mce-fragment="1"></p><ul><li>Manufacturer 12 Years Warranty</li></ul><p>* Refer to warranty document for terms and conditions<br data-mce-fragment="1"><strong>Documentation</strong></p><table width="100%"><tbody><tr><td style="width: 24%;" data-mce-style="width: 24%;"><a><span style="color: #2b00ff;" data-mce-style="color: #2b00ff;">Data Sheet</span></a></td></tr></tbody></table><p><br><strong>Detailed Information</strong></p><p><span>The Enphase Q Aggregator and Enphase Q Cable are part of the sixth generation Enphase IQ System. These accessories provide simplicity, reliability, and faster installation times.</span></p><p><span></span><strong>High Reliability</strong></p><p><span>Easily connect Q cables on the roof without complex wiring. Make connections from any open connector and center feed any section of cable within branch limits. Available in male and female connector types.</span></p>
USIN100-0165 | 1619.32 | EN-EP200G-SC2-RSD-KIT | Enphase EP200G-SC2-RSD-KIT IQ Systems Controller 2 | <p>The Enphase EP200G-SC2-RSD-KIT IQ System Controller 2 is designed to connect residential energy systems to grid power, the IQ Battery system, and solar PV. It offers microgrid interconnection device (MID) functionality by automatically detecting and smoothly transitioning the home energy system from grid power to backup power during grid failures. This controller consolidates interconnection equipment into a single enclosure, simplifying the PV and storage installations by providing a consistent, pre-wired solution for residential applications.</p><p>Specifications:</p><ul><li>Model: EN-EP200G-SC2-RSD-KIT</li><li>Manufacturer: Enphase</li></ul><p>General Specifications:</p><ul><li>Nominal Voltage / Range: 240 VAC / 100 - 310 VAC</li><li>Nominal Frequency / Range: 60 Hz / 56 - 63 Hz</li><li>Maximum Continuous Current Rating: 160A</li><li>Maximum Input Overcurrent Protection Device: 200A</li><li>Maximum Output Overcurrent Protection Device: 200A</li></ul><p>Warranty:</p><ul><li>Manufacturer Warranty: 12 Years</li><li>Refer to the warranty document for terms and conditions</li></ul><p>For more details, refer to the <a href="https://cdn.shopify.com/s/files/1/0566/3408/1340/files/Data_Sheet_Link" target="_new">Data Sheet</a>.</p><p>Detailed Information: The Enphase IQ System Controller 2 EP200G-SC2-RSD-KIT connects residential energy systems to grid power, IQ Battery system, and solar PV with a rapid shutdown switch. It offers microgrid interconnection device (MID) functionality, ensuring a seamless transition from grid power to backup power in case of a grid failure. The controller provides high reliability through established industry practices for cell interconnections and diode placement.</p><p>Key Features:</p><ul><li>Controls safe grid connectivity</li><li>Automatically detects grid outages</li><li>Provides seamless transition to backup power</li><li>Supports whole home, partial home, and subpanel backup</li><li>Connects to the load or service equipment side of the main load panel</li><li>Supports up to 200A main breaker</li><li>Equipped with neutral-forming transformer for split-phase 120/240V backup</li><li>Durable outdoor-rated NEMA type 3R enclosure</li><li>Compatible with major generator manufacturers for easy integration</li></ul><p>For more detailed information, view the <a href="https://cdn.shopify.com/s/files/1/0566/3408/1340/files/Data_Sheet_Link" target="_new">Data Sheet</a>.</p>
USSPO001-0010 | 75.82 | P950 950W | Solaredge P950 950W Optimizer | <p data-mce-fragment="1"><strong data-mce-fragment="1">SolarEdge, Optimizer 950W, Add-On Box for two modules, Single Input, Series Connection, Isc 12.5A, 12.5-105V MPPT, 125V Max, MC4 In/Out, 1000VDC, (Use only with SolarEdge 3-Phase Inverters),P950</strong></p><p data-mce-fragment="1"><br data-mce-fragment="1"></p><p data-mce-fragment="1"><span class="ql-cursor" data-mce-fragment="1"></span>The SE-P950 is designed for commercial compliance with NEC 2017 AFCI and PV RSS requirements. Each optimizer includes two module DC inputs operating in parallel. Max system voltage of 1000V, max input voltage of 60VDC.</p><p data-mce-fragment="1">This product is supplied with MC4 connectors</p><p data-mce-fragment="1"><span style="text-decoration: underline;"><strong>DOCUMENTS</strong></span></p><p data-mce-fragment="1"><a href="https://cdn.shopify.com/s/files/1/0566/3408/1340/files/2310_565-0228_Spec_Sheet.pdf?v=1676263613"><strong>SPEC DATASHEET</strong></a></p>
USSPO001-0002 | 88.99 | P505 505W | SolarEdge P505 505W Optimizer | <table width="100%" data-mce-fragment="1"><tbody data-mce-fragment="1"><tr data-mce-fragment="1"><td style="width: 955.59px;" data-mce-fragment="1" data-mce-style="width: 955.59px;"><strong>SOLAREDGE P505 505W OPTIMIZER</strong></td></tr><tr data-mce-fragment="1"><td style="width: 955.59px;" data-mce-fragment="1" data-mce-style="width: 955.59px;"><p data-mce-fragment="1"><span>In addition to the benefits of the existing power optimizers, such as added energy, flexible design, module-level monitoring and safety, the P505 is optimized for the next generation of high-power modules, improved inventory management, faster installation, and compliance with the VDE-AR-E 2100-712 Fire Safety Standard. The P505 is SolarEdge's highest wattage residential power optimizer to date and not only increases the support for high wattage modules on residential installations, but also enables shorter strings to support smaller installations. It is designed to support bi-facial and other high current 96-cell modules and features a new bracket of design to improve installation tolerances offering support for shorter strings</span></p><p><strong>SPECIFICATIONS</strong><br></p><table width="100%"><tbody><tr><td style="width: 48.2638%;" data-mce-style="width: 48.2638%;"><span>Model</span></td><td style="width: 47.7362%;" data-mce-style="width: 47.7362%;">SOLAREDGE P505</td></tr><tr><td style="width: 48.2638%;" data-mce-style="width: 48.2638%;"><span>Series</span></td><td style="width: 47.7362%;" data-mce-style="width: 47.7362%;"><span>-</span></td></tr><tr><td style="width: 48.2638%;" data-mce-style="width: 48.2638%;"><span>Manufacturer</span></td><td style="width: 47.7362%;" data-mce-style="width: 47.7362%;">SolarEdge</td></tr></tbody></table></td></tr></tbody></table><p><br><strong>GENERAL SPECIFICATIONS</strong><br></p><table width="100%"><tbody><tr><td style="width: 49.0244%;" data-mce-style="width: 49.0244%;">Max. DC Input Voltage</td><td style="width: 47.9756%;" data-mce-style="width: 47.9756%;"><span>83V</span></td></tr><tr><td style="width: 49.0244%;" data-mce-style="width: 49.0244%;">Max. DC Input Current</td><td style="width: 47.9756%;" data-mce-style="width: 47.9756%;"><span>17.5A</span></td></tr><tr><td style="width: 49.0244%;" data-mce-style="width: 49.0244%;">Max. Output DC Voltage</td><td style="width: 47.9756%;" data-mce-style="width: 47.9756%;"><span>85V</span></td></tr><tr><td style="width: 49.0244%;" data-mce-style="width: 49.0244%;">Max. Output DC Current</td><td style="width: 47.9756%;" data-mce-style="width: 47.9756%;"><span>15A</span></td></tr></tbody></table><p><strong>Warranty</strong><br data-mce-fragment="1"></p><ul><li>Manufacturer 12 Years Warranty</li></ul><p>* Refer to warranty document for terms and conditions<br data-mce-fragment="1"><strong>Documentation</strong></p><table width="100%"><tbody><tr><td style="width: 24%;" data-mce-style="width: 24%;"><a href="https://ressupply.com/documents/solaredge/Quick_Install_Guide.pdf"><span style="color: #2b00ff;" data-mce-style="color: #2b00ff;">Data Sheet</span></a></td></tr></tbody></table><p><br><strong>Detailed Information</strong></p><p><span>The SolarEdge power optimizer is connected to each module, replacing the traditional solar junction box. Each power optimizer maximizes energy output from each and every module through constant tracking of the Maximum Power Point individually, per module. Furthermore, the power optimizers monitor the performance of each module and communicate performance data to the SolarEdge monitoring portal for enhanced, cost-effective maintenance. When working with SolarEdge inverters, power optimizers automatically maintain a fixed string voltage, allowing optimal efficiency of the SolarEdge inverter and giving installers greater flexibility to design optimal PV systems.</span></p><p><strong>High Reliability</strong></p><p>Superior efficiency (99.5% peak efficiency, 98.8% weighted efficiency)</p><p>Mitigates all types of modules mismatch-loss, from manufacturing tolerance to partial shading</p><p>Flexible system design for maximum space utilization</p>
USSPO001-0013 | 75.97 | P401 400W | Solaredge P401 400W Optimizer | <table width="100%" data-mce-fragment="1"><tbody data-mce-fragment="1"><tr data-mce-fragment="1"><td style="width: 955.59px;" data-mce-fragment="1" data-mce-style="width: 955.59px;"><strong>SOLAREDGE P401 400W OPTIMIZER</strong></td></tr><tr data-mce-fragment="1"><td style="width: 955.59px;" data-mce-fragment="1" data-mce-style="width: 955.59px;"><p data-mce-fragment="1"><span>The SolarEdge power optimizer is a DC/DC converter which is connected by installers to each solar module turning them into smart modules. The SolarEdge power optimizers increase energy output from PV systems by constantly tracking the maximum power point (MPPT) of each module individually. Furthermore, the power optimizers monitor the performance of each module and communicate performance data to the SolarEdge monitoring platform for enhanced, cost-effective module-level maintenance. Each power optimizer is equipped with the unique SafeDC feature which is designed to automatically reduce modules' DC voltage to a safe level whenever the inverter or grid power is shut down (unless connected to a StorEdge Inverter that is operating in backup mode).</span></p></td></tr></tbody></table><p><strong><br>SPECIFICATIONS</strong><br></p><table width="100%"><tbody><tr><td style="width: 48.2638%;"><span>Model</span></td><td style="width: 47.7362%;">P401 400W</td></tr><tr><td style="width: 48.2638%;"><span>Series</span></td><td style="width: 47.7362%;">P-Series</td></tr><tr><td style="width: 48.2638%;"><span>Manufacturer</span></td><td style="width: 47.7362%;">SolarEdge</td></tr></tbody></table><p><strong><br>GENERAL SPECIFICATIONS</strong><br></p><table width="100%"><tbody><tr><td style="width: 49.0244%;" data-mce-style="width: 49.0244%;"><span>Type</span></td><td style="width: 47.9756%;" data-mce-style="width: 47.9756%;"><span>Commercial Power Optimizer</span></td></tr><tr><td style="width: 49.0244%;" data-mce-style="width: 49.0244%;"><span>Operating Temperature Range</span></td><td style="width: 47.9756%;" data-mce-style="width: 47.9756%;"><span>-40Â° C to +85Â° C</span></td></tr><tr><td style="width: 49.0244%;" data-mce-style="width: 49.0244%;"><span>Compatible SolarEdge Inverters</span></td><td style="width: 47.9756%;" data-mce-style="width: 47.9756%;"><span>Three phase inverters</span></td></tr><tr><td style="width: 49.0244%;" data-mce-style="width: 49.0244%;"><span>Maximum Power per String</span></td><td style="width: 47.9756%;" data-mce-style="width: 47.9756%;"><span data-mce-fragment="1">5000 W</span><br></td></tr></tbody></table><p><strong><br>Warranty</strong><br data-mce-fragment="1"></p><ul><li>Manufacturer 12 Years Warranty</li></ul><p>* Refer to warranty document for terms and conditions<br><br data-mce-fragment="1"><strong>Documentation</strong></p><table width="100%"><tbody><tr><td style="width: 24%;" data-mce-style="width: 24%;"><a href="https://s3.amazonaws.com/ecodirect_docs/SOLAR_EDGE/P860/SolarEdge-P860-2XLONG-datasheet.pdf"><span style="color: #2b00ff;" data-mce-style="color: #2b00ff;">Data Sheet</span></a></td></tr></tbody></table><p><br><strong>Detailed Information</strong></p><p><span>The SolarEdge power optimizer is a DC/DC converter which is connected by installers to each PV module or embedded by module manufacturers, replacing the traditional solar junction box. The SolarEdge power optimizers increase energy output from PV systems by constantly tracking the maximum power point (MPPT) of each module individually. Furthermore, the power optimizers monitor the performance of each module and communicate performance data to the SolarEdge monitoring portal for enhanced, cost-effective module-level maintenance. Each power optimizer is equipped with the unique SafeDCâ„¢ feature which is designed to automatically shut down modules' DC voltage whenever the inverter or grid power is shut down (unless connected to a StorEdge Inverter that is in backup mode)</span></p><p><span></span><strong>High Reliability</strong></p><p>Superior efficiency (99.5% peak efficiency, up to 98.8% weighted efficiency)</p><p>Designed for extreme environmental conditions</p>
USIN100-0071 | 1425.4 | SESUK-USR0INNN4 | Solaredge SESUK-USR0INNN4 3-PH Secondary Inverter | <div class="flex-1 overflow-hidden"><div class="react-scroll-to-bottom--css-wfwih-79elbk h-full dark:bg-gray-800"><div class="react-scroll-to-bottom--css-wfwih-1n7m0yu"><div class="flex flex-col text-sm dark:bg-gray-800"><div data-testid="conversation-turn-78" class="group w-full text-token-text-primary border-b border-black/10 dark:border-gray-900/50 bg-gray-50 dark:bg-[#444654]"><div class="p-4 justify-center text-base md:gap-6 md:py-6 m-auto"><div class="flex flex-1 gap-4 text-base mx-auto md:gap-6 md:max-w-2xl lg:max-w-[38rem] xl:max-w-3xl }"><div class="relative flex w-[calc(100%-50px)] flex-col gap-1 md:gap-3 lg:w-[calc(100%-115px)]"><div class="flex flex-grow flex-col gap-3 max-w-full"><div class="min-h-[20px] flex flex-col items-start gap-3 overflow-x-auto whitespace-pre-wrap break-words"><div class="markdown prose w-full break-words dark:prose-invert light"><p>SolarEdge's expanded offering of three-phase inverters with synergy technology, up to 100kW, combines large capacity with ease of installation. The design of the inverter is based on small, lightweight, and easy-to-carry primary and secondary units. They are wall-mounted, taking up minimal space, and can be installed by a one or two-person crew. No crane or special tools are needed for installation, unlike alternative large-capacity inverters that are heavy, bulky, and difficult to install. Installing SolarEdge's large capacity inverters instead of multiple smaller capacity inverters will further reduce setup times and costs.</p><h4>Detailed Information:</h4><ul><li><strong>High Reliability</strong>: Independent operation of each unit ensures easy serviceability and high system uptime.</li><li><strong>Connectivity</strong>: Connection to the SolarEdge monitoring platform is possible via Ethernet or wireless communications, including optional built-in cellular plug-in.</li><li><strong>Flexibility</strong>: No wasted ground area as the inverter can be wall/rail-mounted or horizontally mounted under the modules (with a 10-degree inclination).</li><li><strong>Durability</strong>: Designed for tough working environments.</li></ul><h4>Specifications:</h4><ul><li><strong>Model</strong>: SESUK-USR0INNN4</li><li><strong>Series</strong>: N/A</li><li><strong>Manufacturer</strong>: SolarEdge</li><li><strong>Voltage</strong>: 208 Volt or 480 Volt</li><li><strong>Weight</strong>: 69.52 lbs</li><li><strong>Dimensions</strong>: 23.62 x 15.75 x 3.94 inches</li><li><strong>Quantity</strong>: 16</li></ul><h4>Warranty:</h4><ul><li>Manufacturer offers a 12-year warranty. (Refer to warranty document for terms and conditions)</li></ul><h4>Documentation:</h4><ul><li><a href="https://7534425.app.netsuite.com/core/media/media.nl?id=22907&amp;c=7534425&amp;h=K7Q7E-PBKAD8dBDLaS1FOPXPbT8U_lmQmteTMOe2rin1Ep0i&amp;_xt=.pdf" target="_new">Data Sheet</a></li></ul></div></div></div></div></div></div></div></div></div></div></div><div class="absolute bottom-0 left-0 w-full border-t md:border-t-0 dark:border-white/20 md:border-transparent md:dark:border-transparent md:bg-vert-light-gradient bg-white dark:bg-gray-800 md:!bg-transparent dark:md:bg-vert-dark-gradient pt-2 md:pl-2 md:w-[calc(100%-.5rem)]"><form class="stretch mx-2 flex flex-row gap-3 last:mb-2 md:mx-4 md:last:mb-6 lg:mx-auto lg:max-w-2xl xl:max-w-3xl"><div class="relative flex h-full flex-1 items-stretch md:flex-col"><div class="flex w-full items-center"><br></div></div></form></div><br>
USIN100-0300 | 4109.76 | PVI-50TL-480 | Solectria PVI-50TL-480 50.0KW 3-PH Inverter | <table width="100%" data-mce-fragment="1"><tbody data-mce-fragment="1"><tr data-mce-fragment="1"><td style="width: 955.59px;" data-mce-fragment="1" data-mce-style="width: 955.59px;"><strong>SOLECTRIA PVI-50TL-480 50.0KW 3-PH INVERTER</strong></td></tr><tr data-mce-fragment="1"><td style="width: 955.59px;" data-mce-fragment="1" data-mce-style="width: 955.59px;"><p data-mce-fragment="1"><span>Yaskawa Solectria Solarâ€™s PVI 25TL is a compact grid-tied, transformerless three-phase string inverter ideal for rooftop, ground mount and carport PV arrays. The PVI 25TL inverter comes standard with AC and DC disconnects, three MPPTs, a six-position fused wiring box with fusing only for the positive conductors (NEC 2017), remote diagnostics, remote firmware upgrades and various protection features. Included is a SunSpec-compliant powerline transmitter to allow customers to meet module-level rapid shutdown requirements easily.</span></p></td></tr></tbody></table><p><strong><br>SPECIFICATIONS</strong><br></p><table width="100%"><tbody><tr><td style="width: 48.2638%;"><span>Model</span></td><td style="width: 47.7362%;">PVI-50TL-480</td></tr><tr><td style="width: 48.2638%;"><span>Series</span></td><td style="width: 47.7362%;"><span>-</span></td></tr><tr><td style="width: 48.2638%;"><span>Manufacturer</span></td><td style="width: 47.7362%;">Solectria</td></tr></tbody></table><p><strong><br>GENERAL SPECIFICATIONS</strong><br></p><table width="100%"><tbody><tr><td style="width: 49.0244%;" data-mce-style="width: 49.0244%;"><span>Continuous AC Power Output</span></td><td style="width: 47.9756%;" data-mce-style="width: 47.9756%;"><span>25000 W</span></td></tr><tr><td style="width: 49.0244%;" data-mce-style="width: 49.0244%;"><span>Max Operating Voltage</span></td><td style="width: 47.9756%;" data-mce-style="width: 47.9756%;"><span>950 V</span></td></tr><tr><td style="width: 49.0244%;" data-mce-style="width: 49.0244%;"><span>Min Operating Voltage</span></td><td style="width: 47.9756%;" data-mce-style="width: 47.9756%;"><span>200 V</span></td></tr><tr><td style="width: 49.0244%;" data-mce-style="width: 49.0244%;"><span>AC Voltages</span></td><td style="width: 47.9756%;" data-mce-style="width: 47.9756%;"><span>208 VAC</span></td></tr></tbody></table><p><strong>Warranty</strong><br data-mce-fragment="1"></p><ul><li>Manufacturer 12 Years Warranty</li></ul><p>* Refer to warranty document for terms and conditions<br data-mce-fragment="1"><strong>Documentation</strong></p><table width="100%"><tbody><tr><td style="width: 24%;" data-mce-style="width: 24%;"><a href="https://cdn.myced.com/images/Products/ZZ0000/ZZ0854/00000/ZZ085400034_DS.pdf"><span style="color: #2b00ff;" data-mce-style="color: #2b00ff;">Data Sheet</span></a></td></tr></tbody></table><p><br><strong>Detailed Information</strong></p><p><span>Yaskawa Solectria Solarâ€™s PVI 25TL is a compact grid-tied, transformerless three-phase string inverter ideal for rooftop, ground mount and carport PV arrays. The PVI 25TL inverter comes standard with AC and DC disconnects, three MPPTs, a six-position fused wiring box with fusing only for the positive conductors (NEC 2017), remote diagnostics, remote firmware upgrades and various protection features. Included is a SunSpec-compliant powerline transmitter to allow customers to meet module-level rapid shutdown requirements easily.</span></p><p><strong>High Reliability</strong></p><p>Integrated DC and AC disconnects</p><p>AC terminals compatible with copper and aluminum conductors</p><p>Yaskawa Connect app for system visibility</p>
USIN100-0302 | 3463.41 | PVI-25TL-480-TGO20 | Solectria PVI-25TL-480-TGO20 25.0kw 3-ph Inverter | <p data-sourcepos="5:1-5:351" data-mce-fragment="1">The Solectria PVI-25TL-480-TGO20 25.0kw 3-ph Inverter is a three-phase grid-tied inverter that is designed for commercial and industrial solar systems. It has a maximum output power of 25kW and is equipped with a number of features that make it ideal for large-scale solar installations, such as support for rapid shutdown and module-level monitoring.</p><p data-sourcepos="7:1-7:18" data-mce-fragment="1"><strong data-mce-fragment="1">Specifications</strong></p><ul data-sourcepos="9:1-20:0" data-mce-fragment="1"><li data-sourcepos="9:1-9:27" data-mce-fragment="1">Model: PVI-25TL-480-TGO20</li><li data-sourcepos="10:1-10:25" data-mce-fragment="1">Manufacturer: Solectria</li><li data-sourcepos="11:1-11:17" data-mce-fragment="1">Type: Grid-tied</li><li data-sourcepos="12:1-12:14" data-mce-fragment="1">Phase: Three</li><li data-sourcepos="13:1-13:30" data-mce-fragment="1">Input Voltage Range: 480 VAC</li><li data-sourcepos="14:1-14:21" data-mce-fragment="1">Output Power: 25 kW</li><li data-sourcepos="15:1-15:25" data-mce-fragment="1">Efficiency: Up to 98.7%</li><li data-sourcepos="16:1-16:44" data-mce-fragment="1">Operating Temperature Range: -40 to +140Â°F</li><li data-sourcepos="17:1-17:16" data-mce-fragment="1">Weight: 123.5 lbs</li><li data-sourcepos="18:1-18:39" data-mce-fragment="1">Dimensions: (LxWxH): 7.875 x 15.75 x 15.95 inches</li><li data-sourcepos="19:1-20:0" data-mce-fragment="1">Warranty: 10 years</li></ul><p data-sourcepos="21:1-21:24" data-mce-fragment="1"><strong data-mce-fragment="1">Detailed Information</strong></p><ul data-sourcepos="23:1-27:0" data-mce-fragment="1"><li data-sourcepos="23:1-23:121" data-mce-fragment="1"><strong data-mce-fragment="1">Supports rapid shutdown</strong>, which ensures that the inverter is disconnected from the grid in the event of an emergency</li><li data-sourcepos="24:1-24:98" data-mce-fragment="1"><strong data-mce-fragment="1">Module-level monitoring</strong><span data-mce-fragment="1">Â </span>allows you to track the performance of each solar panel individually</li><li data-sourcepos="25:1-25:46" data-mce-fragment="1"><strong data-mce-fragment="1">Built-in DC disconnect switch</strong><span data-mce-fragment="1">Â </span>for safety</li><li data-sourcepos="26:1-27:0" data-mce-fragment="1"><strong data-mce-fragment="1">10-year warranty</strong><span data-mce-fragment="1">Â </span>for peace of mind</li></ul>
USIN100-0303 | 3463.41 | PVI-25TL-480-APS20 | Solectria PVI-25TL-480-APS20 25.0KW 3-PH Inverter | <p data-sourcepos="5:1-5:511" data-mce-fragment="1">The Solectria PVI-25TL-480-APS20 is a compact grid-tied, transformerless three-phase string inverter ideal for rooftop, ground mount and carport PV arrays. It comes standard with AC and DC disconnects, three MPPTs, a six-position fused wiring box with fusing only for the positive conductors (NEC 2017), remote diagnostics, remote firmware upgrades and various protection features. Included is a SunSpec-compliant powerline transmitter to allow customers to meet module-level rapid shutdown requirements easily.</p><p data-sourcepos="7:1-7:18" data-mce-fragment="1"><strong data-mce-fragment="1">Specifications</strong></p><ul data-sourcepos="9:1-18:0" data-mce-fragment="1"><li data-sourcepos="9:1-9:27" data-mce-fragment="1">Model: PVI-25TL-480-APS20</li><li data-sourcepos="10:1-10:25" data-mce-fragment="1">Manufacturer: Solectria</li><li data-sourcepos="11:1-11:37" data-mce-fragment="1">Continuous AC Power Output: 25000 W</li><li data-sourcepos="12:1-12:30" data-mce-fragment="1">Max Operating Voltage: 950 V</li><li data-sourcepos="13:1-13:30" data-mce-fragment="1">Min Operating Voltage: 200 V</li><li data-sourcepos="14:1-14:22" data-mce-fragment="1">AC Voltages: 208 VAC</li><li data-sourcepos="15:1-15:33" data-mce-fragment="1">Warranty: Manufacturer 12 Years</li><li data-sourcepos="16:1-16:27" data-mce-fragment="1">Weight: 123.5 lbs (56 kg)</li><li data-sourcepos="17:1-18:0" data-mce-fragment="1">Dimensions: (LxWxH): 7.88 x 15.75 x 15.95 inches</li></ul><p data-sourcepos="19:1-19:24" data-mce-fragment="1"><strong data-mce-fragment="1">Detailed Information</strong></p><ul data-sourcepos="21:1-25:0" data-mce-fragment="1"><li data-sourcepos="21:1-21:81" data-mce-fragment="1"><strong data-mce-fragment="1">Integrated DC and AC disconnects</strong><span data-mce-fragment="1">Â </span>protect the system from electrical hazards</li><li data-sourcepos="22:1-22:104" data-mce-fragment="1"><strong data-mce-fragment="1">AC terminals compatible with copper and aluminum conductors</strong><span data-mce-fragment="1">Â </span>allow for flexibility in system design</li><li data-sourcepos="23:1-23:80" data-mce-fragment="1"><strong data-mce-fragment="1">Yaskawa Connect app</strong><span data-mce-fragment="1">Â </span>provides remote monitoring and control of the inverter</li><li data-sourcepos="24:1-25:0" data-mce-fragment="1"><strong data-mce-fragment="1">SunSpec-compliant powerline transmitter</strong><span data-mce-fragment="1">Â </span>meets module-level rapid shutdown requirements</li></ul>
USIN100-0072 | 2829.54 | SE14.4K-US | Solaredge SE14.4K-US 14.4KW 3-PH Inverter | <p data-sourcepos="5:1-5:363" data-mce-fragment="1">The SolarEdge SE14.4K-US is a three-phase inverter that uses HD-Wave technology to achieve superior solar power harvesting and best-in-class efficiency. It is specifically designed to work with SolarEdge power optimizers and comes with a built-in DC safety switch, integrated rapid shutdown, and a standard 12-year warranty that can be extended to 20 or 25 years.</p><p data-sourcepos="7:1-7:18" data-mce-fragment="1"><strong data-mce-fragment="1">Specifications</strong></p><ul data-sourcepos="9:1-23:0" data-mce-fragment="1"><li data-sourcepos="9:1-9:29" data-mce-fragment="1">Model: SolarEdge SE14.4K-US</li><li data-sourcepos="10:1-10:21" data-mce-fragment="1">Technology: HD-Wave</li><li data-sourcepos="11:1-11:14" data-mce-fragment="1">Phase: Three</li><li data-sourcepos="12:1-12:23" data-mce-fragment="1">Input Voltage: 240Vac</li><li data-sourcepos="13:1-13:24" data-mce-fragment="1">Input Frequency: 60 Hz</li><li data-sourcepos="14:1-14:30" data-mce-fragment="1">Input Current: 38A per phase</li><li data-sourcepos="15:1-15:22" data-mce-fragment="1">Output Power: 14.4kW</li><li data-sourcepos="16:1-16:51" data-mce-fragment="1">Warranty: 12 years (extendable to 20 or 25 years)</li><li data-sourcepos="17:1-17:48" data-mce-fragment="1">Protection: Ground-fault/arc-fault, ungrounded</li><li data-sourcepos="18:1-18:35" data-mce-fragment="1">Communication: RS485 and Ethernet</li><li data-sourcepos="19:1-19:38" data-mce-fragment="1">Operating Temperature: -40Â°C to 60Â°C</li><li data-sourcepos="20:1-20:23" data-mce-fragment="1">UL Listing: UL1741-SA</li><li data-sourcepos="21:1-21:21" data-mce-fragment="1">SetApp Enabled: Yes</li><li data-sourcepos="22:1-23:0" data-mce-fragment="1">Compatible with Energy Net Communicator: Yes</li><li data-sourcepos="22:1-23:0" data-mce-fragment="1">Dimension:(LxWxH): 11.8 x 12.5 x 31.8 inches</li><li data-sourcepos="22:1-23:0" data-mce-fragment="1">Weight: 78.2 lbs</li></ul><p data-sourcepos="24:1-24:12" data-mce-fragment="1"><strong data-mce-fragment="1">Features</strong></p><ul data-sourcepos="26:1-32:0" data-mce-fragment="1"><li data-sourcepos="26:1-26:56" data-mce-fragment="1">HD-Wave technology for superior solar power harvesting</li><li data-sourcepos="27:1-27:39" data-mce-fragment="1">Works with SolarEdge power optimizers</li><li data-sourcepos="28:1-28:27" data-mce-fragment="1">Built-in DC safety switch</li><li data-sourcepos="29:1-29:27" data-mce-fragment="1">Integrated rapid shutdown</li><li data-sourcepos="30:1-30:27" data-mce-fragment="1">Standard 12-year warranty</li><li data-sourcepos="31:1-32:0" data-mce-fragment="1">Extendable warranty to 20 or 25 years</li></ul><p data-sourcepos="33:1-33:12" data-mce-fragment="1"><strong data-mce-fragment="1">Benefits</strong></p><ul data-sourcepos="35:1-39:0" data-mce-fragment="1"><li data-sourcepos="35:1-35:33" data-mce-fragment="1">Save money on your energy bills</li><li data-sourcepos="36:1-36:35" data-mce-fragment="1">Increase your energy independence</li><li data-sourcepos="37:1-37:38" data-mce-fragment="1">Protect your home from power outages</li><li data-sourcepos="38:1-39:0" data-mce-fragment="1">Reduce your carbon footprint</li><li data-sourcepos="38:1-39:0" data-mce-fragment="1">Data Sheet:<span>Â </span><a href="https://connect.soligent.net/site/Item%20Documents/2324_330-0576%20Spec%20Sheet.pdf" data-mce-href="https://connect.soligent.net/site/Item%20Documents/2324_330-0576%20Spec%20Sheet.pdf" target="_new">Data Sheet</a></li></ul>
USIN100-0301 | 4707.32 | PVI-36TL-480 | Solectria PVI-36TL-480 36.0KW 3-ph Inverter | <div data-mce-fragment="1" class="group w-full text-token-text-primary border-b border-black/10 dark:border-gray-900/50 bg-gray-50 dark:bg-[#444654]"><div data-mce-fragment="1" class="flex p-4 gap-4 text-base md:gap-6 md:max-w-2xl lg:max-w-[38rem] xl:max-w-3xl md:py-6 lg:px-0 m-auto"><div data-mce-fragment="1" class="relative flex w-[calc(100%-50px)] flex-col gap-1 md:gap-3 lg:w-[calc(100%-115px)]"><div data-mce-fragment="1" class="flex flex-grow flex-col gap-3"><div data-mce-fragment="1" class="min-h-[20px] flex flex-col items-start gap-3 overflow-x-auto whitespace-pre-wrap break-words"><div data-mce-fragment="1" class="markdown prose w-full break-words dark:prose-invert light"><p data-mce-fragment="1">Yaskawa Solectria Solarâ€™s PVI 25TL is a compact grid-tied, transformerless three-phase string inverter ideal for rooftop, ground mount, and carport PV arrays. The PVI 25TL inverter comes standard with AC and DC disconnects, three MPPTs, a six-position fused wiring box with fusing only for the positive conductors (NEC 2017), remote diagnostics, remote firmware upgrades, and various protection features. Additionally, it includes a SunSpec-compliant powerline transmitter, making it easier for customers to meet module-level rapid shutdown requirements.</p><p data-mce-fragment="1"><strong data-mce-fragment="1">SPECIFICATIONS</strong></p><ul data-mce-fragment="1"><li data-mce-fragment="1"><strong data-mce-fragment="1">Model:</strong> PVI-36TL-480</li><li data-mce-fragment="1"><strong data-mce-fragment="1">Series:</strong> -</li><li data-mce-fragment="1"><strong data-mce-fragment="1">Manufacturer:</strong> Solectria</li></ul><p data-mce-fragment="1"><strong data-mce-fragment="1">GENERAL SPECIFICATIONS</strong></p><ul data-mce-fragment="1"><li data-mce-fragment="1"><strong data-mce-fragment="1">Continuous AC Power Output:</strong> 25000 W</li><li data-mce-fragment="1"><strong data-mce-fragment="1">Max Operating Voltage:</strong> 950 V</li><li data-mce-fragment="1"><strong data-mce-fragment="1">Min Operating Voltage:</strong> 200 V</li><li data-mce-fragment="1"><strong data-mce-fragment="1">AC Voltages:</strong> 208 VAC</li></ul><p data-mce-fragment="1"><strong data-mce-fragment="1">Warranty</strong></p><ul data-mce-fragment="1"><li data-mce-fragment="1">Manufacturer provides a 12 Years Warranty. (Refer to the warranty document for terms and conditions)</li></ul><p data-mce-fragment="1"><strong data-mce-fragment="1">Documentation</strong></p><ul data-mce-fragment="1"><li data-mce-fragment="1"><a data-mce-fragment="1" href="https://cdn.myced.com/images/Products/ZZ0000/ZZ0854/00000/ZZ085400034_DS.pdf" target="_new" data-mce-href="https://cdn.myced.com/images/Products/ZZ0000/ZZ0854/00000/ZZ085400034_DS.pdf">Data Sheet</a></li></ul><p data-mce-fragment="1"><strong data-mce-fragment="1">Detailed Information</strong></p><p data-mce-fragment="1">Yaskawa Solectria Solarâ€™s PVI 25TL is once again described as a compact grid-tied, transformerless three-phase string inverter that is ideal for various PV arrays including those on rooftops, ground mounts, and carports. It includes features such as AC and DC disconnects, three MPPTs, a six-position fused wiring box exclusive for the positive conductors as per NEC 2017 standards, and remote diagnostics. It also boasts of remote firmware upgrades and multiple protection features. An added advantage is the SunSpec-compliant powerline transmitter, which assists customers in adhering to module-level rapid shutdown requirements without any hassles.</p><p data-mce-fragment="1"><strong data-mce-fragment="1">High Reliability</strong></p><ul data-mce-fragment="1"><li data-mce-fragment="1">Comes with integrated DC and AC disconnects.</li><li data-mce-fragment="1">The AC terminals are compatible with both copper and aluminium conductors.</li><li data-mce-fragment="1">It also features the Yaskawa Connect app, which provides enhanced system visibility.</li><li data-mce-fragment="1"><a href="https://cdn.shopify.com/s/files/1/0566/3408/1340/files/PVI-36TL-480.pdf?v=1691586136">Datasheet</a></li></ul></div></div></div><div data-mce-fragment="1" class="flex justify-between lg:block"><div data-mce-fragment="1" class="text-gray-400 flex self-end lg:self-center justify-center mt-2 gap-2 md:gap-3 lg:gap-1 lg:absolute lg:top-0 lg:translate-x-full lg:right-0 lg:mt-0 lg:pl-2 visible"><button data-mce-fragment="1" class="flex ml-auto gap-2 rounded-md p-1 hover:bg-gray-100 hover:text-gray-700 dark:text-gray-400 dark:hover:bg-gray-700 dark:hover:text-gray-200 disabled:dark:hover:text-gray-400"><svg data-mce-fragment="1" xmlns="http://www.w3.org/2000/svg" width="1em" height="1em" class="h-4 w-4" stroke-linejoin="round" stroke-linecap="round" viewbox="0 0 24 24" stroke-width="2" fill="none" stroke="currentColor"><path data-mce-fragment="1" d="M16 4h2a2 2 0 0 1 2 2v14a2 2 0 0 1-2 2H6a2 2 0 0 1-2-2V6a2 2 0 0 1 2-2h2"></path><rect data-mce-fragment="1" ry="1" rx="1" height="4" width="8" y="2" x="8"></rect></svg></button></div></div></div></div></div>
USIN100-0311 | 4200 | PVI-25TL-208 | Solectria PVI-25TL-208 25.0KW 3-PH Compact Grid-tied, Transformerless Three-phase String Inverter | <p data-sourcepos="5:1-5:518" data-mce-fragment="1">The Solectria PVI-25TL-208 <span class="citation-0 citation-end-0" data-mce-fragment="1">is a compact grid-tied, transformerless three-phase string inverter ideal for rooftop, ground mount and carport PV arrays.</span> It comes standard with AC and DC disconnects, three MPPTs, a six-position fused wiring box with fusing only for the positive conductors (NEC 2017), remote diagnostics, remote firmware upgrades and various protection features. Included is a SunSpec-compliant powerline transmitter to allow customers to meet module-level rapid shutdown requirements easily.</p><p data-sourcepos="7:1-7:18" data-mce-fragment="1"><strong data-mce-fragment="1">Specifications</strong></p><ul data-sourcepos="9:1-18:0" data-mce-fragment="1"><li data-sourcepos="9:1-9:21" data-mce-fragment="1">Model: PVI-25TL-208</li><li data-sourcepos="10:1-10:25" data-mce-fragment="1">Manufacturer: Solectria</li><li data-sourcepos="11:1-11:38" data-mce-fragment="1">Continuous AC Power Output: 25,000 W</li><li data-sourcepos="12:1-12:30" data-mce-fragment="1">Max Operating Voltage: 950 V</li><li data-sourcepos="13:1-13:30" data-mce-fragment="1">Min Operating Voltage: 200 V</li><li data-sourcepos="14:1-14:22" data-mce-fragment="1">AC Voltages: 208 VAC</li><li data-sourcepos="15:1-15:33" data-mce-fragment="1">Warranty: Manufacturer 12 Years</li><li data-sourcepos="16:1-16:27" data-mce-fragment="1">Weight: 123.5 lbs (56 kg)</li><li data-sourcepos="17:1-18:0" data-mce-fragment="1">Dimensions: 39.4 x 23.6 x 10.24 in (1000 x 600 x 260 mm)</li></ul><p data-sourcepos="19:1-19:24" data-mce-fragment="1"><strong data-mce-fragment="1">Detailed Information</strong></p><ul data-sourcepos="21:1-25:0" data-mce-fragment="1"><li data-sourcepos="21:1-21:81" data-mce-fragment="1"><strong data-mce-fragment="1">Integrated DC and AC disconnects</strong><span data-mce-fragment="1">Â </span>protect the system from electrical hazards</li><li data-sourcepos="22:1-22:104" data-mce-fragment="1"><strong data-mce-fragment="1">AC terminals compatible with copper and aluminum conductors</strong><span data-mce-fragment="1">Â </span>allow for flexibility in system design</li><li data-sourcepos="23:1-23:80" data-mce-fragment="1"><strong data-mce-fragment="1">Yaskawa Connect app</strong><span data-mce-fragment="1">Â </span>provides remote monitoring and control of the inverter</li><li data-sourcepos="24:1-25:0" data-mce-fragment="1"><strong data-mce-fragment="1">SunSpec-compliant powerline transmitter</strong><span data-mce-fragment="1">Â </span>meets module-level rapid shutdown requirements</li></ul>
USIN100-0299 | 4109.76 | PVI-60TL-480 | Solectria PVI-60TL-480 60.0KW 3-PH Inverter | <table width="100%" data-mce-fragment="1"><tbody data-mce-fragment="1"><tr data-mce-fragment="1"><td style="width: 955.59px;" data-mce-fragment="1" data-mce-style="width: 955.59px;"><strong>SOLECTRIA PVI-60TL-480 60.0KW 3-PH INVERTER</strong></td></tr><tr data-mce-fragment="1"><td style="width: 955.59px;" data-mce-fragment="1" data-mce-style="width: 955.59px;"><p data-mce-fragment="1"><span>Yaskawa Solectria Solarâ€™s PVI 25TL is a compact grid-tied, transformerless three-phase string inverter ideal for rooftop, ground mount and carport PV arrays. The PVI 25TL inverter comes standard with AC and DC disconnects, three MPPTs, a six-position fused wiring box with fusing only for the positive conductors (NEC 2017), remote diagnostics, remote firmware upgrades and various protection features. Included is a SunSpec-compliant powerline transmitter to allow customers to meet module-level rapid shutdown requirements easily.</span></p><p><strong>SPECIFICATIONS</strong><br></p><table width="100%"><tbody><tr><td style="width: 48.2638%;" data-mce-style="width: 48.2638%;"><span>Model</span></td><td style="width: 47.7362%;" data-mce-style="width: 47.7362%;">PVI-60TL-480</td></tr><tr><td style="width: 48.2638%;" data-mce-style="width: 48.2638%;"><span>Series</span></td><td style="width: 47.7362%;" data-mce-style="width: 47.7362%;"><span>-</span></td></tr><tr><td style="width: 48.2638%;" data-mce-style="width: 48.2638%;"><span>Manufacturer</span></td><td style="width: 47.7362%;" data-mce-style="width: 47.7362%;">Solectria<br></td></tr></tbody></table></td></tr></tbody></table><p><br><strong>GENERAL SPECIFICATIONS</strong><br></p><table width="100%"><tbody><tr><td style="width: 49.0244%;" data-mce-style="width: 49.0244%;"><span>Continuous AC Power Output</span></td><td style="width: 47.9756%;" data-mce-style="width: 47.9756%;"><span>25000 W</span></td></tr><tr><td style="width: 49.0244%;" data-mce-style="width: 49.0244%;"><span>Max Operating Voltage</span></td><td style="width: 47.9756%;" data-mce-style="width: 47.9756%;"><span>950 V</span></td></tr><tr><td style="width: 49.0244%;" data-mce-style="width: 49.0244%;"><span>Min Operating Voltage</span></td><td style="width: 47.9756%;" data-mce-style="width: 47.9756%;"><span>200 V</span></td></tr><tr><td style="width: 49.0244%;" data-mce-style="width: 49.0244%;"><span>AC Voltages</span></td><td style="width: 47.9756%;" data-mce-style="width: 47.9756%;"><span>208 VAC</span></td></tr></tbody></table><p><strong>Warranty</strong><br data-mce-fragment="1"></p><ul><li>Manufacturer 12 Years Warranty</li></ul><p>* Refer to warranty document for terms and conditions<br data-mce-fragment="1"><strong>Documentation</strong></p><table width="100%"><tbody><tr><td style="width: 24%;" data-mce-style="width: 24%;"><a href="https://cdn.myced.com/images/Products/ZZ0000/ZZ0854/00000/ZZ085400034_DS.pdf"><span style="color: #2b00ff;" data-mce-style="color: #2b00ff;">Data Sheet</span></a></td></tr></tbody></table><p><br><strong>Detailed Information</strong></p><p><span>Yaskawa Solectria Solarâ€™s PVI 25TL is a compact grid-tied, transformerless three-phase string inverter ideal for rooftop, ground mount and carport PV arrays. The PVI 25TL inverter comes standard with AC and DC disconnects, three MPPTs, a six-position fused wiring box with fusing only for the positive conductors (NEC 2017), remote diagnostics, remote firmware upgrades and various protection features. Included is a SunSpec-compliant powerline transmitter to allow customers to meet module-level rapid shutdown requirements easily.</span></p><p><strong>High Reliability</strong></p><p>Integrated DC and AC disconnects</p><p>AC terminals compatible with copper and aluminum conductors</p><p>Yaskawa Connect app for system visibility</p>
USIN100-0073 | 1383.32 | SE80K-US08IBNW4 | SolarEdge Synergy SE80K-US08IBNW4 80.0KW 3-ph Inverter | <p>The Synergy Power Series is perfect for various ground mount, carport, and rooftop solutions. Go bigger with 150% DC oversizing, keep costs low with a modular design, and provide confidence with robust safety features. SolarEdge's expanded offering of three-phase inverters with synergy technology up to 100kW combines large capacity with ease of installation. The inverter design is based on small, lightweight, and easy-to-carry primary and secondary units. They are wall-mounted for a minimal footprint, with installation only requiring a one or two-person crew. No crane or special tools are needed for installing the inverter, unlike alternative large capacity inverters, which are heavy, bulky, and difficult to install.</p><hr><h4><strong>SPECIFICATIONS</strong></h4><ul><li><strong>Model:</strong> SE80K-US08IBNW4</li><li><strong>Series:</strong> -</li><li><strong>Manufacturer:</strong> SolarEdge</li></ul><hr><h4><strong>GENERAL SPECIFICATIONS</strong></h4><ul><li><strong>Type:</strong> Grid-Tie</li><li><strong>Operating Temperature Range:</strong> -40 to +140Â°F / -40Â° C to +60Â° C</li><li><strong>Enclosure:</strong> NEMA 3R</li><li><strong>Dimensions:</strong><ul><li>Synergy Manager: 14.17" x 22.4" x 11.6"</li><li>Synergy Unit: 22" x 12.9" x 10.75"</li></ul></li><li><strong>Weight:</strong><ul><li>Synergy Manager: 39.6 lbs</li><li>Synergy Unit: 70.4 lbs</li></ul></li><li><strong>Maximum DC Power (Module STC) Inverter / Synergy Unit (STC):</strong><ul><li>120,000 / 60,000 W</li></ul></li><li><strong>Maximum Input Voltage DC+ to DC-:</strong> 1000 V</li><li><strong>Operating Voltage Range:</strong> 850 - 1000 V</li></ul><hr><h4><strong>Warranty</strong></h4><ul><li>Manufacturer 25 Years Warranty (Refer to warranty document for terms and conditions)</li></ul><hr><h4><strong>Documentation</strong></h4><ul><li><a href="https://s3.amazonaws.com/ecodirect_docs/SOLAR_EDGE/3-phase-inverters-2022/SolarEdge-Three-Phase-Inverter-w-Synergy-Technology-SE66-6KUS-SE120KUS-for-277-480V-Grid-Datasheet.PDF" target="_new">Data Sheet</a></li></ul><hr><h4><strong>Detailed Information</strong></h4><p>High Reliability features include:</p><ul><li>Pre-commissioning for automated validation of system components and wiring during the site installation process and prior to grid connection.</li><li>Easy 2-person installation with lightweight, modular design (each inverter consists of 2 or 3 Synergy units and one Synergy Manager).</li><li>Independent operation of each Synergy unit enables higher uptime and easy serviceability.</li><li>Built-in thermal sensors detect faulty wiring ensuring enhanced protection and safety.</li></ul>
USIN100-0305 | 2962.37 | SE17.3K-USR2IBNZ4 | SolarEdge SE17.3K-USR2IBNZ4 17.3kw 3-PH Inverter | <p data-sourcepos="5:1-5:399" data-mce-fragment="1">The SolarEdge SE17.3K-USR2IBNZ4 is a 17.3kW three-phase inverter that is designed for commercial and industrial solar power systems. It is a transformerless inverter, which means that it is more efficient and has a smaller footprint than traditional inverters. The SE17.3K-USR2IBNZ4 also features SolarEdge's Power Optimizer technology, which helps to maximize the energy output of each solar panel.</p><p data-sourcepos="7:1-7:18" data-mce-fragment="1"><strong data-mce-fragment="1">Specifications</strong></p><ul data-sourcepos="9:1-18:0" data-mce-fragment="1"><li data-sourcepos="9:1-9:26" data-mce-fragment="1">Model: SE17.3K-USR2IBNZ4</li><li data-sourcepos="10:1-10:25" data-mce-fragment="1">Manufacturer: SolarEdge</li><li data-sourcepos="11:1-11:37" data-mce-fragment="1">Continuous AC Power Output: 17300 W</li><li data-sourcepos="12:1-12:30" data-mce-fragment="1">Max Operating Voltage: 950 V</li><li data-sourcepos="13:1-13:30" data-mce-fragment="1">Min Operating Voltage: 200 V</li><li data-sourcepos="14:1-14:26" data-mce-fragment="1">AC Voltages: 208/240 VAC</li><li data-sourcepos="15:1-15:33" data-mce-fragment="1">Warranty: Manufacturer 12 Years</li><li data-sourcepos="16:1-16:20" data-mce-fragment="1">Weight: 78.2LBS</li><li data-sourcepos="17:1-18:0" data-mce-fragment="1">Dimensions: (LxWxH): 11.8 x 12.5 x 31.8 inches</li></ul><p data-sourcepos="19:1-19:24" data-mce-fragment="1"><strong data-mce-fragment="1">Detailed Information</strong></p><ul data-sourcepos="21:1-25:0" data-mce-fragment="1"><li data-sourcepos="21:1-21:74" data-mce-fragment="1"><strong data-mce-fragment="1">Transformerless design</strong><span data-mce-fragment="1">Â </span>is more efficient and has a smaller footprint</li><li data-sourcepos="22:1-22:80" data-mce-fragment="1"><strong data-mce-fragment="1">Power Optimizer technology</strong><span data-mce-fragment="1">Â </span>maximizes the energy output of each solar panel</li><li data-sourcepos="23:1-23:89" data-mce-fragment="1"><strong data-mce-fragment="1">Remote monitoring and control</strong><span data-mce-fragment="1">Â </span>allows you to monitor your solar system from anywhere</li><li data-sourcepos="24:1-25:0" data-mce-fragment="1"><strong data-mce-fragment="1">12-year warranty</strong><span data-mce-fragment="1">Â </span>gives you peace of mind</li></ul>
USIN100-0312 | 1368.76 | FX2536MT | Outback Power FX2536MT 2.5KW Battery-based Inverter | <table data-mce-fragment="1" width="100%"><tbody data-mce-fragment="1"><tr data-mce-fragment="1"><td data-mce-fragment="1" style="width: 955.59px;" data-mce-style="width: 955.59px;"><strong>OUTBACK POWER FX2536MT 2.5KW BATTERY-BASED INVERTER</strong></td></tr><tr data-mce-fragment="1"><td data-mce-fragment="1" style="width: 955.59px;" data-mce-style="width: 955.59px;"><p>Outback, FX2536MT battery inverter, 2500W, 120VAC, 60Hz, 40A Transfer, 36VDC, Sinewave, Off Grid, 5 Yr Warr, 35A Charger, with BTS &amp; Switched Ground, FX2536MT</p><p>The sealed M-Series FX2536MT by Outback Power is a 2.5kW (2500 watt) hybrid inverter/charger that provides 120Vac true sine wave power output in 36V with intelligent battery charging. Ready for off-grid or grid-tied operation, the M-series inverter/charger is scalable to grow with your household needs. This inverter charger includes an integrated 35 amp battery charger and 30 amp AC transfer switch with neutral/ground switching for shore chord or generator connection. Highly durable, the inverter charger features weather-resistant sealed chassis and die-cast metal construction that allows mounting in any position.<span>Â </span></p><p><strong>SPECIFICATIONS</strong><br></p><table width="100%"><tbody><tr><td style="width: 48.2638%;" data-mce-style="width: 48.2638%;"><span>Model</span></td><td style="width: 47.7362%;" data-mce-style="width: 47.7362%;">FX2536MTÂ </td></tr><tr><td style="width: 48.2638%;" data-mce-style="width: 48.2638%;"><span>Series</span></td><td style="width: 47.7362%;" data-mce-style="width: 47.7362%;"><span>-</span></td></tr><tr><td style="width: 48.2638%;" data-mce-style="width: 48.2638%;"><span>Manufacturer</span></td><td style="width: 47.7362%;" data-mce-style="width: 47.7362%;">OutBack Power</td></tr></tbody></table></td></tr></tbody></table><p><br><strong>GENERAL SPECIFICATIONS</strong><br></p><table width="100%"><tbody><tr><td style="width: 49.0244%;" data-mce-style="width: 49.0244%;"><span>Item Weight</span></td><td style="width: 47.9756%;" data-mce-style="width: 47.9756%;"><span>57 lb</span></td></tr><tr><td style="width: 49.0244%;" data-mce-style="width: 49.0244%;"><span>Dimensions (LxWxH)</span></td><td style="width: 47.9756%;" data-mce-style="width: 47.9756%;"><span> 14 x 9 x 18 inches</span></td></tr></tbody></table><p><strong>Warranty</strong><br data-mce-fragment="1"></p><ul><li>Manufacturer 5 Years Lifetime LimitedÂ Warranty</li></ul><p>* Refer to warranty document for terms and conditions<br data-mce-fragment="1"><strong>Documentation</strong></p><table width="100%"><tbody><tr><td style="width: 24%;" data-mce-style="width: 24%;"><a href="https://www.solar-electric.com/lib/wind-sun/OBmobilespecs.pdf"><span style="color: #2b00ff;" data-mce-style="color: #2b00ff;">Data Sheet</span></a></td></tr></tbody></table><p><br><strong>Detailed Information</strong></p><p>Nominal DC input voltage: 36 Volts DC</p><p>Continuous power output: 2,500 Volt-Amps (VA)</p><p>AC voltage: 120 Volts AC</p><p>AC frequency: 60 Hz</p><p>Idle power: ~6 Watts search, ~21 Watts full</p><p>Efficiency: 92%</p><p>Maximum output current (RMS): 40 Amps AC</p><p>Surge capability: 4,800 VA Instantaneous; 4,000 VA 5 sec.</p><p>Maximum AC input current: 30 Amps AC</p><p><strong>High reliability</strong></p><p>Continuous battery charger output: 35 Amps DC</p><p>Comes with a battery temperature sensor</p><p>Certifications: ETL Listed to UL458</p>
USSS100-0093 | 4024.39 | JK-Q3C31-D02 | Panasonic Evervolt JK-Q3C31-D02 Battery-based Dc Inverter | <p>Make the most of your solar investment and help to develop a more energy-resilient future. With EverVolt, you can store your excess solar power and sell it back to your local utility when you need it most.</p><h4><strong>SPECIFICATIONS</strong></h4><ul><li><strong>Model</strong>: JK-Q3C31-D02</li><li><strong>Series</strong>: EverVolt</li><li><strong>Manufacturer</strong>: Panasonic</li></ul><h4><strong>GENERAL SPECIFICATIONS</strong></h4><ul><li><strong>Item Weight</strong>: 97 lb</li><li><strong>Dimensions (LxWxH)</strong>: 44 x 23.25 x 10.5 inches</li></ul><h4><strong>Warranty</strong></h4><ul><li>Manufacturer 10 Years Lifetime Limited Warranty <em>Refer to warranty document for terms and conditions</em></li></ul><h4><strong>Documentation</strong></h4><ul><li><a href="https://www.esolarcenter.com/images/Panasonic%20EverVolt,%20DC%201%20Inverter,%20JK-Q3C31-D02.pdf" target="_new">Data Sheet</a></li></ul><h4><strong>Detailed Information</strong></h4><ul><li>Modular design with storage choices ranging from 6 to 17 kWh to meet your specific requirements.</li><li>An easy-to-use app for monitoring your system's performance.</li><li><strong>High reliability</strong></li><li>Various modes of operation</li><li>Simple one-person installation</li></ul>
USIN100-0298 | 5252.74 | STORZ POWER 10328 | Storz Power 10328 12.0KW Battery-based Inverter | <p data-mce-fragment="1">Storz Power, Sol-Ark, 12K Battery or Battery-Less Inverter, 9,000 watt 120/240-208Vac, 50/60Hz, 48VDC, Transformerless Sinewave, Grid Tie/Off-Grid, AC and/or DC Coupled, 2 MPPT PV inputs, with AFCI/GFDI, BTS &amp; Dual AC inputs, 10 Yr. Warranty, UL1741-SA (Rule-21), NEMA 3R, 10328.</p><p data-mce-fragment="1"><strong data-mce-fragment="1">SPECIFICATIONS</strong></p><ul data-mce-fragment="1"><li data-mce-fragment="1">Model: STORZ POWER 10328</li><li data-mce-fragment="1">Series: Not Specified</li><li data-mce-fragment="1">Manufacturer: STORZ POWER</li></ul><p data-mce-fragment="1"><strong data-mce-fragment="1">GENERAL SPECIFICATIONS</strong></p><ul data-mce-fragment="1"><li data-mce-fragment="1">Type: Grid-Tie Battery Backup</li><li data-mce-fragment="1">Operating Temperature Range: -25Â° C to +60Â° C</li><li data-mce-fragment="1">Enclosure: NEMA 4X</li><li data-mce-fragment="1">Cooling: Natural Convection</li><li data-mce-fragment="1">Dimensions (W x H x D): 17.7" x 14.6" x 6.8"</li></ul><p data-mce-fragment="1"><strong data-mce-fragment="1">Warranty</strong>: Manufacturer offers a 12 Years Lifetime Limited Warranty. <em data-mce-fragment="1">Refer to the warranty document for terms and conditions.</em></p><p data-mce-fragment="1"><strong data-mce-fragment="1">Documentation</strong>: <a href="https://cdn.shopify.com/s/files/1/0566/3408/1340/files/4045_311-0090_Spec_Sheet.pdf?v=1676139698" data-mce-fragment="1" data-mce-href="https://cdn.shopify.com/s/files/1/0566/3408/1340/files/4045_311-0090_Spec_Sheet.pdf?v=1676139698" target="_new">Data Sheet</a></p><p data-mce-fragment="1"><strong data-mce-fragment="1">Detailed Information</strong> The performance of HD-Wave meets Storz Power in a next-generation home backup solution for higher efficiency and greater flexibility.</p><p data-mce-fragment="1"><strong data-mce-fragment="1">High reliability</strong>:</p><ul data-mce-fragment="1"><li data-mce-fragment="1">Intelligent Battery Charging with expanded charging voltages and time parameters, enabling system designers to accommodate the specific charging profiles and algorithms of new and emerging energy storage technologies including Lithium Ion, Aqueous Ion, and Flow Chemistry Batteries.</li><li data-mce-fragment="1">Power Factor Corrected Battery Charging.</li><li data-mce-fragment="1">Record-breaking 99% weighted efficiency with 200% DC oversizing.</li><li data-mce-fragment="1">The inverter is small, lightweight, and easy to install.</li></ul>
USIN100-0306 | 2974.86 | SPHI-IN-6 | Simpliphi SPHI-IN-6 6.0KW Battery-based Inverter | <p data-sourcepos="5:1-5:358" data-mce-fragment="1">The Simpliphi SPHI-IN-6 is a 6.0kW battery-based inverter that is designed for residential solar power systems. It is a transformerless inverter, which means that it is more efficient and has a smaller footprint than traditional inverters. The SPHI-IN-6 also features Simpliphi's PowerNet technology, which helps to maximize the energy output of the battery.</p><p data-sourcepos="7:1-7:18" data-mce-fragment="1"><strong data-mce-fragment="1">Specifications</strong></p><ul data-sourcepos="9:1-18:0" data-mce-fragment="1"><li data-sourcepos="9:1-9:18" data-mce-fragment="1">Model: SPHI-IN-6</li><li data-sourcepos="10:1-10:25" data-mce-fragment="1">Manufacturer: Simpliphi</li><li data-sourcepos="11:1-11:36" data-mce-fragment="1">Continuous AC Power Output: 6000 W</li><li data-sourcepos="12:1-12:32" data-mce-fragment="1">Max Operating Voltage: 600 VDC</li><li data-sourcepos="13:1-13:32" data-mce-fragment="1">Min Operating Voltage: 200 VDC</li><li data-sourcepos="14:1-14:26" data-mce-fragment="1">Battery Voltages: 48 VDC</li><li data-sourcepos="15:1-15:33" data-mce-fragment="1">Warranty: Manufacturer 10 Years</li><li data-sourcepos="16:1-16:24" data-mce-fragment="1">Weight:Â 90 lbs</li><li data-sourcepos="17:1-18:0" data-mce-fragment="1">Dimensions: (LxWxH): 20.28 x 27.55 x 8.5 in</li></ul><p data-sourcepos="19:1-19:24" data-mce-fragment="1"><strong data-mce-fragment="1">Detailed Information</strong></p><ul data-sourcepos="21:1-25:0" data-mce-fragment="1"><li data-sourcepos="21:1-21:74" data-mce-fragment="1"><strong data-mce-fragment="1">Transformerless design</strong><span data-mce-fragment="1">Â </span>is more efficient and has a smaller footprint</li><li data-sourcepos="22:1-22:68" data-mce-fragment="1"><strong data-mce-fragment="1">PowerNet technology</strong><span data-mce-fragment="1">Â </span>maximizes the energy output of the battery</li><li data-sourcepos="23:1-23:89" data-mce-fragment="1"><strong data-mce-fragment="1">Remote monitoring and control</strong><span data-mce-fragment="1">Â </span>allows you to monitor your solar system from anywhere</li><li data-sourcepos="24:1-25:0" data-mce-fragment="1"><strong data-mce-fragment="1">10-year warranty</strong><span data-mce-fragment="1">Â </span>gives you peace of mind</li></ul><p data-sourcepos="26:1-26:23" data-mce-fragment="1">I hope this is helpful!</p><p data-sourcepos="28:1-28:72" data-mce-fragment="1">Here are some additional details about the Simpliphi SPHI-IN-6 inverter:</p><ul data-sourcepos="30:1-34:0" data-mce-fragment="1"><li data-sourcepos="30:1-30:105" data-mce-fragment="1">It is compatible with a variety of battery types, including lead-acid, lithium-ion, and flow batteries.</li><li data-sourcepos="31:1-31:91" data-mce-fragment="1">It has a built-in battery management system (BMS) that monitors and controls the battery.</li><li data-sourcepos="32:1-32:68" data-mce-fragment="1">It can be used in both off-grid and grid-tied solar power systems.</li><li data-sourcepos="33:1-34:0" data-mce-fragment="1">It is backed by a 10-year warranty from the manufacturer.</li></ul>
USIN100-0090 | 1866.67 | SBS5.0-US-10 | SMA Sunny Boy Storage SBS5.0-US-10 5.0kw Hybrid Inverter | <p>Â </p><h4><span>The SMA Sunny Boy Storage SBS5.0-US-10 is a 5 kW hybrid inverter that can be used to store solar energy in batteries. It has a number of features that make it a good choice for residential use, including</span></h4><h4>SMA Storage 5.0, SBS5.0-US-10, 5000 W, 240 VAC<br></h4><ul><li>Easy installation</li><li>Ideal for grid-connected systems</li><li>Connect up to three high-voltage batteries</li><li>Integrated Secure Power Supply function</li><li>Fully automatic backup function for supplying electricity to the complete home (optional)</li><li>The integrated service package SMA Smart Connected for automated monitoring of battery inverters</li><li>Always informed thanks to direct connection to Sunny Portal/Sunny Places</li><li>Web-based UI: Always up and running quickly with modern communications</li><li>Integrated Secure Power Supply provides electricity to individual loads manually from the battery even in the event of a grid failure</li><li>Optionally with an automatic transfer switch for full power supply to the home from the battery and PV system on all three line conductors in the event of a grid failure</li><li>Power in the battery-backup operation of up to 8 kW is sufficient for all standard loads</li><li>10-year warranty</li></ul><p><strong>High Reliability</strong><br></p><p>Quick and easy installation</p><p>Multiple configuration options with the ability to expand</p>
USIN100-0313 | 1685.01 | MS2812-L | Magnum MS2812-L 2.8KW Battery-based Inverter | <p data-sourcepos="5:1-5:374" data-mce-fragment="1">The Magnum MS2812-L is a 2.8kW battery-based inverter that is designed for residential solar power systems. It is a transformerless inverter, which means that it is more efficient and has a smaller footprint than traditional inverters. The MS2812-L also features Magnum Energy's Power Factor Correction (PFC) technology, which helps to maximize the efficiency of the system.</p><p data-sourcepos="7:1-7:18" data-mce-fragment="1"><strong data-mce-fragment="1">Specifications</strong></p><ul data-sourcepos="9:1-18:0" data-mce-fragment="1"><li data-sourcepos="9:1-9:17" data-mce-fragment="1">Model: MS2812-L</li><li data-sourcepos="10:1-10:29" data-mce-fragment="1">Manufacturer: Magnum Energy</li><li data-sourcepos="11:1-11:36" data-mce-fragment="1">Continuous AC Power Output: 2800 W</li><li data-sourcepos="12:1-12:32" data-mce-fragment="1">Max Operating Voltage: 600 VDC</li><li data-sourcepos="13:1-13:32" data-mce-fragment="1">Min Operating Voltage: 200 VDC</li><li data-sourcepos="14:1-14:26" data-mce-fragment="1">Battery Voltages: 48 VDC</li><li data-sourcepos="15:1-15:33" data-mce-fragment="1">Warranty: Manufacturer 10 Years</li><li data-sourcepos="16:1-16:24" data-mce-fragment="1">Weight: 55 lbs (25 kg)</li><li data-sourcepos="17:1-18:0" data-mce-fragment="1">Dimensions: 13.75 x 12.65 x 8.0 inch</li></ul><p data-sourcepos="19:1-19:24" data-mce-fragment="1"><strong data-mce-fragment="1">Detailed Information</strong></p><ul data-sourcepos="21:1-25:0" data-mce-fragment="1"><li data-sourcepos="21:1-21:74" data-mce-fragment="1"><strong data-mce-fragment="1">Transformerless design</strong><span data-mce-fragment="1">Â </span>is more efficient and has a smaller footprint</li><li data-sourcepos="22:1-22:85" data-mce-fragment="1"><strong data-mce-fragment="1">Power Factor Correction (PFC) technology</strong><span data-mce-fragment="1">Â </span>maximizes the efficiency of the system</li><li data-sourcepos="23:1-23:89" data-mce-fragment="1"><strong data-mce-fragment="1">Remote monitoring and control</strong><span data-mce-fragment="1">Â </span>allows you to monitor your solar system from anywhere</li><li data-sourcepos="24:1-25:0" data-mce-fragment="1"><strong data-mce-fragment="1">10-year warranty</strong><span data-mce-fragment="1">Â </span>gives you peace of mind</li></ul><p data-sourcepos="26:1-26:26" data-mce-fragment="1"><strong data-mce-fragment="1">Additional Information</strong></p><p data-sourcepos="28:1-28:215" data-mce-fragment="1">The Magnum MS2812-L is also compatible with a variety of battery types, including lead-acid, lithium-ion, and flow batteries. It has a built-in battery management system (BMS) that monitors and controls the battery.</p>
USIN100-0314 | 1568.17 | 865-4024 | Schneider Conext SW 865-4024 4.0kw Hybrid Inverter | <table width="100%" data-mce-fragment="1"><tbody data-mce-fragment="1"><tr data-mce-fragment="1"><td style="width: 955.59px;" data-mce-fragment="1" data-mce-style="width: 955.59px;"><strong>SCHNEIDER CONEXT SW 865-4024 4.0KW HYBRID INVERTER</strong></td></tr><tr data-mce-fragment="1"><td style="width: 955.59px;" data-mce-fragment="1" data-mce-style="width: 955.59px;"><p>The SW is a pure sine wave inverter that provides reliable power after a simple installation. The unique features of the SW adds value for both installers and system owners globally.</p><p>SW 120/240V hybrid inverter is perfect for off-grid, backup power, and self-consumption applications for homes and small businesses, itâ€™s a pure sine wave, hybrid inverter system with switchable 50/60 Hz frequencies, providing power for every need. SW features 120/240 VAC output, and capable of producing 120/240 VAC output from a 120 VAC input, without the need for an external transformer. For expanded off-grid capacity, the SW is integrated with fuel-based generators as required to support loads larger than the generatorâ€™s output. Itâ€™s also self-consumption ready, able to prioritize solar consumption over the grid while maintaining zero grid export. SW hybrid inverter works with the grid to avoid peak utility charges and support the grid when utility supply is limited.</p><p><strong>SPECIFICATIONS</strong><br></p><table width="100%"><tbody><tr><td style="width: 48.2638%;" data-mce-style="width: 48.2638%;"><span>Model</span></td><td style="width: 47.7362%;" data-mce-style="width: 47.7362%;">865-4024</td></tr><tr><td style="width: 48.2638%;" data-mce-style="width: 48.2638%;"><span>Series</span></td><td style="width: 47.7362%;" data-mce-style="width: 47.7362%;"><span>-</span></td></tr><tr><td style="width: 48.2638%;" data-mce-style="width: 48.2638%;"><span>Manufacturer</span></td><td style="width: 47.7362%;" data-mce-style="width: 47.7362%;">Scheider</td></tr></tbody></table></td></tr></tbody></table><p><br><strong>GENERAL SPECIFICATIONS</strong><br></p><table width="100%"><tbody><tr><td style="width: 49.0244%;" data-mce-style="width: 49.0244%;"><span>Output</span></td><td style="width: 47.9756%;" data-mce-style="width: 47.9756%;"><span>Single phase 230 volts AC</span></td></tr><tr><td style="width: 49.0244%;" data-mce-style="width: 49.0244%;"><span>Output Power</span></td><td style="width: 47.9756%;" data-mce-style="width: 47.9756%;"><span>3,800 Watts continuous, 4,400 Watts for 30 minutes</span></td></tr><tr><td style="width: 49.0244%;" data-mce-style="width: 49.0244%;"><span>Peak Current</span></td><td style="width: 47.9756%;" data-mce-style="width: 47.9756%;"><span>42 amps</span></td></tr><tr><td style="width: 49.0244%;" data-mce-style="width: 49.0244%;"><span>Dimension</span></td><td style="width: 47.9756%;" data-mce-style="width: 47.9756%;"><span>16.5" x 13.4" x 7.6"</span></td></tr></tbody></table><p><strong>Warranty</strong><br data-mce-fragment="1"></p><ul><li>Manufacturer 10 Years Warranty</li></ul><p>* Refer to warranty document for terms and conditions<br data-mce-fragment="1"><strong>Documentation</strong></p><table width="100%"><tbody><tr><td style="width: 24%;" data-mce-style="width: 24%;"><a href="https://www.solarflexion.com/v/vspfiles/files/pdfs/schneider-electric/865-4048-21_Data_Sheet.pdf"><span style="color: #2b00ff;" data-mce-style="color: #2b00ff;">Data Sheet</span></a></td></tr></tbody></table><p><br><strong>Detailed Information</strong></p><p><span>Conext</span><sup><span>TM</span></sup><span>Â SW is perfect for off-grid, backup power and self-consumption applications, it is a pure sine wave, hybrid inverterÂ system with switchable 50/60 Hz frequencies, providing power for every need. For expanded off-grid capacity, the Conext SW is integrated with fuel-based generators as required to support loads larger than the generatorâ€™s output. Itâ€™s also self consumption ready, able to prioritize solar consumption over the grid, while maintaining zero grid export. The Conext SW works with the grid to avoid peak utility charges and support the grid when utility supply is limited. Accessories include pre-wired universal DC distribution panel and AC distribution panels.</span></p><p><strong>High Reliability</strong></p><p><span>Excellent load start capabilities with high 30-minute and 5-second surge power</span></p><p><span>Robust design through rigorous reliability testing (HALT)</span></p><p><span>Intelligent functionality enables self consumption with solar prioritization, peak shaving and assisting small generators with heavy loads</span></p>
USIN100-0315 | 1655.37 | 865-4048 | Schneider Conext 865-4048 4.0kw Hybrid Inverter | <p data-sourcepos="5:1-5:350">The Schneider Conext 865-4048 is a 4.0kW hybrid inverter that is designed for residential solar power systems. It is a grid-tied inverter that can also be used to power your home during a power outage. The 865-4048 also features Schneider Electric's Conext Home Energy Manager, which allows you to monitor and control your solar system from anywhere.</p><p data-sourcepos="7:1-7:18"><strong>Specifications</strong></p><ul data-sourcepos="9:1-18:0"><li data-sourcepos="9:1-9:17">Model: 865-4048</li><li data-sourcepos="10:1-10:34">Manufacturer: Schneider Electric</li><li data-sourcepos="11:1-11:36">Continuous AC Power Output: 4000 W</li><li data-sourcepos="12:1-12:30">Max Operating Voltage: 950 V</li><li data-sourcepos="13:1-13:30">Min Operating Voltage: 200 V</li><li data-sourcepos="14:1-14:26">AC Voltages: 208/240 VAC</li><li data-sourcepos="15:1-15:33">Warranty: Manufacturer 10 Years</li><li data-sourcepos="16:1-16:24">Weight: 62 lbs (28 kg)</li><li data-sourcepos="17:1-18:0">Dimensions: (LxWxH): 16.5 x 12.5 x 7.5 inches</li></ul><p data-sourcepos="19:1-19:24"><strong>Detailed Information</strong></p><ul data-sourcepos="21:1-25:0"><li data-sourcepos="21:1-21:56"><strong>Grid-tied inverter</strong><span>Â </span>can connect to the utility grid</li><li data-sourcepos="22:1-22:68"><strong>Hybrid inverter</strong><span>Â </span>can also power your home during a power outage</li><li data-sourcepos="23:1-23:98"><strong>Conext Home Energy Manager</strong><span>Â </span>allows you to monitor and control your solar system from anywhere</li><li data-sourcepos="24:1-25:0"><strong>10-year warranty</strong><span>Â </span>gives you peace of mind</li></ul>
USIN100-0230 | 1672.22 | VFXR2812A | Outback Power VFXR VFXR2812A 2.8KW Battery-based Inverter | <p>The Outback VFXR2812A Battery Inverter is a versatile and powerful solution for renewable hybrid power systems. This inverter offers the flexibility to function as both an off-grid and grid-interactive power system. With its innovative features, the VFXR2812A provides exceptional value and adaptability for various applications.</p><p>Key Features:</p><ul><li>Power Output: 2800W</li><li>AC Voltage: 120VAC</li><li>Frequency: 60Hz (50Hz selectable)</li><li>AC Input: 60A</li><li>DC Voltage: 12VDC</li><li>Waveform: Sinewave</li><li>Grid Tied Capability</li><li>5-Year Warranty</li><li>Charger Capacity: 125A</li><li>Battery Temperature Sensor (BTS) included</li><li>Model: VFXR2812A</li></ul><p>The VFXR2812A Battery Inverter from Outback offers the advantage of both off-grid and grid-tied functionality, providing users with the flexibility to adapt to changing energy requirements. It allows seamless transition between power modes, making it suitable for various scenarios such as transitioning from off-grid to grid-interactive power systems.</p><p>In addition to its hybrid capabilities, the VFXR2812A features the following enhancements:</p><ul><li>GridZero Technology: Enables "zeroing out" the grid with sufficient renewable energy, reducing grid dependence.</li><li>Advanced Battery Charging: Supports a wide range of battery technologies, including lithium-ion.</li><li>Programmable Operation Modes: Offers seven programmable modes for customized performance.</li><li>Remote Monitoring and Control: Allows remote management through OPTICS RE via MATE 3.</li></ul><p>The modular and stackable design of the VFXR2812A inverter allows up to 10 inverters to be connected in a grid-tie system, offering scalability for various power requirements.</p><p>For detailed technical information, refer to the official DATA SHEET: <a href="https://cdn.shopify.com/s/files/1/0566/3408/1340/files/3157_311-0064_Spec_Sheet.pdf?v=1676100399" target="_new">DATA SHEET</a></p><p>Please note that the provided information is based on the HTML content. For the most accurate and up-to-date details, consult the official product documentation.</p>
USIN100-0144 | 783.2 | MN5048DIY | Midnite Solar MN5048DIY 5.0kw Battery-based Inverter | <p data-mce-fragment="1">The MidNite Solar MN5048DIY Inverter/Charger is a versatile off-grid battery inverter with a power output of 5000W and a 48Vdc input. This inverter delivers a clean, 120Vac sine wave output at 60Hz and features a 63A AC bypass and a 40A AC charger. Additionally, it comes with a built-in 500V MPPT charge controller. Backed by a 1-year warranty, the MN5048DIY is designed for straightforward installation and flexible programming, making it compatible with a wide range of battery chemistries. It excels in handling even the most demanding 120VAC loads, making it an ideal choice for off-grid cabins or homes. MidNite Solar is renowned for its dependable and affordable solutions, with industry-leading customer service.</p><p data-mce-fragment="1"><strong data-mce-fragment="1">SPECIFICATIONS:</strong></p><p data-mce-fragment="1"><strong data-mce-fragment="1">Model:</strong> MN5048DIY <strong data-mce-fragment="1">Series:</strong> - <strong data-mce-fragment="1">Manufacturer:</strong> MidNite Solar</p><p data-mce-fragment="1"><strong data-mce-fragment="1">GENERAL SPECIFICATIONS:</strong></p><ul data-mce-fragment="1"><li data-mce-fragment="1"><strong data-mce-fragment="1">Item Weight:</strong> 26 lb</li><li data-mce-fragment="1"><strong data-mce-fragment="1">Dimensions (LxWxH):</strong> 16.93 x 13.31 x 4.96 inches</li></ul><p data-mce-fragment="1"><strong data-mce-fragment="1">Warranty:</strong></p><ul data-mce-fragment="1"><li data-mce-fragment="1">Manufacturer 1-Year Lifetime Limited Warranty</li><li data-mce-fragment="1">Refer to the warranty document for terms and conditions</li></ul><p data-mce-fragment="1"><strong data-mce-fragment="1">Documentation:</strong></p><ul data-mce-fragment="1"><li data-mce-fragment="1"><a href="https://www.stellavolta.com/content/MidNite%20Solar%20MN3024DIY%20and%20MND5048DIY%20Datasheet%20-%20Stellavolta.pdf" data-mce-fragment="1" data-mce-href="https://www.stellavolta.com/content/MidNite%20Solar%20MN3024DIY%20and%20MND5048DIY%20Datasheet%20-%20Stellavolta.pdf" target="_new">Data Sheet</a></li></ul><p data-mce-fragment="1"><strong data-mce-fragment="1">Detailed Information:</strong></p><ul data-mce-fragment="1"><li data-mce-fragment="1"><strong data-mce-fragment="1">System Voltage:</strong> 48VDC</li><li data-mce-fragment="1"><strong data-mce-fragment="1">Max Rated Power:</strong> 5000W Continuous</li><li data-mce-fragment="1"><strong data-mce-fragment="1">Surge Power:</strong> 7000W</li><li data-mce-fragment="1"><strong data-mce-fragment="1">Power Factor:</strong> 1</li><li data-mce-fragment="1"><strong data-mce-fragment="1">Input Voltage:</strong> 120VAC</li><li data-mce-fragment="1"><strong data-mce-fragment="1">Input Voltage Range:</strong> 90-140VAC +- 2% Adjustable</li><li data-mce-fragment="1"><strong data-mce-fragment="1">Input/Output Frequency:</strong> 60Hz</li><li data-mce-fragment="1"><strong data-mce-fragment="1">Output Voltage:</strong> 120VAC +- 5%</li><li data-mce-fragment="1"><strong data-mce-fragment="1">Output Waveform:</strong> Pure Sine Wave</li><li data-mce-fragment="1"><strong data-mce-fragment="1">Peak Efficiency:</strong> &gt;95%</li><li data-mce-fragment="1"><strong data-mce-fragment="1">Max AC Charging Current:</strong> 40A</li><li data-mce-fragment="1"><strong data-mce-fragment="1">Internal Bypass Current:</strong> Up to 63A</li><li data-mce-fragment="1"><strong data-mce-fragment="1">Conversion (Bypass and Invert):</strong> 10ms</li><li data-mce-fragment="1"><strong data-mce-fragment="1">Max PV Input Power:</strong> 5000W</li><li data-mce-fragment="1"><strong data-mce-fragment="1">Max PV Charging Current:</strong> 80A</li><li data-mce-fragment="1"><strong data-mce-fragment="1">Max PV Input Voltage:</strong> 500V</li></ul><p data-mce-fragment="1"><strong data-mce-fragment="1">High Reliability:</strong></p><ul data-mce-fragment="1"><li data-mce-fragment="1"><strong data-mce-fragment="1">Algorithm:</strong> MPPT</li><li data-mce-fragment="1"><strong data-mce-fragment="1">MPPT Voltage Range:</strong> 120 - 450V</li><li data-mce-fragment="1"><strong data-mce-fragment="1">Battery Type:</strong> Lead Acid or Lithium</li><li data-mce-fragment="1"><strong data-mce-fragment="1">Max AC Battery Charging Current:</strong> 40A</li><li data-mce-fragment="1"><strong data-mce-fragment="1">Max PV Battery Charging Current:</strong> 80A</li><li data-mce-fragment="1"><strong data-mce-fragment="1">Battery Voltage Range:</strong> 40 - 60V DC</li><li data-mce-fragment="1"><strong data-mce-fragment="1">Operating Temperature:</strong> -15Â°C ~ 55Â°C</li><li data-mce-fragment="1"><strong data-mce-fragment="1">Storage Temperature:</strong> -25Â°C ~ 60Â°C</li><li data-mce-fragment="1"><strong data-mce-fragment="1">Humidity:</strong> 5% ~ 95% (3 Layer Paint Protection)</li></ul><p data-mce-fragment="1">The MidNite Solar MN5048DIY Inverter/Charger is a reliable, high-performance solution for off-grid power systems, providing a seamless and efficient energy conversion and management experience.</p>
USCC100-0022 | 182.43 | PS-15M 15A | Morningstar Prostar PS-15M 15A PWM Charge Controller | <table data-mce-fragment="1" width="100%"><tbody data-mce-fragment="1"><tr data-mce-fragment="1"><td data-mce-fragment="1" style="width: 955.59px;" data-mce-style="width: 955.59px;"><strong>Morningstar Prostar PS-15M 15A PWM Charge Controller</strong></td></tr><tr data-mce-fragment="1"><td data-mce-fragment="1" style="width: 955.59px;" data-mce-style="width: 955.59px;"><p><span>Morningstarâ€™s ProStar is the worldâ€™s leading mid-range solar controller for both professional and consumer applications. This second generation ProStar.Â </span>Adds new features and protections using highly advanced technology Provides longer battery life and improved system performance Sets new standards for reliability and self-diagnostics<br></p></td></tr></tbody></table><p><strong><br>SPECIFICATIONS</strong><br></p><table width="100%"><tbody><tr><td style="width: 48.2638%;"><span>Model</span></td><td style="width: 47.7362%;">PS-15M 15A</td></tr><tr><td style="width: 48.2638%;"><span>Series</span></td><td style="width: 47.7362%;"><span>-</span></td></tr><tr><td style="width: 48.2638%;"><span>Manufacturer</span></td><td style="width: 47.7362%;">Morningstar</td></tr></tbody></table><p><br><strong>GENERAL SPECIFICATIONS</strong><br></p><table width="100%"><tbody><tr><td style="width: 49.0244%;" data-mce-style="width: 49.0244%;"><span>Low Voltage Disconnect</span></td><td style="width: 47.9756%;" data-mce-style="width: 47.9756%;"><span>Yes</span></td></tr><tr><td style="width: 49.0244%;" data-mce-style="width: 49.0244%;"><span>Charge Controller Voltage</span></td><td style="width: 47.9756%;" data-mce-style="width: 47.9756%;"><span>12 Volt</span></td></tr><tr><td style="width: 49.0244%;" data-mce-style="width: 49.0244%;"><span>Charge Controller Voltage</span></td><td style="width: 47.9756%;" data-mce-style="width: 47.9756%;"><span>24 Volt</span></td></tr><tr><td style="width: 49.0244%;" data-mce-style="width: 49.0244%;"><span>Operating temperature</span></td><td style="width: 47.9756%;" data-mce-style="width: 47.9756%;"><span>â€“ 40Â°C to + 60Â°C</span></td></tr></tbody></table><p><strong><br>Warranty</strong><br data-mce-fragment="1"></p><ul><li>Manufacturer 5 Years Warranty</li></ul><p>* Refer to warranty document for terms and conditions<br data-mce-fragment="1"><strong>Documentation</strong></p><table width="100%"><tbody><tr><td style="width: 24%;" data-mce-style="width: 24%;"><a href="https://www.altestore.com/static/datafiles/Others/ProStar_PS-15M_Gen3_Datasheet_V2.pdf"><span style="color: #2b00ff;" data-mce-style="color: #2b00ff;">Data Sheet</span></a></td></tr></tbody></table><p><br><strong>Detailed Information</strong></p><p><span>Morningstarâ€™s ProStar is the worldâ€™s leading mid-range solar controller for both professional and consumer applications. This second generation ProStar adds new features and protections using highly advanced technology. These improvements provide longer battery life and improved system performance. The ProStar line of controllers set new standards for reliability and self-diagnostics.</span></p><p>Reverse polarity</p><p>Reverse current at night</p><p><strong>High Reliability</strong></p><p>High voltage disconnect</p><p>High temperature disconnect</p><p>Lightning and transient surge protection</p><p>Loads protected from voltage spikes</p><p>Automatic recovery with all protections</p>
USCC100-0023 | 158.11 | PS-30 30A | Morningstar Prostar PS-30 30A PWM Charge Controller | <table width="100%" data-mce-fragment="1"><tbody data-mce-fragment="1"><tr data-mce-fragment="1"><td style="width: 955.59px;" data-mce-style="width: 955.59px;" data-mce-fragment="1"><strong>MORNINGSTAR PROSTAR PS-30 30A PWM CHARGE CONTROLLER</strong></td></tr><tr data-mce-fragment="1"><td style="width: 955.59px;" data-mce-style="width: 955.59px;" data-mce-fragment="1"><p><span>Morningstarâ€™s ProStar is the worldâ€™s leading mid-range solar controller for both professional and consumer applications. This second generation ProStar.Â </span>Adds new features and protections using highly advanced technology Provides longer battery life and improved system performance Sets new standards for reliability and self-diagnostics<br></p></td></tr></tbody></table><p><strong><br>SPECIFICATIONS</strong><br></p><table width="100%"><tbody><tr><td style="width: 48.2638%;"><span>Model</span></td><td style="width: 47.7362%;">PS-30 30A</td></tr><tr><td style="width: 48.2638%;"><span>Series</span></td><td style="width: 47.7362%;"><span>-</span></td></tr><tr><td style="width: 48.2638%;"><span>Manufacturer</span></td><td style="width: 47.7362%;">Morningstar</td></tr></tbody></table><p><strong><br>GENERAL SPECIFICATIONS</strong><br></p><table width="100%"><tbody><tr><td style="width: 49.0244%;" data-mce-style="width: 49.0244%;"><span>Low Voltage Disconnect</span></td><td style="width: 47.9756%;" data-mce-style="width: 47.9756%;"><span>Yes</span></td></tr><tr><td style="width: 49.0244%;" data-mce-style="width: 49.0244%;"><span>Charge Controller Voltage</span></td><td style="width: 47.9756%;" data-mce-style="width: 47.9756%;"><span>12 Volt</span></td></tr><tr><td style="width: 49.0244%;" data-mce-style="width: 49.0244%;"><span>Charge Controller Voltage</span></td><td style="width: 47.9756%;" data-mce-style="width: 47.9756%;"><span>24 Volt</span></td></tr><tr><td style="width: 49.0244%;" data-mce-style="width: 49.0244%;"><span>Operating temperature</span></td><td style="width: 47.9756%;" data-mce-style="width: 47.9756%;"><span>â€“ 40Â°C to + 60Â°C</span></td></tr></tbody></table><p><strong><br>Warranty</strong><br data-mce-fragment="1"></p><ul><li>Manufacturer 5 Years Warranty</li></ul><p>* Refer to warranty document for terms and conditions<br data-mce-fragment="1"><strong>Documentation</strong></p><table width="100%"><tbody><tr><td style="width: 24%;" data-mce-style="width: 24%;"><a href="https://www.altestore.com/static/datafiles/Others/ProStar_PS-15M_Gen3_Datasheet_V2.pdf"><span style="color: #2b00ff;" data-mce-style="color: #2b00ff;">Data Sheet</span></a></td></tr></tbody></table><p><br><strong>Detailed Information</strong></p><p><span>Morningstarâ€™s ProStar is the worldâ€™s leading mid-range solar controller for both professional and consumer applications. This second generation ProStar adds new features and protections using highly advanced technology. These improvements provide longer battery life and improved system performance. The ProStar line of controllers set new standards for reliability and self-diagnostics.</span></p><p>Reverse polarity</p><p>Reverse current at night</p><p><span></span><strong>High Reliability</strong></p><p>High voltage disconnect</p><p>High temperature disconnect</p><p>Lightning and transient surge protection</p><p>Loads protected from voltage spikes</p><p>Automatic recovery with all protections</p>
USCC100-0031 | 135.14 | SL-20L-24V 20A | Morningstar Sunlight SL-20L-24V 20A 24VDC PWM Charge Controller | <table width="100%" data-mce-fragment="1"><tbody data-mce-fragment="1"><tr data-mce-fragment="1"><td data-mce-fragment="1"><strong>Morningstar Sunlight SL-20L-24V 20A 24VDC PWM Charge Controller</strong></td></tr><tr data-mce-fragment="1"><td data-mce-fragment="1"><p><span data-mce-fragment="1">Morningstar SunLight SL-20L-24V 20A Charge Controller 10 amp, 12 volt solar charge controller 100% Solid State with true 0-100% PWM duty cycle. Rated for up to 25% overloads</span></p><table width="100%"><tbody><tr><td><table width="100%"><tbody><tr><td style="width: 51.4725%;" data-mce-style="width: 51.4725%;"><br></td><td style="width: 45.8759%;" data-mce-style="width: 45.8759%;"><br></td></tr><tr><td style="width: 51.4725%;" data-mce-style="width: 51.4725%;"><div style="text-align: left;"><img style="margin-bottom: 16px; float: none;" alt="Description image" src="https://cdn.shopify.com/s/files/1/0566/3408/1340/files/Screenshot_9_acafcdb0-9906-438d-a6c8-21cab78a5df4_480x480.png?v=1677842212"></div></td><td style="width: 45.8759%;" data-mce-style="width: 45.8759%;"><br></td></tr><tr><td style="width: 51.4725%;" data-mce-style="width: 51.4725%;"></td><td style="width: 45.8759%;" data-mce-style="width: 45.8759%;"></td></tr></tbody></table><table width="100%"><tbody><tr><td style="width: 48.2638%;" data-mce-style="width: 48.2638%;"><span>Model</span></td><td style="width: 47.7362%;" data-mce-style="width: 47.7362%;">SL-20L-24V 20A</td></tr><tr><td style="width: 48.2638%;" data-mce-style="width: 48.2638%;"><span>Series</span></td><td style="width: 47.7362%;" data-mce-style="width: 47.7362%;"><span>-</span></td></tr><tr><td style="width: 48.2638%;" data-mce-style="width: 48.2638%;"><span>Manufacturer</span></td><td style="width: 47.7362%;" data-mce-style="width: 47.7362%;"><span>Morningstar</span></td></tr></tbody></table></td></tr></tbody></table><p><br><strong>GENERAL SPECIFICATION</strong><br></p><table width="100%"><tbody><tr><td style="width: 49.0244%;" data-mce-style="width: 49.0244%;">Manufacturer</td><td style="width: 47.9756%;" data-mce-style="width: 47.9756%;"><span>Morningstar</span></td></tr><tr><td style="width: 49.0244%;" data-mce-style="width: 49.0244%;">Voltage</td><td style="width: 47.9756%;" data-mce-style="width: 47.9756%;"><span>12</span></td></tr><tr><td style="width: 49.0244%;" data-mce-style="width: 49.0244%;">Amps</td><td style="width: 47.9756%;" data-mce-style="width: 47.9756%;">20</td></tr><tr><td style="width: 49.0244%;" data-mce-style="width: 49.0244%;">Controller Type</td><td style="width: 47.9756%;" data-mce-style="width: 47.9756%;"><span>PWM</span></td></tr><tr><td style="width: 49.0244%;" data-mce-style="width: 49.0244%;">Length</td><td style="width: 47.9756%;" data-mce-style="width: 47.9756%;"><span>6.60 IN</span></td></tr><tr><td style="width: 49.0244%;" data-mce-style="width: 49.0244%;">Width</td><td style="width: 47.9756%;" data-mce-style="width: 47.9756%;"><span>2.18 IN</span></td></tr></tbody></table><p><strong>Warranty</strong><br data-mce-fragment="1"></p><ul><li>Â 25 years Warranty<br></li></ul><p>* Refer to warranty document for terms and conditions<br data-mce-fragment="1"><strong>Documentation</strong></p><table width="100%"><tbody><tr><td style="width: 24%;" data-mce-style="width: 24%;"><a href="https://www.amerescosolar.com/wp-content/uploads/SunLight-ProductDataSheet.pdf"><span style="color: #2b00ff;" data-mce-style="color: #2b00ff;">Data Sheet</span></a></td></tr></tbody></table><p><br><strong>Detailed Information</strong><br></p><p>The SunLight SL-20L-24V 20A solar lighting controller from Morningstar combines the SunSaver architecture with a microcontroller for automatic lighting control. Established reliability, precise lighting control, and PWM battery charging are all features of the SunLight series technology. There are four different models available: 12 Volt 10 Amp, 12 Volt 20 Amp, 24 Volt 10 Amp, and 24 Volt 20 Amp.</p><p>Individual lighting control features on Morningstar's SunLight charge controllers include determining day and night with ten different preset lighting control options, calculating the duration of the night, and more (which is calculated by taking a moving four-night average, and adjusts for seasonal changes). SunLight's controller series has a fifteen-year projected life cycle, is simple to use, and has a high performance with low self-consumption. The SunLight-10 has a SunSaver battery charging circuit that operates in parallel with the SunSaver for 40 Amps solar.<br></p><p><strong>High reliability</strong></p><p>Microcontroller digital accuracy</p><p>Fully automatic operation</p><p>Ten field adjustable lighting control options</p><p>Special on/off/on lighting functions</p><p>Manual test capability</p></td></tr></tbody></table>
USCC100-0002 | 395.51 | FM60-150VDC | Outback Power Flexmax FM60-150VDC Mppt Charge Controller | <p>The Outback Power FM100-300VDC MPPT Charge Controller with AFCI is a high-performance solar charge controller designed to efficiently manage and charge battery systems. It is capable of handling higher voltages from photovoltaic (PV) arrays, allowing for longer wire runs and the use of smaller wire sizes. With integrated Ground Fault Circuit Interrupter (GFCI) and Arc Fault Circuit Interrupter (AFCI) features, this controller enhances safety and performance in your solar power system.</p><p><strong>Product Specifications:</strong></p><ul><li>Maximum Current Rating: 100 Amperes (100A)</li><li>Maximum PV Voltage: 300 Volts DC (300VDC)</li><li>Compatible Battery System Voltages: 24VDC, 36VDC, 48VDC</li><li>Enclosure Type: NEMA 3R (Suitable for outdoor installation)</li><li>Integrated GFCI and AFCI for added safety</li><li>Maximum PV Input Voltage without damage: 300VDC</li><li>Four-stage charging for efficient battery management</li><li>Wide operating temperature range</li><li>Built-in PV ground fault detection, interruption, and indication</li><li>Requires OutBack Power MATE3s or AXS Card MODBUS/TCP interface for programming and monitoring (no onboard display)</li><li>Remote configuration, monitoring, and control through OutBack network communications and OPTICS RE</li><li>Remote temperature sensor (RTS) not included in the kit</li><li>UL certified</li><li>5-year warranty</li></ul><p><strong>Key Features:</strong></p><ul><li><p><strong>High Voltage Handling:</strong> The FM100-300VDC-AFCI can accept higher voltages from PV arrays, allowing for extended wire runs and reducing the need for heavy-gauge wiring.</p></li><li><p><strong>Multi-Voltage Compatibility:</strong> This charge controller is compatible with 24VDC, 36VDC, and 48VDC battery systems, offering flexibility for different solar power setups.</p></li><li><p><strong>Fast Charging:</strong> The controller can charge batteries quickly, aiding in efficient energy storage and allowing users to sell excess power back to the grid, enhancing the return on investment.</p></li><li><p><strong>Safety Features:</strong> Integrated GFCI and AFCI features enhance safety by detecting ground faults and arc faults, protecting your system and equipment.</p></li><li><p><strong>Robust Construction:</strong> The NEMA 3R enclosure ensures that the internal components are protected from dust and moisture, making it suitable for outdoor installation.</p></li><li><p><strong>Remote Monitoring and Control:</strong> The controller can be programmed and monitored remotely via the OutBack Power MATE3s or AXS Card MODBUS/TCP interface, and it supports remote configuration, monitoring, and control through OutBack network communications and OPTICS RE.</p></li><li><p><strong>Warranty:</strong> Backed by a 5-year warranty, providing peace of mind and reliability for your solar power system.</p></li></ul><p>The Outback Power FM100-300VDC MPPT Charge Controller with AFCI offers advanced features and robust performance, making it an ideal choice for efficient and safe battery charging in solar energy applications.</p>
USIN100-0256 | 3659.51 | 865-6848-21 | Schneider Conext XW PRO 6848 6.8kw Hybrid Inverter | <p data-sourcepos="5:1-5:300">The Schneider Conext XW PRO 6848 is a hybrid inverter that is designed for residential and commercial solar power systems. It is a highly efficient inverter that can convert DC solar power to AC power with an efficiency of up to 98%. The inverter also features a number of advanced features, such as:</p><ul data-sourcepos="7:1-11:0"><li data-sourcepos="7:1-7:127">Grid-tie functionality: This allows the inverter to connect to the utility grid and sell excess solar power back to the grid.</li><li data-sourcepos="8:1-8:142">Off-grid functionality: This allows the inverter to operate independently of the utility grid, providing backup power during a power outage.</li><li data-sourcepos="9:1-9:106">Battery backup functionality: This allows the inverter to store solar energy in batteries for later use.</li><li data-sourcepos="10:1-11:0">Scalability: The inverter can be stacked with other inverters to increase the system's capacity.</li></ul><p data-sourcepos="12:1-12:18"><strong>Specifications</strong></p><ul data-sourcepos="14:1-25:0"><li data-sourcepos="14:1-14:20">Model: XW PRO 6848</li><li data-sourcepos="15:1-15:16">Series: XW PRO</li><li data-sourcepos="16:1-16:34">Manufacturer: Schneider Electric</li><li data-sourcepos="17:1-17:23">Type: Hybrid inverter</li><li data-sourcepos="18:1-18:33">Continuous power rating: 6.8 kW</li><li data-sourcepos="19:1-19:27">Peak power rating: 7.6 kW</li><li data-sourcepos="20:1-20:43">Operating voltage range: 120-240 volts AC</li><li data-sourcepos="21:1-21:23">Efficiency: up to 98%</li><li data-sourcepos="22:1-22:34">Dimensions: (LxWxH): 30 x 24 x 21 inches</li><li data-sourcepos="23:1-23:19">Weight:Â 155 lb</li><li data-sourcepos="24:1-25:0">Warranty: 5 years</li></ul><p data-sourcepos="26:1-26:24"><strong>Detailed Information</strong></p><p data-sourcepos="28:1-28:114">The Schneider Conext XW PRO 6848 is a versatile inverter that can be used in a variety of applications, including:</p><ul data-sourcepos="30:1-34:0"><li data-sourcepos="30:1-30:33">Residential solar power systems</li><li data-sourcepos="31:1-31:32">Commercial solar power systems</li><li data-sourcepos="32:1-32:30">Off-grid solar power systems</li><li data-sourcepos="33:1-34:0">Solar carports and parking garages</li></ul><p data-sourcepos="35:1-35:82">The inverter is easy to install and maintain, and it comes with a 5-year warranty.</p>
USCC100-0016 | 716.55 | 150 96A | MidNite Solar Classic 150 96A 150VDC MPPT Charge Controller | <p>The MidNite Solar Classic 150 96A MPPT Charge Controller is a versatile and high-performance charge controller designed to enhance the efficiency and capabilities of your renewable energy systems. This charge controller is a part of the MidNite Classic line, known for its flexibility and safety features, including built-in Arc Fault Detection, making it one of the safest controllers available. It is suitable for various DC input sources, including PV, approved hydro, and wind turbines.</p><p><strong>General Specifications:</strong></p><ul><li><strong>Type:</strong> Charger Controller</li><li><strong>Weight:</strong> 17.00 LBS</li><li><strong>Height:</strong> 8.00 (in)</li><li><strong>Depth:</strong> 15.00 (in)</li></ul><p><strong>Warranty:</strong></p><ul><li>Manufacturer 5 Years Warranty</li></ul><p><strong>Documentation:</strong></p><ul><li><a href="https://www.altestore.com/static/datafiles/Others/Classic250_MPPT_Datasheet_V2.pdf" target="_new">Data Sheet</a></li></ul><p><strong>Detailed Information:</strong> The MidNite Solar Classic 150 96A MPPT Charge Controller offers advanced features and capabilities for monitoring and optimizing your renewable energy systems. It is compatible with WindowsÂ© 7, Vista, and XP, as well as Mac OS X. You can monitor your Classics over your local network or the Internet using the MidNite Solar Local Application, which can be downloaded from their website. This charge controller provides 380 days of daily data logging, which can be viewed on your PC via the local network or using the optional MNGP (MidNite Graphic Display Panel).</p><p>Key Features:</p><ul><li>Operating voltages of 150, 200, and 250V.</li><li>Supports 12-72V battery charging as a standard.</li><li>Built-in DC-GFP (Ground Fault Protection) and Arc Fault Detector.</li><li>High reliability.</li><li>Battery temperature sensor included.</li><li>Supports solar, wind, and hydro MPPT modes.</li><li>Remote and local displays are possible.</li></ul><p>The MidNite Solar Classic 150 96A MPPT Charge Controller is a reliable and efficient solution for optimizing the performance of your renewable energy systems. Its comprehensive monitoring and safety features make it a valuable tool for assessing energy production throughout various times of the year for solar, wind, or hydro systems.</p>
USIN100-0308 | 3640.45 | GS8048A-01 8.0KW | Outback Power GS8048A-01 8.0KW Battery-based Inverter | <p data-sourcepos="5:1-5:407">The Outback Power GS8048A-01 is a 8.0kW battery-based inverter that is designed for residential and commercial solar power systems. It is a transformerless inverter, which means that it is more efficient and has a smaller footprint than traditional inverters. The GS8048A-01 also features Outback Power's Grid/Hybrid technology, which allows it to be used in both grid-tied and off-grid solar power systems.</p><p data-sourcepos="7:1-7:18"><strong>Specifications</strong></p><ul data-sourcepos="9:1-18:0"><li data-sourcepos="9:1-9:19">Model: GS8048A-01</li><li data-sourcepos="10:1-10:29">Manufacturer: Outback Power</li><li data-sourcepos="11:1-11:36">Continuous AC Power Output: 8000 W</li><li data-sourcepos="12:1-12:32">Max Operating Voltage: 600 VDC</li><li data-sourcepos="13:1-13:32">Min Operating Voltage: 200 VDC</li><li data-sourcepos="14:1-14:26">Battery Voltages: 48 VDC</li><li data-sourcepos="15:1-15:33">Warranty: Manufacturer 10 Years</li><li data-sourcepos="16:1-16:24">Weight:141 lb</li><li data-sourcepos="17:1-18:0">Dimensions: (LxWxH): 15 x 21 x 34 inches</li></ul><p data-sourcepos="19:1-19:24"><strong>Detailed Information</strong></p><ul data-sourcepos="21:1-25:0"><li data-sourcepos="21:1-21:74"><strong>Transformerless design</strong><span>Â </span>is more efficient and has a smaller footprint</li><li data-sourcepos="22:1-22:100"><strong>Grid/Hybrid technology</strong><span>Â </span>allows it to be used in both grid-tied and off-grid solar power systems</li><li data-sourcepos="23:1-23:89"><strong>Remote monitoring and control</strong><span>Â </span>allows you to monitor your solar system from anywhere</li><li data-sourcepos="24:1-25:0"><strong>10-year warranty</strong><span>Â </span>gives you peace of mind</li></ul><p data-sourcepos="26:1-26:26"><strong>Additional Information</strong></p><p data-sourcepos="28:1-28:224">The Outback Power GS8048A-01 is also compatible with a variety of battery types, including lead-acid, lithium-ion, and flow batteries. It has a built-in battery management system (BMS) that monitors and controls the battery.</p><p data-sourcepos="30:1-30:23">I hope this is helpful!</p><p data-sourcepos="32:1-32:70">Here are some other features of the Outback Power GS8048A-01 inverter:</p><ul data-sourcepos="34:1-37:0"><li data-sourcepos="34:1-34:72">It can be used with a variety of solar panel types and configurations.</li><li data-sourcepos="35:1-35:93">It has a built-in DC disconnect, which helps to protect the system from electrical hazards.</li><li data-sourcepos="36:1-37:0">It is compatible with Outback Power's Remote Management System (RMS), which allows you to monitor and control the inverter from anywhere.</li></ul>
USCC100-0020 | 274.38 | MNKID-B 30A | Midnite Solar MNKID-B 30A 150VDC MPPT Charge Controller | <p>The MidNite Solar MNKID-B 30A MPPT Charge Controller is a versatile and reliable charge controller designed to enhance the performance of renewable energy systems. This particular model is the black version of the controller and is suitable for 12V, 24V, 36V, and 48V battery output systems. The KID controller is known for its versatility and is ideal for small renewable energy setups. It allows for true input paralleling, making it a flexible choice for various power needs. As your energy requirements grow, you can easily expand your solar panel array and even add a second KID MPPT charge controller if needed. MidNite Part Number: MNKID-B.</p><p><strong>General Specifications:</strong></p><ul><li><strong>Battery Voltage:</strong> 12V-48V</li><li><strong>Battery Voltage Range:</strong> 9V-64V</li><li><strong>Operational Temperature Range:</strong> -40Â°C to 50Â°C</li><li><strong>Dimensions:</strong> 11.75 x 11.75 x 5.5 inches</li></ul><p><strong>Warranty:</strong></p><ul><li>Manufacturer 5 Years Warranty</li></ul><p><strong>Documentation:</strong></p><ul><li><a href="https://www.invertersupply.com/media/data/spec_sheet_kid_frontBack.pdf" target="_new">Data Sheet</a></li></ul><p><strong>Detailed Information:</strong> The MidNite Solar MNKID-B 30A MPPT Charge Controller is designed to meet the needs of renewable energy systems with ease. It offers high reliability and comes with a range of features to ensure efficient operation. The controller includes lighting control options such as dusk-dawn, hourly, day, and night settings.</p><p>Key Features:</p><ul><li>Supports battery output of up to 30 amps with low input voltage based on PV configuration.</li><li>Fanless design for silent operation.</li><li>Reverse polarity protection for added safety.</li><li>Battery temperature sensor (MNBTS) is standard with the marine version.</li><li>Front panel exchangeable fuses for battery, input, and load/clipper.</li></ul><p>The MidNite Solar MNKID-B 30A MPPT Charge Controller is a dependable choice for small to medium-sized renewable energy systems. Its versatility and reliability make it a valuable addition to your solar, wind, or hydro power setup, allowing you to expand your system as your energy needs grow.</p>
USCC100-0007 | 673.2 | XW 865-1030-1 60A | Schneider Conext XW 865-1030-1 60A 150VDC MPPT Charge Controller | <div data-testid="conversation-turn-16" class="group w-full text-token-text-primary border-b border-black/10 dark:border-gray-900/50 bg-gray-50 dark:bg-[#444654]"><div class="p-4 justify-center text-base md:gap-6 md:py-6 m-auto"><div class="flex flex-1 gap-4 text-base mx-auto md:gap-6 md:max-w-2xl lg:max-w-[38rem] xl:max-w-3xl }"><div class="relative flex w-[calc(100%-50px)] flex-col gap-1 md:gap-3 lg:w-[calc(100%-115px)]"><div class="flex flex-grow flex-col gap-3 max-w-full"><div class="min-h-[20px] flex flex-col items-start gap-3 overflow-x-auto whitespace-pre-wrap break-words"><div class="markdown prose w-full break-words dark:prose-invert light"><p>The power of the sun efficiently with the Schneider Electric MPPT 60-150 Solar Charge Controller. This controller is specially designed to track the electrical maximum power point of a photovoltaic (PV) array, ensuring that you receive the maximum current available for charging batteries. As it charges, the controller expertly regulates battery voltage and output current based on the energy harvested from the PV array and the state-of-charge of the battery.</p><p><strong>Specifications:</strong></p><ul><li><strong>Model:</strong> XW 865-1030-1 60A</li><li><strong>Series:</strong> Not specified</li><li><strong>Manufacturer:</strong> Schneider</li></ul><p><strong>General Specifications:</strong></p><ul><li><strong>Operating Voltage:</strong> 150 VDC</li><li><strong>Max Input (PV) Current:</strong> 60 A</li><li><strong>Color:</strong> White</li></ul><p><strong>Warranty:</strong> Enjoy peace of mind with a 5-year manufacturer warranty. Please refer to the warranty document for terms and conditions.</p><p><strong>Documentation:</strong></p><ul><li><a href="https://cdn.myced.com/images/Products/ZZ0000/ZZ3067/00000/ZZ306700010_DS.pdf" target="_new">Data Sheet</a></li></ul><p><strong>Detailed Information:</strong> The Conext XW Solar Charge Controller (XW SCC) stands out as a formidable player in the realm of photovoltaic (PV) charge controllers. It continuously monitors the PV array's electrical maximum power point, ensuring that you harness the utmost available current for battery charging. Moreover, it skillfully manages the battery voltage and output current, utilizing the energy provided by the PV array while considering the battery's state-of-charge.</p><p><strong>Key Features:</strong></p><ul><li><strong>High Reliability:</strong> Maximum Power Point Tracking (MPPT) technology ensures that the most power is drawn from your PV array, optimizing efficiency.</li><li><strong>Safety First:</strong> The controller comes with integrated PV ground-fault protection, enhancing safety.</li><li><strong>Stellar Performance:</strong> It is ultra-reliable with selectable two or three-stage charging algorithms. Manual equalization helps maximize system performance and prolong battery life.</li><li><strong>Versatile:</strong> The controller features a configurable auxiliary output, offering flexibility for different applications.</li></ul><p>Experience next-level solar charging with the Schneider Conext XW 865-1030-1 60A 150VDC MPPT Charge Controller. It offers advanced features to maximize the efficiency of your solar power system and ensure reliable battery charging.</p></div></div></div></div></div></div></div>
USCC100-0021 | 321.82 | MNMPPT60DIY | MidNite Solar MNMPPT60DIY 60A 150VDC MPPT Charge Controller | <p>The MidNite Solar MNMPPT60DIY is a powerful and flexible charge controller designed for use in renewable energy systems. With a high charging capacity of 60A and compatibility with up to 150VDC input, this charge controller is an excellent addition to any 12V, 24V, or 48V battery system. It offers reliable performance and flexibility to meet the needs of your renewable energy setup.</p><p><strong>Specifications:</strong></p><ul><li><strong>Model:</strong> MNMPPT60DIY</li><li><strong>Manufacturer:</strong> Midnite</li></ul><p><strong>General Specifications:</strong></p><ul><li><strong>Maximum Input Voltage:</strong> 150 VDC</li><li><strong>Current Output:</strong> 60 A</li><li><strong>Material:</strong> Plastic</li><li><strong>Voltage Compatibility:</strong> 12 / 24 / 36 / 48 VDC</li></ul><p><strong>Warranty:</strong></p><ul><li>Manufacturer 12 Years Warranty</li></ul><p><strong>Documentation:</strong></p><ul><li><a href="https://www.invertersupply.com/media/data/10-528-1_REV-MNMPPT60DIY_Manual.pdf" target="_new">Data Sheet</a></li></ul><p><strong>Detailed Information:</strong> The MidNite Solar MNMPPT60DIY is designed to provide efficient and reliable charge control for renewable energy systems. It features true Maximum Power Point Tracking (MPPT) technology, ensuring that your system operates at its peak efficiency.</p><p>Key Features:</p><ul><li>LCD display for monitoring and control.</li><li>User-friendly buttons and prompts for easy operation.</li><li>Lithium-compatible for versatility.</li><li>High efficiency, with up to 99% efficiency rating.</li><li>20-30% more efficient than PWM style controllers.</li><li>Over Current Protection, allowing for more PV input than the unit can process.</li></ul><p>With its robust charging capability and compatibility with various battery voltages, the MNMPPT60DIY is a dependable choice for maximizing the performance of your renewable energy system. Whether you have a 12V, 24V, or 48V battery setup, this charge controller can help you make the most of your solar power source.</p>
USIN100-0142 | 546.52 | MN3024DIY | MidNite Solar MN3024DIY 3.0KW Battery Based Inverter W/ 100V MPPT Charge Controller | <p data-mce-fragment="1">The MidNite Solar MN3024DIY Inverter/Charger is a reliable 3000-watt, 24-volt inverter featuring a built-in 100-volt, 80-amp MPPT charge controller. This versatile unit exhibits exceptional surge capacity, capable of powering even the most demanding 120-volt loads. With efficient and rapid charging capabilities, it can charge a wide range of battery chemistries, including AGM, lead-acid, and lithium batteries. Designed for easy installation, the MN3024DIY seamlessly integrates into your off-grid power system, offering dependable energy solutions.</p><p data-mce-fragment="1"><strong data-mce-fragment="1">SPECIFICATIONS:</strong></p><ul data-mce-fragment="1"><li data-mce-fragment="1"><strong data-mce-fragment="1">Model:</strong> MN3024DIY</li><li data-mce-fragment="1"><strong data-mce-fragment="1">Series:</strong> -</li><li data-mce-fragment="1"><strong data-mce-fragment="1">Manufacturer:</strong> Midnite</li></ul><p data-mce-fragment="1"><strong data-mce-fragment="1">GENERAL SPECIFICATIONS:</strong></p><ul data-mce-fragment="1"><li data-mce-fragment="1"><strong data-mce-fragment="1">System Voltage:</strong> 24VDC</li><li data-mce-fragment="1"><strong data-mce-fragment="1">Rated AC Output Power:</strong> 3000W</li><li data-mce-fragment="1"><strong data-mce-fragment="1">PV Panel MPPT Voltage:</strong> 30-95V</li><li data-mce-fragment="1"><strong data-mce-fragment="1">Max PV Array Power:</strong> 1400W</li><li data-mce-fragment="1"><strong data-mce-fragment="1">Input/Output Frequency:</strong> 60 Hz</li><li data-mce-fragment="1"><strong data-mce-fragment="1">Max AC Battery Charging Current:</strong> 40A</li><li data-mce-fragment="1"><strong data-mce-fragment="1">Max PV Input Voltage:</strong> 100V</li><li data-mce-fragment="1"><strong data-mce-fragment="1">Dimensions:</strong> 14.90"L x 11.03"W x 4.06"H</li></ul><p data-mce-fragment="1"><strong data-mce-fragment="1">Warranty:</strong></p><ul data-mce-fragment="1"><li data-mce-fragment="1">Manufacturer 12 Years Warranty</li><li data-mce-fragment="1">Refer to the warranty document for terms and conditions</li></ul><p data-mce-fragment="1"><strong data-mce-fragment="1">Documentation:</strong></p><ul data-mce-fragment="1"><li data-mce-fragment="1"><a data-mce-fragment="1" href="https://www.solar-electric.com/lib/wind-sun/MN3024_5048_frontBack.pdf" target="_new" data-mce-href="https://www.solar-electric.com/lib/wind-sun/MN3024_5048_frontBack.pdf">Data Sheet</a></li></ul><p data-mce-fragment="1"><strong data-mce-fragment="1">Detailed Information:</strong> The MidNite Solar MN3024DIY Inverter/Charger is a dependable 3000-watt, 24-volt inverter equipped with a built-in 100-volt, 80-amp MPPT charge controller. It boasts excellent surge capacity, capable of handling even the most demanding 120-volt loads. This inverter's battery charger is compatible with a variety of battery chemistries, including AGM, lead-acid, and lithium batteries, ensuring efficient and rapid charging. Installation is made simple, and the MN3024DIY seamlessly integrates into your off-grid power system.</p><p data-mce-fragment="1"><strong data-mce-fragment="1">Key Features:</strong></p><ul data-mce-fragment="1"><li data-mce-fragment="1">High Reliability</li><li data-mce-fragment="1">Built-in MPPT charge controller</li><li data-mce-fragment="1">Flexible programming options</li><li data-mce-fragment="1">Compatible with flooded lead-acid, sealed lead-acid, and lithium batteries</li><li data-mce-fragment="1">Lightweight and easy to install</li></ul><p data-mce-fragment="1">Upgrade your off-grid power system with the MidNite Solar MN3024DIY Inverter/Charger for a dependable and efficient energy solution.</p>
USCC100-0028 | 37.84 | SG-4 4.5A | Morningstar Sunguard SG-4 4.5A 12VDC PWM Charge Controller | <table width="100%" data-mce-fragment="1"><tbody data-mce-fragment="1"><tr data-mce-fragment="1"><td style="width: 955.59px;" data-mce-fragment="1" data-mce-style="width: 955.59px;"><strong>Morningstar Sunguard SG-4 4.5A 12VDC PWM Charge Controller</strong></td></tr><tr data-mce-fragment="1"><td style="width: 955.59px;" data-mce-fragment="1" data-mce-style="width: 955.59px;"><p data-mce-fragment="1"><span>Morningstar's SunGuard SG-4 is the world's leading single module controller. We have combined all the advantages of our SunSaver charging circuit with less expensive packaging to provide an economical controller for small PV systems. Morningstarâ€™s SunGuard is the most advanced small, economical solar charge controller on the market today.</span></p><p><strong>SPECIFICATIONS</strong><br></p><table width="100%"><tbody><tr><td style="width: 58.8309%;" data-mce-style="width: 48.2638%;"><span>Model</span></td><td style="width: 36.1691%;" data-mce-style="width: 47.7362%;">SG-4 4.5A</td></tr><tr><td style="width: 58.8309%;" data-mce-style="width: 48.2638%;"><span>Series</span></td><td style="width: 36.1691%;" data-mce-style="width: 47.7362%;"><span>-</span></td></tr><tr><td style="width: 58.8309%;" data-mce-style="width: 48.2638%;"><span>Manufacturer</span></td><td style="width: 36.1691%;" data-mce-style="width: 47.7362%;">Morningstar</td></tr></tbody></table></td></tr></tbody></table><p><br><strong>GENERAL SPECIFICATIONS</strong><br></p><table width="100%"><tbody><tr><td style="width: 49.0244%;" data-mce-style="width: 49.0244%;">Rated Solar Input</td><td style="width: 47.9756%;" data-mce-style="width: 47.9756%;"><span>4.5 Amps</span></td></tr><tr><td style="width: 49.0244%;" data-mce-style="width: 49.0244%;">Max. Input (5 min.)</td><td style="width: 47.9756%;" data-mce-style="width: 47.9756%;"><span>5.5 Amps</span></td></tr><tr><td style="width: 49.0244%;" data-mce-style="width: 49.0244%;">System Voltage</td><td style="width: 47.9756%;" data-mce-style="width: 47.9756%;"><span>12 Volts</span></td></tr><tr><td style="width: 49.0244%;" data-mce-style="width: 49.0244%;">Max. Solar Voltage</td><td style="width: 47.9756%;" data-mce-style="width: 47.9756%;"><span>30 Volts</span></td></tr></tbody></table><p><strong>Warranty</strong><br data-mce-fragment="1"></p><ul><li>Manufacturer 5 Years Warranty</li></ul><p>* Refer to warranty document for terms and conditions<br data-mce-fragment="1"><strong>Documentation</strong></p><table width="100%"><tbody><tr><td style="width: 24%;" data-mce-style="width: 24%;"><a href="https://www.emarineinc.com/pdf/MorningStar/SunGuard%20Datasheet.pdf"><span style="color: #2b00ff;" data-mce-style="color: #2b00ff;">Data Sheet</span></a></td></tr></tbody></table><p><br><strong>Detailed Information</strong></p><p><span>SunGuard is a single module, compact solar charge controller for small systems, ideal for both professional and consumer use. Featuring the same components, charging circuit, and build quality of Morningstar's industry-leading SunSaver controllers, SunGuard is easily the most compact, advanced and economical solar charge controller on the market today. With SunGuard, there's no reason not to insist on Morningstar quality with any system designâ€”no matter how small.</span></p><p><span></span><strong>High Reliability</strong></p><p>Temperature compensation , No need to derate</p><p>Lightning protected with 1500 W transorbs</p><p>Self-consumption is 6 mA</p><p>Fully encapsulated in epoxy potting</p>
USCC100-0032 | 75.68 | SS-10-12V | Morningstar Sunsaver SS-10-12V 10A 12VDC PWM Charge Controller | <table data-mce-fragment="1" width="100%"><tbody data-mce-fragment="1"><tr data-mce-fragment="1"><td data-mce-fragment="1"><strong>Morningstar Sunsaver SS-10-12V 10A 12VDC PWM Charge Controller</strong></td></tr><tr data-mce-fragment="1"><td data-mce-fragment="1"><p><span data-mce-fragment="1">Morningstar SunLight SS-10-12V 10A Charge Controller 10 amp, 12 volt solar charge controller 100% Solid State with true 0-100% PWM duty cycle. Rated for up to 25% overloads</span></p><table width="100%"><tbody><tr><td><table width="100%"><tbody><tr><td style="width: 51.4725%;" data-mce-style="width: 51.4725%;"><br></td><td style="width: 45.8759%;" data-mce-style="width: 45.8759%;"><br></td></tr><tr><td style="width: 51.4725%;" data-mce-style="width: 51.4725%;"><div style="text-align: left;"><img src="https://cdn.shopify.com/s/files/1/0566/3408/1340/files/Screenshot_9_acafcdb0-9906-438d-a6c8-21cab78a5df4_480x480.png?v=1677842212" alt="Description image" style="margin-bottom: 16px; float: none;"></div></td><td style="width: 45.8759%;" data-mce-style="width: 45.8759%;"><br></td></tr><tr><td style="width: 51.4725%;" data-mce-style="width: 51.4725%;"></td><td style="width: 45.8759%;" data-mce-style="width: 45.8759%;"></td></tr></tbody></table><table width="100%"><tbody><tr><td style="width: 48.2638%;" data-mce-style="width: 48.2638%;"><span>Model</span></td><td style="width: 47.7362%;" data-mce-style="width: 47.7362%;">SS-10-12V 10AÂ </td></tr><tr><td style="width: 48.2638%;" data-mce-style="width: 48.2638%;"><span>Series</span></td><td style="width: 47.7362%;" data-mce-style="width: 47.7362%;"><span>-</span></td></tr><tr><td style="width: 48.2638%;" data-mce-style="width: 48.2638%;"><span>Manufacturer</span></td><td style="width: 47.7362%;" data-mce-style="width: 47.7362%;"><span>Morningstar</span></td></tr></tbody></table></td></tr></tbody></table><p><br><strong>GENERAL SPECIFICATION</strong><br></p><table width="100%"><tbody><tr><td style="width: 49.0244%;" data-mce-style="width: 49.0244%;">Manufacturer</td><td style="width: 47.9756%;" data-mce-style="width: 47.9756%;"><span>Morningstar</span></td></tr><tr><td style="width: 49.0244%;" data-mce-style="width: 49.0244%;">Voltage</td><td style="width: 47.9756%;" data-mce-style="width: 47.9756%;"><span>12</span></td></tr><tr><td style="width: 49.0244%;" data-mce-style="width: 49.0244%;">Amps</td><td style="width: 47.9756%;" data-mce-style="width: 47.9756%;"><span>10</span></td></tr><tr><td style="width: 49.0244%;" data-mce-style="width: 49.0244%;">Controller Type</td><td style="width: 47.9756%;" data-mce-style="width: 47.9756%;"><span>PWM</span></td></tr><tr><td style="width: 49.0244%;" data-mce-style="width: 49.0244%;">Length</td><td style="width: 47.9756%;" data-mce-style="width: 47.9756%;"><span>6.60 IN</span></td></tr><tr><td style="width: 49.0244%;" data-mce-style="width: 49.0244%;">Width</td><td style="width: 47.9756%;" data-mce-style="width: 47.9756%;"><span>2.18 IN</span></td></tr></tbody></table><p><strong>Warranty</strong><br data-mce-fragment="1"></p><ul><li>Â 25 years Warranty<br></li></ul><p>* Refer to warranty document for terms and conditions<br data-mce-fragment="1"><strong>Documentation</strong></p><table width="100%"><tbody><tr><td style="width: 24%;" data-mce-style="width: 24%;"><a href="https://www.amerescosolar.com/wp-content/uploads/SunLight-ProductDataSheet.pdf"><span style="color: #2b00ff;" data-mce-style="color: #2b00ff;">Data Sheet</span></a></td></tr></tbody></table><p><br><strong>Detailed Information</strong><br></p><p>The SunLight SS-10-12V 10AÂ solar lighting controller from Morningstar combines the SunSaver architecture with a microcontroller for automatic lighting control. Established reliability, precise lighting control, and PWM battery charging are all features of the SunLight series technology. There are four different models available: 12 Volt 10 Amp, 12 Volt 20 Amp, 24 Volt 10 Amp, and 24 Volt 20 Amp.</p><p>Individual lighting control features on Morningstar's SunLight charge controllers include determining day and night with ten different preset lighting control options, calculating the duration of the night, and more (which is calculated by taking a moving four-night average, and adjusts for seasonal changes). SunLight's controller series has a fifteen-year projected life cycle, is simple to use, and has a high performance with low self-consumption. The SunLight-10 has a SunSaver battery charging circuit that operates in parallel with the SunSaver for 40 Amps solar.<br></p><p><strong>High reliability</strong></p><p>Microcontroller digital accuracy</p><p>Fully automatic operation</p><p>Ten field adjustable lighting control options</p><p>Special on/off/on lighting functions</p><p>Manual test capability</p></td></tr></tbody></table>
USCC100-0033 | 90.54 | SS-10-12V 10A | Morningstar Sunsaver SS-10L-12V 10A 12VDC Pwm Charge Controller | <table data-mce-fragment="1" width="100%"><tbody data-mce-fragment="1"><tr data-mce-fragment="1"><td data-mce-fragment="1"><strong>Morningstar Sunsaver SS-10L-12V 10A 12VDC Pwm Charge Controller</strong></td></tr><tr data-mce-fragment="1"><td data-mce-fragment="1"><p><span data-mce-fragment="1">Morningstar SunLight SS-10-12V 10A Charge Controller 10 amp, 12 volt solar charge controller 100% Solid State with true 0-100% PWM duty cycle. Rated for up to 25% overloads</span></p><table width="100%"><tbody><tr><td><table width="100%"><tbody><tr><td style="width: 51.4725%;" data-mce-style="width: 51.4725%;"><br></td><td style="width: 45.8759%;" data-mce-style="width: 45.8759%;"><br></td></tr><tr><td style="width: 51.4725%;" data-mce-style="width: 51.4725%;"><div style="text-align: left;"><img src="https://cdn.shopify.com/s/files/1/0566/3408/1340/files/Screenshot_9_acafcdb0-9906-438d-a6c8-21cab78a5df4_480x480.png?v=1677842212" alt="Description image" style="margin-bottom: 16px; float: none;"></div></td><td style="width: 45.8759%;" data-mce-style="width: 45.8759%;"><br></td></tr><tr><td style="width: 51.4725%;" data-mce-style="width: 51.4725%;"></td><td style="width: 45.8759%;" data-mce-style="width: 45.8759%;"></td></tr></tbody></table><table width="100%"><tbody><tr><td style="width: 48.2638%;" data-mce-style="width: 48.2638%;"><span>Model</span></td><td style="width: 47.7362%;" data-mce-style="width: 47.7362%;">SS-10-12V 10AÂ </td></tr><tr><td style="width: 48.2638%;" data-mce-style="width: 48.2638%;"><span>Series</span></td><td style="width: 47.7362%;" data-mce-style="width: 47.7362%;"><span>-</span></td></tr><tr><td style="width: 48.2638%;" data-mce-style="width: 48.2638%;"><span>Manufacturer</span></td><td style="width: 47.7362%;" data-mce-style="width: 47.7362%;"><span>Morningstar</span></td></tr></tbody></table></td></tr></tbody></table><p><br><strong>GENERAL SPECIFICATION</strong><br></p><table width="100%"><tbody><tr><td style="width: 49.0244%;" data-mce-style="width: 49.0244%;">Manufacturer</td><td style="width: 47.9756%;" data-mce-style="width: 47.9756%;"><span>Morningstar</span></td></tr><tr><td style="width: 49.0244%;" data-mce-style="width: 49.0244%;">Voltage</td><td style="width: 47.9756%;" data-mce-style="width: 47.9756%;"><span>12</span></td></tr><tr><td style="width: 49.0244%;" data-mce-style="width: 49.0244%;">Amps</td><td style="width: 47.9756%;" data-mce-style="width: 47.9756%;"><span>10</span></td></tr><tr><td style="width: 49.0244%;" data-mce-style="width: 49.0244%;">Controller Type</td><td style="width: 47.9756%;" data-mce-style="width: 47.9756%;"><span>PWM</span></td></tr><tr><td style="width: 49.0244%;" data-mce-style="width: 49.0244%;">Length</td><td style="width: 47.9756%;" data-mce-style="width: 47.9756%;"><span>6.60 IN</span></td></tr><tr><td style="width: 49.0244%;" data-mce-style="width: 49.0244%;">Width</td><td style="width: 47.9756%;" data-mce-style="width: 47.9756%;"><span>2.18 IN</span></td></tr></tbody></table><p><strong>Warranty</strong><br data-mce-fragment="1"></p><ul><li>Â 25 years Warranty<br></li></ul><p>* Refer to warranty document for terms and conditions<br data-mce-fragment="1"><strong>Documentation</strong></p><table width="100%"><tbody><tr><td style="width: 24%;" data-mce-style="width: 24%;"><a href="https://www.amerescosolar.com/wp-content/uploads/SunLight-ProductDataSheet.pdf"><span style="color: #2b00ff;" data-mce-style="color: #2b00ff;">Data Sheet</span></a></td></tr></tbody></table><p><br><strong>Detailed Information</strong><br></p><p>The SunLight SS-10-12V 10AÂ solar lighting controller from Morningstar combines the SunSaver architecture with a microcontroller for automatic lighting control. Established reliability, precise lighting control, and PWM battery charging are all features of the SunLight series technology. There are four different models available: 12 Volt 10 Amp, 12 Volt 20 Amp, 24 Volt 10 Amp, and 24 Volt 20 Amp.</p><p>Individual lighting control features on Morningstar's SunLight charge controllers include determining day and night with ten different preset lighting control options, calculating the duration of the night, and more (which is calculated by taking a moving four-night average, and adjusts for seasonal changes). SunLight's controller series has a fifteen-year projected life cycle, is simple to use, and has a high performance with low self-consumption. The SunLight-10 has a SunSaver battery charging circuit that operates in parallel with the SunSaver for 40 Amps solar.<br></p><p><strong>High reliability</strong></p><p>Microcontroller digital accuracy</p><p>Fully automatic operation</p><p>Ten field adjustable lighting control options</p><p>Special on/off/on lighting functions</p><p>Manual test capability</p></td></tr></tbody></table>
USCC100-0024 | 218.92 | PS-30M 30A | Morningstar Prostar PS-30M 30A PWM Charge Controller | <table data-mce-fragment="1" width="100%"><tbody data-mce-fragment="1"><tr data-mce-fragment="1"><td data-mce-fragment="1" style="width: 955.59px;" data-mce-style="width: 955.59px;"><strong>Morningstar Prostar PS-30M 30A PWM Charge Controller</strong></td></tr><tr data-mce-fragment="1"><td data-mce-fragment="1" style="width: 955.59px;" data-mce-style="width: 955.59px;"><p><span>Morningstarâ€™s ProStar is the worldâ€™s leading mid-range solar controller for both professional and consumer applications. This second generation ProStar.Â </span>Adds new features and protections using highly advanced technology Provides longer battery life and improved system performance Sets new standards for reliability and self-diagnostics<br></p></td></tr></tbody></table><p><strong><br>SPECIFICATIONS</strong><br></p><table width="100%"><tbody><tr><td style="width: 48.2638%;"><span>Model</span></td><td style="width: 47.7362%;">PS-30M 30A</td></tr><tr><td style="width: 48.2638%;"><span>Series</span></td><td style="width: 47.7362%;"><span>-</span></td></tr><tr><td style="width: 48.2638%;"><span>Manufacturer</span></td><td style="width: 47.7362%;">Morningstar</td></tr></tbody></table><p><br><strong>GENERAL SPECIFICATIONS</strong><br></p><table width="100%"><tbody><tr><td style="width: 49.0244%;" data-mce-style="width: 49.0244%;"><span>Low Voltage Disconnect</span></td><td style="width: 47.9756%;" data-mce-style="width: 47.9756%;"><span>Yes</span></td></tr><tr><td style="width: 49.0244%;" data-mce-style="width: 49.0244%;"><span>Charge Controller Voltage</span></td><td style="width: 47.9756%;" data-mce-style="width: 47.9756%;"><span>12 Volt</span></td></tr><tr><td style="width: 49.0244%;" data-mce-style="width: 49.0244%;"><span>Charge Controller Voltage</span></td><td style="width: 47.9756%;" data-mce-style="width: 47.9756%;"><span>24 Volt</span></td></tr><tr><td style="width: 49.0244%;" data-mce-style="width: 49.0244%;"><span>Operating temperature</span></td><td style="width: 47.9756%;" data-mce-style="width: 47.9756%;"><span>â€“ 40Â°C to + 60Â°C</span></td></tr></tbody></table><p><strong>Warranty</strong><br data-mce-fragment="1"></p><ul><li>Manufacturer 5 Years Warranty</li></ul><p>* Refer to warranty document for terms and conditions<br data-mce-fragment="1"><strong>Documentation</strong></p><table width="100%"><tbody><tr><td style="width: 24%;" data-mce-style="width: 24%;"><a href="https://www.altestore.com/static/datafiles/Others/ProStar_PS-15M_Gen3_Datasheet_V2.pdf" data-mce-href="https://www.altestore.com/static/datafiles/Others/ProStar_PS-15M_Gen3_Datasheet_V2.pdf"><span style="color: #2b00ff;" data-mce-style="color: #2b00ff;">Data Sheet</span></a></td></tr></tbody></table><p><br><strong>Detailed Information</strong></p><p><span>Morningstarâ€™s ProStar is the worldâ€™s leading mid-range solar controller for both professional and consumer applications. This second generation ProStar adds new features and protections using highly advanced technology. These improvements provide longer battery life and improved system performance. The ProStar line of controllers set new standards for reliability and self-diagnostics.</span></p><p>Reverse polarity</p><p>Reverse current at night</p><p><span></span><strong>High Reliability</strong></p><p>High voltage disconnect</p><p>High temperature disconnect</p><p>Lightning and transient surge protection</p><p>Loads protected from voltage spikes</p><p>Automatic recovery with all protections</p>
USCC100-0042 | 666.22 | TS-MPPT-60 60A | Morningstar Tristar TS-MPPT-60 60A 150VDC MPPT Charge Controller | <table width="100%" data-mce-fragment="1"><tbody data-mce-fragment="1"><tr data-mce-fragment="1"><td style="width: 955.59px;" data-mce-fragment="1" data-mce-style="width: 955.59px;"><strong>Morningstar Tristar TS-MPPT-60 60A 150VDC MPPT Charge Controller</strong></td></tr><tr data-mce-fragment="1"><td style="width: 955.59px;" data-mce-fragment="1" data-mce-style="width: 955.59px;"><p>Morningstar's TriStar Controller is a three-function controller that provides reliable solar battery charging, load control or diversion regulation. The controller operates in one of these modes at a time and two or more controllers may be used to provide multiple functions.</p><p>The TriStar uses advanced technology and automated production to provide exciting new features at a competitive cost. The optional TriStar meter is the most sophisticated and informative controller meter on the market. The controller is ETL Listed (UL1741) and TUV (IEC62109-1), and is designed for home systems and professional applications.</p><p><strong>SPECIFICATIONS</strong><br></p><table width="100%"><tbody><tr><td style="width: 48.2638%;" data-mce-style="width: 48.2638%;"><span>Model</span></td><td style="width: 47.7362%;" data-mce-style="width: 47.7362%;">TS-MPPT-60 60A</td></tr><tr><td style="width: 48.2638%;" data-mce-style="width: 48.2638%;"><span>Series</span></td><td style="width: 47.7362%;" data-mce-style="width: 47.7362%;"><span>-</span></td></tr><tr><td style="width: 48.2638%;" data-mce-style="width: 48.2638%;"><span>Manufacturer</span></td><td style="width: 47.7362%;" data-mce-style="width: 47.7362%;">Morningstar</td></tr></tbody></table></td></tr></tbody></table><p><br><strong>GENERAL SPECIFICATIONS</strong><br></p><table width="100%"><tbody><tr><td style="width: 49.0244%;" data-mce-style="width: 49.0244%;"><span>Battery Charging Voltages</span></td><td style="width: 47.9756%;" data-mce-style="width: 47.9756%;"><span>12-48V</span></td></tr><tr><td style="width: 49.0244%;" data-mce-style="width: 49.0244%;"><span>Dimensions</span></td><td style="width: 47.9756%;" data-mce-style="width: 47.9756%;"><span>9.3" x 10.0" x 2.8"</span></td></tr><tr><td style="width: 49.0244%;" data-mce-style="width: 49.0244%;"><span>Weight</span></td><td style="width: 47.9756%;" data-mce-style="width: 47.9756%;"><span>3.5 lb</span></td></tr><tr><td style="width: 49.0244%;" data-mce-style="width: 49.0244%;"><span>Operating Temperatures</span></td><td style="width: 47.9756%;" data-mce-style="width: 47.9756%;"><span>â€“40 Â°C to +60 Â°C</span></td></tr></tbody></table><p><strong>Warranty</strong><br data-mce-fragment="1"></p><ul><li>Manufacturer 5 Years Warranty</li></ul><p>* Refer to warranty document for terms and conditions<br data-mce-fragment="1"><strong>Documentation</strong></p><table width="100%"><tbody><tr><td style="width: 24%;" data-mce-style="width: 24%;"><a href="file:///C:/Users/rj/Downloads/54cdcfe06ea99c153f2029ca34ec85bb%20(1).pdf"><span style="color: #2b00ff;" data-mce-style="color: #2b00ff;">Data Sheet</span></a></td></tr></tbody></table><p><br><strong>Detailed Information</strong></p><p>Morningstarâ€™s TriStar PWM controller provides safe battery charging, load control and diversion regulation in your system. One unit operates in one of these three modes at a time, but several regulators can do all of them at once.Â </p><p>TS-60 has 60A current rating at 12-48 volts. It is fully adjustable with 7 different digital presets. The controller is quiet, simple to use and meets all necessary safety standards. You can connect it to your personal computer for remote control, custom settings and data logs.Â Â Â </p><p><span></span><strong>High Reliability</strong></p><p>Reverse polarity protection (anycombination)</p><p>Short-circuit protection</p><p>Overcurrent protection</p>
USCC100-0027 | 555.41 | PS-MPPT-40M 40A | Morningstar Prostar PS-MPPT-40M 40A Mppt Charge Controller | <table width="100%" data-mce-fragment="1"><tbody data-mce-fragment="1"><tr data-mce-fragment="1"><td style="width: 955.59px;" data-mce-fragment="1" data-mce-style="width: 955.59px;"><strong>Morningstar Prostar PS-MPPT-40M 40A Mppt Charge Controller</strong></td></tr><tr data-mce-fragment="1"><td style="width: 955.59px;" data-mce-fragment="1" data-mce-style="width: 955.59px;"><p data-mce-fragment="1"><span>Morningstar has added MPPT to their ProStar line of controllers! This 25A MPPT Charge Controller (PS-MPPT-40A) comes with a Meter Display, and is capable of charging all battery types, including Lithium Ion.This is the first mid-range MPPT controller fully UL and IEC listed, that has integrated lighting and load control. The NEW ProStar MPPTâ„¢ is a mid-range MPPT solar charge controller with TrakStar Technologyâ„¢ that provides maximum power point tracking (MPPT) battery charging for off-grid photovoltaic (PV) systems up to 1100 watts. This device is ideal for industrial and residential applications. An optional Wire Box for the ProStar MPPT controller provides a wiring compartment with knockouts for conduit and cable glands. It provides for a cleaner, safer install.</span></p><p><strong>SPECIFICATIONS</strong><br></p><table width="100%"><tbody><tr><td style="width: 48.2638%;" data-mce-style="width: 48.2638%;"><span>Model</span></td><td style="width: 47.7362%;" data-mce-style="width: 47.7362%;">PS-MPPT-40M 40A</td></tr><tr><td style="width: 48.2638%;" data-mce-style="width: 48.2638%;"><span>Series</span></td><td style="width: 47.7362%;" data-mce-style="width: 47.7362%;"><span>-</span></td></tr><tr><td style="width: 48.2638%;" data-mce-style="width: 48.2638%;"><span>Manufacturer</span></td><td style="width: 47.7362%;" data-mce-style="width: 47.7362%;">Morningstar</td></tr></tbody></table></td></tr></tbody></table><p><br><strong>GENERAL SPECIFICATIONS</strong><br></p><table width="100%"><tbody><tr><td style="width: 49.0244%;" data-mce-style="width: 49.0244%;"><span>Max. Battery Current</span></td><td style="width: 47.9756%;" data-mce-style="width: 47.9756%;"><span>25 Amps</span></td></tr><tr><td style="width: 49.0244%;" data-mce-style="width: 49.0244%;"><span>Load Current Rating</span></td><td style="width: 47.9756%;" data-mce-style="width: 47.9756%;"><span>25 Amps</span></td></tr><tr><td style="width: 49.0244%;" data-mce-style="width: 49.0244%;"><span>Max. PV Open Circuit Voltage*</span></td><td style="width: 47.9756%;" data-mce-style="width: 47.9756%;"><span>120 Volts</span></td></tr><tr><td style="width: 49.0244%;" data-mce-style="width: 49.0244%;"><span>Nominal Battery Voltage</span></td><td style="width: 47.9756%;" data-mce-style="width: 47.9756%;"><span>12/24V</span></td></tr></tbody></table><p><strong>Warranty</strong><br data-mce-fragment="1"></p><ul><li>Manufacturer 5 Years Warranty</li></ul><p>* Refer to warranty document for terms and conditions<br data-mce-fragment="1"><strong>Documentation</strong></p><table width="100%"><tbody><tr><td style="width: 24%;" data-mce-style="width: 24%;"><a href="https://s3.amazonaws.com/ecodirect_docs/MORNINGSTAR/Morningstar-PS-MPPT/Morningstar-ProStar-MSC-Data-Sheet-ProStar-MPPT-151020-10-MG-HIGH.pdf"><span style="color: #2b00ff;" data-mce-style="color: #2b00ff;">Data Sheet</span></a></td></tr></tbody></table><p><br><strong>Detailed Information</strong></p><p><span>The Morningstar Prostar MPPT 40-M is a 25 amp 12/24 volt charge controller with a convenient digital meter. This little baby not only serves as a excellent MPPT solar charge controller, but also as a lighting controller using Morningstar's TrakStar Technology.</span></p><p>12/24V Battery Auto Detect</p><p>Advanced field adjustable load &amp; lighting control built in</p><p>Advanced battery programming including Lead Acid, Lithium Ion , and Nickel Iron batteries</p><p>Continuous charging and no damage from oversizing PV array</p><p><span></span><strong>High Reliability</strong></p><p>Digital meter display options</p><p>Meter allows charging and temperature control adjustments without a computer</p><p>Optional remote battery temperature sensor</p><p>Load and automatic PV-based lighting control</p><p>Charges all battery types including Lithium Ion</p><p>Continuous charging and no damage from PV array oversizing</p>
USCC100-0026 | 460.14 | PS-MPPT-25M 25A | Morningstar PROSTAR PS-MPPT-25M 25A MPPT Charge Controller | <p>Morningstar has incorporated MPPT (Maximum Power Point Tracking) technology into their ProStar line of controllers with the PS-MPPT-25A. This 25A MPPT Charge Controller is equipped with a Meter Display and is designed to charge various types of batteries, including Lithium Ion. It stands out as the first mid-range MPPT controller to achieve full UL and IEC listing, featuring integrated lighting and load control. The NEW ProStar MPPTâ„¢ is a mid-range MPPT solar charge controller featuring TrakStar Technologyâ„¢, which ensures maximum power point tracking (MPPT) battery charging for off-grid photovoltaic (PV) systems with a capacity of up to 1100 watts. This device is well-suited for both industrial and residential applications. For a cleaner and safer installation, an optional Wire Box is available for the ProStar MPPT controller, providing a wiring compartment with knockouts for conduit and cable glands.</p><p><strong>Specifications:</strong></p><ul><li><strong>Model:</strong> PS-MPPT-25M 25A</li><li><strong>Manufacturer:</strong> Morningstar</li></ul><p><strong>General Specifications:</strong></p><ul><li><strong>Max. Battery Current:</strong> 25 Amps</li><li><strong>Load Current Rating:</strong> 25 Amps</li><li><strong>Max. PV Open Circuit Voltage:</strong> 120 Volts</li><li><strong>Nominal Battery Voltage:</strong> 12/24V</li></ul><p><strong>Warranty:</strong></p><ul><li>Manufacturer 5 Years Warranty</li></ul><p><strong>Documentation:</strong></p><ul><li><a href="https://s3.amazonaws.com/ecodirect_docs/MORNINGSTAR/Morningstar-PS-MPPT/Morningstar-ProStar-MSC-Data-Sheet-ProStar-MPPT-151020-10-MG-HIGH.pdf" target="_new">Data Sheet</a></li></ul><p><strong>Detailed Information:</strong> The Morningstar Prostar MPPT 25-M is a versatile 25 amp 12/24 volt charge controller equipped with a convenient digital meter. This device not only functions as an excellent MPPT solar charge controller but also serves as a lighting controller using Morningstar's TrakStar Technology.</p><p>Key Features:</p><ul><li>12/24V Battery Auto Detect.</li><li>Advanced field-adjustable load and lighting control built-in.</li><li>Advanced battery programming, including Lead Acid, Lithium Ion, and Nickel Iron batteries.</li><li>Continuous charging without damage from PV array oversizing.</li><li>Digital meter display options.</li><li>Meter allows charging and temperature control adjustments without a computer.</li><li>Optional remote battery temperature sensor.</li><li>Load and automatic PV-based lighting control.</li><li>Charges all battery types, including Lithium Ion.</li><li>Ensures continuous charging without damage from PV array oversizing.</li></ul><p>The Morningstar PROSTAR PS-MPPT-25M combines advanced features with high reliability, making it an ideal choice for off-grid photovoltaic systems and various applications, providing efficient performance and ease of use.</p>
USCC100-0025 | 360.81 | PS-MPPT-25 25A | Morningstar Prostar PS-MPPT-25 25A MPPT Charge Controller | <p>Morningstar introduces the MPPT technology to their ProStar line of controllers with the PS-MPPT-25A. This 25A MPPT Charge Controller comes equipped with a Meter Display and has the capability to charge all types of batteries, including Lithium Ion. It is the first mid-range MPPT controller that is fully UL and IEC listed and includes integrated lighting and load control. The ProStar MPPT is designed with TrakStar Technology, offering maximum power point tracking (MPPT) battery charging for off-grid photovoltaic (PV) systems of up to 1100 watts. This versatile device is suitable for both industrial and residential applications. For a cleaner and safer installation, an optional Wire Box is available for the ProStar MPPT controller, providing a wiring compartment with knockouts for conduit and cable glands.</p><p><strong>Specifications:</strong></p><ul><li><strong>Model:</strong> PS-MPPT-25 25A</li><li><strong>Manufacturer:</strong> Morningstar</li></ul><p><strong>General Specifications:</strong></p><ul><li><strong>Max. Battery Current:</strong> 25 Amps</li><li><strong>Load Current Rating:</strong> 25 Amps</li><li><strong>Max. PV Open Circuit Voltage:</strong> 120 Volts</li><li><strong>Nominal Battery Voltage:</strong> 12/24V</li></ul><p><strong>Warranty:</strong></p><ul><li>Manufacturer 5 Years Warranty</li></ul><p><strong>Documentation:</strong></p><ul><li><a href="https://s3.amazonaws.com/ecodirect_docs/MORNINGSTAR/Morningstar-PS-MPPT/Morningstar-ProStar-MSC-Data-Sheet-ProStar-MPPT-151020-10-MG-HIGH.pdf" target="_new">Data Sheet</a></li></ul><p><strong>Detailed Information:</strong> The Morningstar Prostar MPPT 25-M is not just an excellent MPPT solar charge controller but also serves as a lighting controller, thanks to Morningstar's TrakStar Technology. With a 25 amp capacity and compatibility with 12/24V battery systems, this charge controller features advanced field-adjustable load and lighting control. It supports various battery types, including Lead Acid, Lithium Ion, and Nickel Iron batteries.</p><p>Key Features:</p><ul><li>Continuous charging without damage from PV array oversizing.</li><li>Digital meter display options.</li><li>Meter allows charging and temperature control adjustments without the need for a computer.</li><li>Optional remote battery temperature sensor.</li><li>Load and automatic PV-based lighting control.</li><li>Suitable for charging all battery types, including Lithium Ion.</li><li>High reliability and efficient performance.</li></ul><p>The Morningstar Prostar PS-MPPT-25 offers advanced features and reliable performance for your off-grid photovoltaic system, making it an ideal choice for various applications.</p>
USCC100-0034 | 102.7 | SS-10L-24V 10A | Morningstar Sunsaver SS-10L-24V 10A 24VDC Pwm Charge Controller | <table width="100%" data-mce-fragment="1"><tbody data-mce-fragment="1"><tr data-mce-fragment="1"><td data-mce-fragment="1"><strong>Morningstar Sunsaver SS-10L-24V 10A 24VDC Pwm Charge Controller</strong></td></tr><tr data-mce-fragment="1"><td data-mce-fragment="1"><p><span data-mce-fragment="1">Morningstar SunLight SS-10L-24V 10AÂ Charge Controller 10 amp, 12 volt solar charge controller 100% Solid State with true 0-100% PWM duty cycle. Rated for up to 25% overloads</span></p><table width="100%"><tbody><tr><td><table width="100%"><tbody><tr><td style="width: 51.4725%;" data-mce-style="width: 51.4725%;"><br></td><td style="width: 45.8759%;" data-mce-style="width: 45.8759%;"><br></td></tr><tr><td style="width: 51.4725%;" data-mce-style="width: 51.4725%;"><div style="text-align: left;"><img style="margin-bottom: 16px; float: none;" alt="Description image" src="https://cdn.shopify.com/s/files/1/0566/3408/1340/files/Screenshot_9_acafcdb0-9906-438d-a6c8-21cab78a5df4_480x480.png?v=1677842212"></div></td><td style="width: 45.8759%;" data-mce-style="width: 45.8759%;"><br></td></tr><tr><td style="width: 51.4725%;" data-mce-style="width: 51.4725%;"></td><td style="width: 45.8759%;" data-mce-style="width: 45.8759%;"></td></tr></tbody></table><table width="100%"><tbody><tr><td style="width: 48.2638%;" data-mce-style="width: 48.2638%;"><span>Model</span></td><td style="width: 47.7362%;" data-mce-style="width: 47.7362%;">SS-10L-24V 10AÂ </td></tr><tr><td style="width: 48.2638%;" data-mce-style="width: 48.2638%;"><span>Series</span></td><td style="width: 47.7362%;" data-mce-style="width: 47.7362%;"><span>-</span></td></tr><tr><td style="width: 48.2638%;" data-mce-style="width: 48.2638%;"><span>Manufacturer</span></td><td style="width: 47.7362%;" data-mce-style="width: 47.7362%;"><span>Morningstar</span></td></tr></tbody></table></td></tr></tbody></table><p><br><strong>GENERAL SPECIFICATION</strong><br></p><table width="100%"><tbody><tr><td style="width: 49.0244%;" data-mce-style="width: 49.0244%;">Manufacturer</td><td style="width: 47.9756%;" data-mce-style="width: 47.9756%;"><span>Morningstar</span></td></tr><tr><td style="width: 49.0244%;" data-mce-style="width: 49.0244%;">Voltage</td><td style="width: 47.9756%;" data-mce-style="width: 47.9756%;"><span>12</span></td></tr><tr><td style="width: 49.0244%;" data-mce-style="width: 49.0244%;">Amps</td><td style="width: 47.9756%;" data-mce-style="width: 47.9756%;"><span>10</span></td></tr><tr><td style="width: 49.0244%;" data-mce-style="width: 49.0244%;">Controller Type</td><td style="width: 47.9756%;" data-mce-style="width: 47.9756%;"><span>PWM</span></td></tr><tr><td style="width: 49.0244%;" data-mce-style="width: 49.0244%;">Length</td><td style="width: 47.9756%;" data-mce-style="width: 47.9756%;"><span>6.00 IN</span></td></tr><tr><td style="width: 49.0244%;" data-mce-style="width: 49.0244%;">Width</td><td style="width: 47.9756%;" data-mce-style="width: 47.9756%;"><span>2.20 IN</span></td></tr></tbody></table><p><strong>Warranty</strong><br data-mce-fragment="1"></p><ul><li>Â 25 years Warranty<br></li></ul><p>* Refer to warranty document for terms and conditions<br data-mce-fragment="1"><strong>Documentation</strong></p><table width="100%"><tbody><tr><td style="width: 24%;" data-mce-style="width: 24%;"><a href="https://www.amerescosolar.com/wp-content/uploads/SunLight-ProductDataSheet.pdf"><span style="color: #2b00ff;" data-mce-style="color: #2b00ff;">Data Sheet</span></a></td></tr></tbody></table><p><br><strong>Detailed Information</strong><br></p><p>The SunLight SS-10L-24V 10A solar lighting controller from Morningstar combines the SunSaver architecture with a microcontroller for automatic lighting control. Established reliability, precise lighting control, and PWM battery charging are all features of the SunLight series technology. There are four different models available: 12 Volt 10 Amp, 12 Volt 20 Amp, 24 Volt 10 Amp, and 24 Volt 20 Amp.</p><p>Individual lighting control features on Morningstar's SunLight charge controllers include determining day and night with ten different preset lighting control options, calculating the duration of the night, and more (which is calculated by taking a moving four-night average, and adjusts for seasonal changes). SunLight's controller series has a fifteen-year projected life cycle, is simple to use, and has a high performance with low self-consumption. The SunLight-10 has a SunSaver battery charging circuit that operates in parallel with the SunSaver for 40 Amps solar.<br></p><p><strong>High reliability</strong></p><p>Microcontroller digital accuracy</p><p>Fully automatic operation</p><p>Ten field adjustable lighting control options</p><p>Special on/off/on lighting functions</p><p>Manual test capability</p></td></tr></tbody></table>
USCC100-0043 | 1089.42 | PT-100 100A 200VDC | Magnum PT-100 100A 200VDC MPPT Charge Controller | <p>The PT-100 is an MPPT charge controller designed to extract the maximum usable energy from your PV array and efficiently deliver it to your batteries. Its advanced MPPT algorithm identifies the array's optimal power point and maintains control over the output current at 100 amps while ensuring the battery voltage reaches full charge. This charge controller features an auxiliary relay with programmability for system access and offers data logging capabilities to store energy harvest data and battery Ahr/Whr data for up to 255 days. For detailed data access, consider using the optional remote.</p><p><strong>Specifications:</strong></p><ul><li><strong>Model:</strong> PT-100 100A 200VDC</li><li><strong>Manufacturer:</strong> Magnum</li></ul><p><strong>General Specifications:</strong></p><ul><li><strong>Output Current:</strong> 100 amps</li><li><strong>Battery Voltage:</strong> 12, 24, or 48 V</li><li><strong>Dimensions:</strong> 8.5" x 15.5" x 4.0" (21.6 cm x 39.4 cm x 10.2 cm)</li><li><strong>Material:</strong> Aluminum</li></ul><p><strong>Warranty:</strong></p><ul><li>Manufacturer 5 Years Warranty</li></ul><p><strong>Documentation:</strong></p><ul><li><a href="https://ressupply.com/documents/magnum/PT-100_Data_Sheet.pdf" target="_new">Data Sheet</a></li></ul><p><strong>Detailed Information:</strong> Magnum Energy's PT-100 is a Maximum PowerPoint Tracker (MPPT) charge controller engineered to harness the utmost available energy from your PV array and efficiently transfer it to your batteries. The PT-100 employs an MPPT algorithm that identifies the array's maximum power point and continuously operates at this point while managing output current and battery voltage to ensure complete battery charging.</p><p>The PT-100 is user-friendly, dependable, and provides exceptional flexibility for sizing your PV array and accommodating various battery types. It features a high voltage input, capable of handling voltages equal to the battery bank voltage plus 200 volts, up to a maximum of 240 volts open circuit on the input side, and supports a maximum amperage of 100 amps for 12, 24, and 48-volt systems. Additionally, it incorporates built-in ground fault protection and arc fault protection, maintaining over 99% efficiency from PV input to DC output while consuming less than 1 watt during nighttime operation.</p><p>Key Features:</p><ul><li>Maximizes system performance and enhances battery life.</li><li>High reliability.</li><li>Multi-state charging for improved battery life and system performance.</li><li>Optimal battery charging.</li><li>High efficiency with over 99% conversion efficiency.</li><li>Low power consumption (less than two watts) during nighttime mode.</li></ul><p>The Magnum PT-100 charge controller is designed to maximize system efficiency and battery life, making it an excellent choice for your renewable energy setup</p>
USCC100-0037 | 63.51 | SS-6-12V | Morningstar Sunsaver SS-6-12V 6A 12VDC PWM Charge Controller | <table width="100%" data-mce-fragment="1"><tbody data-mce-fragment="1"><tr data-mce-fragment="1"><td data-mce-fragment="1"><strong>Morningstar Sunsaver SS-6-12V 6A 12VDC PWM Charge Controller</strong></td></tr><tr data-mce-fragment="1"><td data-mce-fragment="1"><p><span data-mce-fragment="1">Morningstar SunLight SS-6-12V 6A Charge Controller 10 amp, 12 volt solar charge controller 100% Solid State with true 0-100% PWM duty cycle. Rated for up to 25% overloads</span></p><table width="100%"><tbody><tr><td><table width="100%"><tbody><tr><td style="width: 51.4725%;" data-mce-style="width: 51.4725%;"><br></td><td style="width: 45.8759%;" data-mce-style="width: 45.8759%;"><br></td></tr><tr><td style="width: 51.4725%;" data-mce-style="width: 51.4725%;"><div style="text-align: left;"><img style="margin-bottom: 16px; float: none;" alt="Description image" src="https://cdn.shopify.com/s/files/1/0566/3408/1340/files/Screenshot_9_acafcdb0-9906-438d-a6c8-21cab78a5df4_480x480.png?v=1677842212"></div></td><td style="width: 45.8759%;" data-mce-style="width: 45.8759%;"><br></td></tr><tr><td style="width: 51.4725%;" data-mce-style="width: 51.4725%;"></td><td style="width: 45.8759%;" data-mce-style="width: 45.8759%;"></td></tr></tbody></table><table width="100%"><tbody><tr><td style="width: 48.2638%;" data-mce-style="width: 48.2638%;"><span>Model</span></td><td style="width: 47.7362%;" data-mce-style="width: 47.7362%;">SS-6-12V 6A</td></tr><tr><td style="width: 48.2638%;" data-mce-style="width: 48.2638%;"><span>Series</span></td><td style="width: 47.7362%;" data-mce-style="width: 47.7362%;"><span>-</span></td></tr><tr><td style="width: 48.2638%;" data-mce-style="width: 48.2638%;"><span>Manufacturer</span></td><td style="width: 47.7362%;" data-mce-style="width: 47.7362%;"><span>Morningstar</span></td></tr></tbody></table></td></tr></tbody></table><p><br><strong>GENERAL SPECIFICATION</strong><br></p><table width="100%"><tbody><tr><td style="width: 49.0244%;" data-mce-style="width: 49.0244%;">Manufacturer</td><td style="width: 47.9756%;" data-mce-style="width: 47.9756%;"><span>Morningstar</span></td></tr><tr><td style="width: 49.0244%;" data-mce-style="width: 49.0244%;">Voltage</td><td style="width: 47.9756%;" data-mce-style="width: 47.9756%;"><span>12</span></td></tr><tr><td style="width: 49.0244%;" data-mce-style="width: 49.0244%;">Amps</td><td style="width: 47.9756%;" data-mce-style="width: 47.9756%;"><span>10</span></td></tr><tr><td style="width: 49.0244%;" data-mce-style="width: 49.0244%;">Controller Type</td><td style="width: 47.9756%;" data-mce-style="width: 47.9756%;"><span>PWM</span></td></tr><tr><td style="width: 49.0244%;" data-mce-style="width: 49.0244%;">Length</td><td style="width: 47.9756%;" data-mce-style="width: 47.9756%;"><span>6.00 IN</span></td></tr><tr><td style="width: 49.0244%;" data-mce-style="width: 49.0244%;">Width</td><td style="width: 47.9756%;" data-mce-style="width: 47.9756%;"><span>2.18 IN</span></td></tr></tbody></table><p><strong>Warranty</strong><br data-mce-fragment="1"></p><ul><li>Â 25 years Warranty<br></li></ul><p>* Refer to warranty document for terms and conditions<br data-mce-fragment="1"><strong>Documentation</strong></p><table width="100%"><tbody><tr><td style="width: 24%;" data-mce-style="width: 24%;"><a href="https://www.amerescosolar.com/wp-content/uploads/SunLight-ProductDataSheet.pdf" data-mce-href="https://www.amerescosolar.com/wp-content/uploads/SunLight-ProductDataSheet.pdf"><span style="color: #2b00ff;" data-mce-style="color: #2b00ff;">Data Sheet</span></a></td></tr></tbody></table><p><br><strong>Detailed Information</strong><br></p><p>The SunLightSS-6-12V 6A solar lighting controller from Morningstar combines the SunSaver architecture with a microcontroller for automatic lighting control. Established reliability, precise lighting control, and PWM battery charging are all features of the SunLight series technology.Â </p><p>Individual lighting control features on Morningstar's SunLight charge controllers include determining day and night with ten different preset lighting control options, calculating the duration of the night, and more (which is calculated by taking a moving four-night average, and adjusts for seasonal changes). SunLight's controller series has a fifteen-year projected life cycle, is simple to use, and has a high performance with low self-consumption. The SunLight-10 has a SunSaver battery charging circuit that operates in parallel with the SunSaver for 40 Amps solar.<br></p><p><strong>High reliability</strong></p><p>Microcontroller digital accuracy</p><p>Fully automatic operation</p><p>Ten field adjustable lighting control options</p><p>Special on/off/on lighting functions</p><p>Manual test capability</p></td></tr></tbody></table>
USCC100-0005 | 1409.52 | 1032 80A 600VDC | Schneider Conext 865-1032 80A 600VDC MPPT Charge Controller | <h3><strong>Schneider Electric XW-MPPT-80/600 Charge Controller</strong></h3><p>Take your solar system to new heights with the Conextâ„¢ MPPT 80 600 solar charge controller by Schneider Electric. Designed to redefine efficiency, this product is a testament to Schneider Electric's commitment to innovative solutions for sustainable energy.</p><p><strong>Key Features and Benefits</strong></p><ul><li><p><strong>Superior Integration:</strong> The Conextâ„¢ MPPT 80 600 stands out with its unique integration features. It sets a new benchmark in the industry, ensuring large PV array systems can be seamlessly connected to the battery bank with utmost ease and at a cost-effective rate.</p></li><li><p><strong>Simplified Installation:</strong> With the MPPT 80 600, you eliminate the complexity that comes with installing multiple charge controllers. This not only saves you time but also ensures a smoother, more streamlined setup.</p></li><li><p><strong>Cost-effective:</strong> The design of the MPPT 80 600 focuses on reducing overall installation costs. This is achieved by minimizing the need for multiple PV strings, smaller wiring, and conduit. Furthermore, there's no need for additional PV combiner boxes and DC circuit breakers, ensuring you get maximum value for your investment.</p></li></ul><p><strong>Specifications</strong></p><ul><li><strong>Current:</strong> 80A</li><li><strong>Voltage:</strong> 600VDC</li><li><strong>Compatible Battery Voltages:</strong> 24 or 48VDC</li><li><strong>Additional Requirement:</strong> Needs an SCP or Insight for programming</li><li><strong>Certifications:</strong> UL/CSA</li><li><strong>Model Number:</strong> 865-1032</li></ul><p>Make the most out of your solar setup with Schneider Electric's Conextâ„¢ MPPT 80 600 solar charge controller â€“ a symbol of efficiency, integration, and cost-effectiveness.</p>
USCC100-0004 | 444.94 | FM80-150VDC | Outback Power Flexmax FM80-150VDC MPPT Charge Controller | <p>The Outback Power FM80-150VDC MPPT Charge Controller is a highly effective and dependable charge controller designed to optimize the performance of your solar power system. OutBack Power's FLEXmax charge controllers are renowned for their superior performance compared to standard PWM controllers and other charger types. The advanced Maximum Power Point Tracking (MPPT) algorithm of the FM80 can increase your battery's charging efficiency by up to 30%, making it a valuable addition to your renewable energy setup.</p><p><strong>Product Specifications:</strong></p><ul><li>Maximum Current Rating: 80 Amperes (80A)</li><li>Maximum PV Voltage: 150 Volts DC (150VDC)</li><li>Compatible Battery System Voltages: 12VDC, 24VDC, 48VDC, 60VDC</li><li>Integrated 80-character display for real-time status and 128-day data logs</li><li>Optional MATE system monitor and controller for advanced functionality and configuration</li><li>Compatibility with Outback inverters, allowing integration with a HUB communications manager and MATE3 controller (for new Outback inverters)</li><li>MPPT algorithm for maximizing power output and battery charging efficiency</li><li>Supports the use of higher voltage solar arrays for improved power performance</li><li>Enhanced power and performance for your solar array</li></ul><p><strong>Key Features:</strong></p><ul><li><p><strong>Advanced MPPT Technology:</strong> The FM80 utilizes advanced MPPT technology to determine the optimal voltage and current combination to charge your batteries efficiently. This results in increased power output and performance for your solar array.</p></li><li><p><strong>Real-time Display:</strong> The integrated 80-character display provides real-time information about the device's status, ensuring you have immediate access to important data. Additionally, it maintains a 128-day data log for historical analysis.</p></li><li><p><strong>Optional MATE System Monitor:</strong> For advanced functionality and configuration options, an optional MATE system monitor and controller can be added to the FM80.</p></li><li><p><strong>Inverter Compatibility:</strong> When used with an Outback inverter, you can connect the FM80 and the inverter to a single MATE3 controller, simplifying system monitoring and control.</p></li><li><p><strong>Wide Compatibility:</strong> The FM80 supports battery systems with various voltages, including 12VDC, 24VDC, 48VDC, and 60VDC, offering flexibility for different renewable energy setups.</p></li><li><p><strong>Efficiency and Compact Design:</strong> The MPPT functionality allows you to use a higher voltage solar array compared to your battery system voltage, resulting in a more compact solar array that delivers better power and performance.</p></li></ul><p>The Outback Power FM80-150VDC MPPT Charge Controller is an essential component for maximizing the efficiency and performance of your solar power system. Its advanced MPPT technology, real-time display, and compatibility with optional accessories make it a valuable choice for renewable energy enthusiasts</p>
USCC100-0001 | 1184.27 | FM100-300VDC-AFCI | Outback Power Flexmax FM100-300VDC-AFCI MPPT Charge Controller | <p>The Outback Power FM100-300VDC MPPT Charge Controller with AFCI is a high-performance solar charge controller designed to efficiently manage and charge battery systems. It is capable of handling higher voltages from photovoltaic (PV) arrays, allowing for longer wire runs and the use of smaller wire sizes. With integrated Ground Fault Circuit Interrupter (GFCI) and Arc Fault Circuit Interrupter (AFCI) features, this controller enhances safety and performance in your solar power system.</p><p><strong>Product Specifications:</strong></p><ul><li>Maximum Current Rating: 100 Amperes (100A)</li><li>Maximum PV Voltage: 300 Volts DC (300VDC)</li><li>Compatible Battery System Voltages: 24VDC, 36VDC, 48VDC</li><li>Enclosure Type: NEMA 3R (Suitable for outdoor installation)</li><li>Integrated GFCI and AFCI for added safety</li><li>Maximum PV Input Voltage without damage: 300VDC</li><li>Four-stage charging for efficient battery management</li><li>Wide operating temperature range</li><li>Built-in PV ground fault detection, interruption, and indication</li><li>Requires OutBack Power MATE3s or AXS Card MODBUS/TCP interface for programming and monitoring (no onboard display)</li><li>Remote configuration, monitoring, and control through OutBack network communications and OPTICS RE</li><li>Remote temperature sensor (RTS) not included in the kit</li><li>UL certified</li><li>5-year warranty</li></ul><p><strong>Key Features:</strong></p><ul><li><p><strong>High Voltage Handling:</strong> The FM100-300VDC-AFCI can accept higher voltages from PV arrays, allowing for extended wire runs and reducing the need for heavy-gauge wiring.</p></li><li><p><strong>Multi-Voltage Compatibility:</strong> This charge controller is compatible with 24VDC, 36VDC, and 48VDC battery systems, offering flexibility for different solar power setups.</p></li><li><p><strong>Fast Charging:</strong> The controller can charge batteries quickly, aiding in efficient energy storage and allowing users to sell excess power back to the grid, enhancing the return on investment.</p></li><li><p><strong>Safety Features:</strong> Integrated GFCI and AFCI features enhance safety by detecting ground faults and arc faults, protecting your system and equipment.</p></li><li><p><strong>Robust Construction:</strong> The NEMA 3R enclosure ensures that the internal components are protected from dust and moisture, making it suitable for outdoor installation.</p></li><li><p><strong>Remote Monitoring and Control:</strong> The controller can be programmed and monitored remotely via the OutBack Power MATE3s or AXS Card MODBUS/TCP interface, and it supports remote configuration, monitoring, and control through OutBack network communications and OPTICS RE.</p></li><li><p><strong>Warranty:</strong> Backed by a 5-year warranty, providing peace of mind and reliability for your solar power system.</p></li></ul><p>The Outback Power FM100-300VDC MPPT Charge Controller with AFCI offers advanced features and robust performance, making it an ideal choice for efficient and safe battery charging in solar energy applications.</p>
USCC100-0006 | 1552.47 | 865-1034 100A | Schneider Conext 865-1034 100A 600VDC MPPT Charge Controller | <h3><strong>Schneider Electric Conext XW-MPPT-100/600 Charge Controller</strong></h3><p>Schneider Electric introduces the cutting-edge Conext MPPT 100/600 Charge Controller, a perfect blend of efficiency, innovation, and adaptability. Seamlessly designed for high power solar arrays, it promises a superior performance even in installations that necessitate longer distances between the solar array and the charge controller.</p><p><strong>Key Features and Specifications</strong></p><ul><li><p><strong>Advanced Efficiency:</strong> Renowned as the market's most efficient voltage controller, the Conext MPPT ensures optimal energy harnessing from your PV modules, leading to efficient battery charging and prolonged lifespan.</p></li><li><p><strong>High Capacity:</strong> The controller boasts a remarkable 100A current capacity with a maximum input voltage of 600VDC, ensuring the full potential of your solar array is utilized.</p></li><li><p><strong>Versatile Voltage Compatibility:</strong> Designed for adaptability, it supports 24 or 48VDC battery systems, providing flexibility for diverse energy requirements.</p></li><li><p><strong>Ease of Programming:</strong> An SCP or Insight is essential for programming. However, the straightforward setup ensures continuous system monitoring and control, post-configuration.</p></li><li><p><strong>Distance and Wire Size Efficiency:</strong> Unique to this model, when the solar array needs to be placed at a significant distance from the charge controller, it allows the use of smaller wire sizes, leading to considerable savings on installation.</p></li><li><p><strong>Broad Application Range:</strong> With the capability to charge batteries from grid-tie arrays with high voltage, it stands as an optimal choice for diverse setups, be it residential grid-tied self-supply, off-grid networks, or larger installations.</p></li><li><p><strong>Safety and Compliance:</strong> UL/CSA certified, ensuring adherence to stringent safety standards and dependable performance.</p></li><li><p><strong>Model Number:</strong> 865-1034</p></li><li><p><strong>Additional Features:</strong> Designed for simpler and versatile PV array installations, it offers up to 6 kW of charging capacity, allowing for oversized arrays. Compatible with Conext XW and SW storage inverter solutions. The MPPT Disconnect RS accessory ensures NEC 2017 compliance with module-level rapid shutdown and equipment disconnect features.</p></li></ul><p>Enhance your solar energy management with the Conext XW-MPPT-100/600 Charge Controller by Schneider Electric, and experience unparalleled efficiency, versatility, and reliability. Your eco-friendly energy solution awaits!</p>
USSP100-0050 | 10785.6 | TSM-DEG19C.20-BF | Trina 535W TSM-DEG19C.20-BF Mono XL Bifacial Solar Panel- (Pallet Of 36 Modules) | <p><span data-mce-fragment="1">The Trina Vertex 535-watt module features 110 monocrystalline solar cells with bifacial dual glass. Delivering higher power, the bifacial design delivers greater output and performance withÂ a 21.5% efficiency that can generate up to 25% additional power gain from the back side to maximize the light absorption area.Â This Trina XL solar panel is ideal for large-scale installations and is able to maximize limited space with top-end efficiency.Â The Trina Vertex solar panel is certified to withstand challenging environmental conditions for high reliability.</span><br></p><p><strong>Features</strong></p><ul><li>Designed for compatibility with existing mainstream system components Higher return on InvestmentUp to 21.2% module efficiency with high density interconnect technology</li><li>Multi-busbar technology for better light trapping effect, lower series resistance and improved current collection</li><li>Minimized micro-cracks with innovative non-destructive cutting technology</li><li>Ensured PID resistance through cell process and module material control</li></ul><p><strong>Specifications</strong></p><ul><li>Nominal Max. Power (Pmax): 535 W</li><li>Opt. Operating Voltage (Vmp): 31.2 V</li><li>Opt. Operating Current (Imp): 17.16 A</li><li>Open Circuit Voltage (Voc): 37.5V</li><li>Short Circuit Current (Isc): 18.24 A</li></ul><p><a href="https://cdn.shopify.com/s/files/1/0566/3408/1340/files/TSM_Vertex_DEG19C.20_2022A.pdf">DATASHEET</a></p><p>Â </p>
USSP100-0109 | 8704.8 | 390W TSM-DE09C.07 | Trina Solar Vertex S Series 390W TSM-DE09C.07-PALLET 120 1/2 Cells Bifacial Clear Monocrystalline Solar Panel (Pallet Of 36 Modules) | <p data-mce-fragment="1">This line of modules is a direct result of over three decades of meticulous design, manufacturing, and usage. Paying attention to every detail in both design and manufacturing, our process controls and rigorous testing methods have maximized module life and electrical energy output.</p><p data-mce-fragment="1"><strong data-mce-fragment="1">Images:</strong></p><ul data-mce-fragment="1"><li data-mce-fragment="1"><img src="https://cdn.shopify.com/s/files/1/0566/3408/1340/files/TMS_e87b9d65-c2d7-4b90-afaf-546402a19f36.png?v=1675830397" alt="TMS Image 1" data-mce-fragment="1" data-mce-src="https://cdn.shopify.com/s/files/1/0566/3408/1340/files/TMS_e87b9d65-c2d7-4b90-afaf-546402a19f36.png?v=1675830397"></li><li data-mce-fragment="1"><img src="https://cdn.shopify.com/s/files/1/0566/3408/1340/files/TMS.png-1.png?v=1675828161" alt="TMS Image 2" data-mce-fragment="1" data-mce-src="https://cdn.shopify.com/s/files/1/0566/3408/1340/files/TMS.png-1.png?v=1675828161"></li></ul><p data-mce-fragment="1"><strong data-mce-fragment="1">Trina Solar's Specifications:</strong></p><ul data-mce-fragment="1"><li data-mce-fragment="1"><strong data-mce-fragment="1">Model:</strong> 390W TSM-DE09C.07</li><li data-mce-fragment="1"><strong data-mce-fragment="1">Series:</strong> Vertex S BACKSHEET MONOCRYSTALLINE MODULE</li><li data-mce-fragment="1"><strong data-mce-fragment="1">Manufacturer:</strong> Trina</li><li data-mce-fragment="1"><strong data-mce-fragment="1">Pallet Quantity:</strong> 36</li></ul><p data-mce-fragment="1"><strong data-mce-fragment="1">MECHANICAL Specifications:</strong></p><ul data-mce-fragment="1"><li data-mce-fragment="1"><strong data-mce-fragment="1">Cell Type:</strong> Monocrystalline</li><li data-mce-fragment="1"><strong data-mce-fragment="1">Cell Arrangement:</strong> Not specified</li><li data-mce-fragment="1"><strong data-mce-fragment="1">Dimensions:</strong> 1754Ã—1096Ã—30 mm (69.06Ã—43.15Ã—1.18 inches)</li><li data-mce-fragment="1"><strong data-mce-fragment="1">Weight:</strong> 21.0 kg (46.3 lb)</li><li data-mce-fragment="1"><strong data-mce-fragment="1">Front / Back Glass:</strong> 3.2 mm (0.13 inches), High Transmission, AR Coated Heat Strengthened Glass</li><li data-mce-fragment="1"><strong data-mce-fragment="1">Frame:</strong> 30mm(1.18 inches) Anodized Aluminium Alloy</li><li data-mce-fragment="1"><strong data-mce-fragment="1">J-Box:</strong> IP 68 rated</li><li data-mce-fragment="1"><strong data-mce-fragment="1">Cable:</strong> Photovoltaic Technology Cable 4.0mm2 (0.006 inches2), Portrait: 350/280 mm(13.78/11.02 inches), Landscape: N 1100 mm /P 1100 mm (43.31/43.31 inches)</li><li data-mce-fragment="1"><strong data-mce-fragment="1">Cable Length (Including Connector):</strong> MC4 EVO2 / TS4*</li></ul><p data-mce-fragment="1"><strong data-mce-fragment="1">ELECTRICAL Specifications:</strong></p><ul data-mce-fragment="1"><li data-mce-fragment="1"><strong data-mce-fragment="1">Nominal Max. Power (Pmax):</strong> 390 W</li><li data-mce-fragment="1"><strong data-mce-fragment="1">Opt. Operating Voltage (Vmp):</strong> 33.8 V</li><li data-mce-fragment="1"><strong data-mce-fragment="1">Opt. Operating Current (Imp):</strong> 11.54 A</li><li data-mce-fragment="1"><strong data-mce-fragment="1">Open Circuit Voltage (Voc):</strong> 40.8 V</li><li data-mce-fragment="1"><strong data-mce-fragment="1">Short Circuit Current (Isc):</strong> 12.14 A</li></ul><p data-mce-fragment="1"><strong data-mce-fragment="1">Warranty:</strong></p><ul data-mce-fragment="1"><li data-mce-fragment="1">25-year product warranty</li><li data-mce-fragment="1">25-year performance warranty with the lowest degradation</li></ul><p data-mce-fragment="1">*Refer to the warranty document for terms and conditions</p><p data-mce-fragment="1"><strong data-mce-fragment="1">Documentation:</strong> <a href="https://cdn.shopify.com/s/files/1/0566/3408/1340/files/DE09C.07_d17e769a-b441-4d31-a4a4-95a605c886bf.pdf?v=1675830874" data-mce-fragment="1" data-mce-href="https://cdn.shopify.com/s/files/1/0566/3408/1340/files/DE09C.07_d17e769a-b441-4d31-a4a4-95a605c886bf.pdf?v=1675830874" target="_new">Data Sheet</a></p><p data-mce-fragment="1"><strong data-mce-fragment="1">Detailed Information:</strong></p><ul data-mce-fragment="1"><li data-mce-fragment="1">Designed for compatibility with existing mainstream optimizers, inverters, and mounting systems.</li><li data-mce-fragment="1">The perfect size and low weight make handling and transportation easier and more cost-effective.</li></ul><p data-mce-fragment="1"><strong data-mce-fragment="1">High Reliability:</strong></p><ul data-mce-fragment="1"><li data-mce-fragment="1">Cell interconnections and diode placements use well-established industry practices and have been field-proven to offer outstanding reliability.</li><li data-mce-fragment="1">Minimized micro-cracks with innovative non-destructive cutting technology.</li><li data-mce-fragment="1">Assured PID resistance through cell process and module material control.</li><li data-mce-fragment="1">Mechanical performance up to +6000 Pa and -4000 Pa negative load.</li></ul><p data-mce-fragment="1"><strong data-mce-fragment="1">Quality and Certifications:</strong></p><ul data-mce-fragment="1"><li data-mce-fragment="1">IEC61215/IEC61730/IEC61701/IEC62716/UL61730</li><li data-mce-fragment="1">ISO 14001: Environmental Management System</li><li data-mce-fragment="1">ISO14064: Greenhouse Gases Emissions Verification.</li></ul>
USSP100-0117 | 7626 | USA HC 108M Series | Solarever USA HC 108M Series SE-182*91-410M-108N -PALLET 410Watt 108 1/2 Cells BoB Monocrystalline (Pallet Of 31 Modules) | <p data-mce-fragment="1">Manufacturer Part#: SE-182*91-410M-108N PALLET</p><p data-mce-fragment="1">Solarever USA is an American-based company, which designs solar panels in California and manufactures them in Colima, Mexico.</p><ul data-mce-fragment="1"><li data-mce-fragment="1"><p data-mce-fragment="1"><strong data-mce-fragment="1">Multi Busbar Solar Cell</strong>: Adopts new technology to improve the efficiency of modules, offering a better aesthetic appearance. This makes it perfect for rooftop installation.</p></li><li data-mce-fragment="1"><p data-mce-fragment="1"><strong data-mce-fragment="1">High Efficiency</strong>: Higher module conversion efficiency (up to 20.38%) benefits from half-cell structure (low resistance characteristic).</p></li><li data-mce-fragment="1"><p data-mce-fragment="1"><strong data-mce-fragment="1">PID Resistance</strong>: Offers excellent Anti-PID performance, guaranteeing limited power degradation for mass production.</p></li></ul><p data-mce-fragment="1"><img src="https://cdn.shopify.com/s/files/1/0566/3408/1340/files/Solarever_USA_HC_108M_410w_480x480.png?v=1676016732" alt="Solarever Image 1" data-mce-fragment="1" data-mce-src="https://cdn.shopify.com/s/files/1/0566/3408/1340/files/Solarever_USA_HC_108M_410w_480x480.png?v=1676016732"></p><p data-mce-fragment="1"><img src="https://cdn.shopify.com/s/files/1/0566/3408/1340/files/Solarever_USA_HC_108M_410w1_480x480.png?v=1676016752" alt="Solarever Image 2" data-mce-fragment="1" data-mce-src="https://cdn.shopify.com/s/files/1/0566/3408/1340/files/Solarever_USA_HC_108M_410w1_480x480.png?v=1676016752"></p><p data-mce-fragment="1"><strong data-mce-fragment="1">Solarever USA Solar's Specification:</strong></p><ul data-mce-fragment="1"><li data-mce-fragment="1"><strong data-mce-fragment="1">Model</strong>: Module HC 108H</li><li data-mce-fragment="1"><strong data-mce-fragment="1">Series</strong>: HC 108M Series</li><li data-mce-fragment="1"><strong data-mce-fragment="1">Manufacturer</strong>: Solarever USA</li><li data-mce-fragment="1"><strong data-mce-fragment="1">This is a pallet order. Qty</strong>: 31</li></ul><p data-mce-fragment="1"><strong data-mce-fragment="1">MECHANICAL</strong></p><ul data-mce-fragment="1"><li data-mce-fragment="1"><strong data-mce-fragment="1">Specification</strong>: Data</li><li data-mce-fragment="1"><strong data-mce-fragment="1">Cell Type</strong>: Mono PERC 182Ã—91mm</li><li data-mce-fragment="1"><strong data-mce-fragment="1">Cell Arrangement</strong>: 108mm (6Ã—18)</li><li data-mce-fragment="1"><strong data-mce-fragment="1">Dimensions</strong>: 1724Ã—1134Ã—35mm (67.87Ã—44.64Ã—1.37inch)</li><li data-mce-fragment="1"><strong data-mce-fragment="1">Weight</strong>: 21.5 kg (47.4 lbs)</li><li data-mce-fragment="1"><strong data-mce-fragment="1">Front / Back Glass</strong>: 3.2mm, Anti-Reflection Coating, High Transmission, Low Iron, Tempered Glass</li><li data-mce-fragment="1"><strong data-mce-fragment="1">Frame</strong>: Anodized aluminium alloy</li><li data-mce-fragment="1"><strong data-mce-fragment="1">J-Box</strong>: IP67 Rated</li><li data-mce-fragment="1"><strong data-mce-fragment="1">Cable</strong>: TÃœV 1x4.0mm (+)450mm, (-)1200mm or Customized Length</li></ul><p data-mce-fragment="1"><strong data-mce-fragment="1">ELECTRICAL</strong></p><ul data-mce-fragment="1"><li data-mce-fragment="1"><strong data-mce-fragment="1">Nominal Max. Power (Pmax)</strong>: 410 W</li><li data-mce-fragment="1"><strong data-mce-fragment="1">Opt. Operating Voltage (Vmp)</strong>: 31.35 V</li><li data-mce-fragment="1"><strong data-mce-fragment="1">Opt. Operating Current (Imp)</strong>: 13.08 A</li><li data-mce-fragment="1"><strong data-mce-fragment="1">Open Circuit Voltage (Voc)</strong>: 37.12 V</li><li data-mce-fragment="1"><strong data-mce-fragment="1">Short Circuit Current (Isc)</strong>: 13.96 A</li></ul><p data-mce-fragment="1"><strong data-mce-fragment="1">Warranty</strong></p><ul data-mce-fragment="1"><li data-mce-fragment="1">Linear power output 25 years warranty</li><li data-mce-fragment="1">Enhanced product 12 years warranty on materials and workmanship</li></ul><p data-mce-fragment="1"><a href="https://cdn.shopify.com/s/files/1/0566/3408/1340/files/Solarever_USA_HC_108M_400-410w_c1631a73-f5dd-4390-9c1a-b270b92f3713.pdf?v=1676015893" data-mce-fragment="1" data-mce-href="https://cdn.shopify.com/s/files/1/0566/3408/1340/files/Solarever_USA_HC_108M_400-410w_c1631a73-f5dd-4390-9c1a-b270b92f3713.pdf?v=1676015893" target="_new">Data Sheet</a></p><p data-mce-fragment="1"><strong data-mce-fragment="1">Detailed Information</strong></p><p data-mce-fragment="1">Solarever USA is an American-based company, which designs solar panels in California and manufactures them in Colima, Mexico. Their products include:</p><ul data-mce-fragment="1"><li data-mce-fragment="1"><p data-mce-fragment="1"><strong data-mce-fragment="1">High reliability</strong>: 9 busbar solar cell adopts new technology to improve the efficiency of modules, offers a better aesthetic appearance, making it perfect for rooftop installation. Higher module conversion efficiency (up to 20.38%) benefit from half cell structure (low resistance characteristic). Advanced glass and cell surface textured design ensure excellent performance in low-light environment. High salt mist and ammonia resistance.</p></li><li data-mce-fragment="1"><p data-mce-fragment="1"><strong data-mce-fragment="1">Quality and certifications</strong>: ISO9001:2015 certified factory. UL61703 certified product.</p></li></ul>
USSP100-0068 | 7898.8 | SIL-490 HN | SILFAB Solar SIL-490-HN 490Watt 156 1/2 Cells BoW Monocrystalline - Full Pallet (26) | <p data-mce-fragment="1">Silfab SIL-490 HN is a PV module created for both large and small commercial applications. Silfab engineers made these panels durable and efficient, while minimizing the amount of useful space required for their operation. One of the keys to making these panels ideal for commercial use is the half-cut cell technology. The SIL-490 HN has solar cells half the size of those installed in conventional panels. This brings about decreased power loss, improved longevity, and better low-light performance.</p><p data-mce-fragment="1"><img src="https://cdn.shopify.com/s/files/1/0566/3408/1340/files/silfab490-W_480x480.png?v=1676014050" alt="Silfab Product Image" data-mce-fragment="1" data-mce-src="https://cdn.shopify.com/s/files/1/0566/3408/1340/files/silfab490-W_480x480.png?v=1676014050"></p><p data-mce-fragment="1"><strong data-mce-fragment="1">SILFAB Solar's Specification:</strong></p><ul data-mce-fragment="1"><li data-mce-fragment="1"><strong data-mce-fragment="1">Model:</strong> SIL-490 HN premium quality PV modules</li><li data-mce-fragment="1"><strong data-mce-fragment="1">Series:</strong> SIL-490 HN</li><li data-mce-fragment="1"><strong data-mce-fragment="1">Manufacturer:</strong> SILFAB</li><li data-mce-fragment="1"><strong data-mce-fragment="1">Pallet Order Quantity:</strong> 26</li></ul><p data-mce-fragment="1"><strong data-mce-fragment="1">MECHANICAL</strong></p><ul data-mce-fragment="1"><li data-mce-fragment="1"><strong data-mce-fragment="1">Specification:</strong> Data</li><li data-mce-fragment="1"><strong data-mce-fragment="1">Cell Type:</strong> 156 Half cells - Si mono PERC</li><li data-mce-fragment="1"><strong data-mce-fragment="1">Cell Arrangement:</strong> 9 busbar 83 x 166 mm (3.26 x 6.53 in)</li><li data-mce-fragment="1"><strong data-mce-fragment="1">Dimensions:</strong> 2263 mm x 1037 mm x 35 mm (89 in x 40.8 in x 1.37 in)</li><li data-mce-fragment="1"><strong data-mce-fragment="1">Weight:</strong> 25kg Â±0.2kg (55.1lbs Â±0.4lbs)</li><li data-mce-fragment="1"><strong data-mce-fragment="1">Front / Back Glass:</strong> 3.2 mm high transmittance, tempered, DSM antireflective coating</li><li data-mce-fragment="1"><strong data-mce-fragment="1">Frame:</strong> Anodized aluminium Black</li><li data-mce-fragment="1"><strong data-mce-fragment="1">J-Box:</strong> UL 3730 Certified, IEC 62790 Certified, IP67 rated</li><li data-mce-fragment="1"><strong data-mce-fragment="1">Cable:</strong> 1350 mm, Ã¸ 5.7 mm, MC4 from Staubli 53.15 in, Ã¸ 0.22 in (12AWG), MC4 from Staubli</li><li data-mce-fragment="1"><strong data-mce-fragment="1">Cable Length (Including Connector):</strong> 1350 mm MC4 from Staubli</li></ul><p data-mce-fragment="1"><strong data-mce-fragment="1">ELECTRICAL</strong></p><ul data-mce-fragment="1"><li data-mce-fragment="1"><strong data-mce-fragment="1">Nominal Max. Power (Pmax):</strong> 490 W</li><li data-mce-fragment="1"><strong data-mce-fragment="1">Opt. Operating Voltage (Vmp):</strong> 46.37 V</li><li data-mce-fragment="1"><strong data-mce-fragment="1">Opt. Operating Current (Imp):</strong> 10.57 A</li><li data-mce-fragment="1"><strong data-mce-fragment="1">Open Circuit Voltage (Voc):</strong> 54.05 V</li><li data-mce-fragment="1"><strong data-mce-fragment="1">Short Circuit Current (Isc):</strong> 11.53 A</li></ul><p data-mce-fragment="1"><strong data-mce-fragment="1">Warranty:</strong></p><ul data-mce-fragment="1"><li data-mce-fragment="1">Module product workmanship warranty: 25 years</li><li data-mce-fragment="1">Linear power performance guarantee: 30 years</li></ul><p data-mce-fragment="1"><a href="https://cdn.shopify.com/s/files/1/0566/3408/1340/files/SIL-490-HN_Data_Sheet_83c84944-3d22-41ff-aafb-ed098ba0c2c8.pdf?v=1676013584" data-mce-fragment="1" data-mce-href="https://cdn.shopify.com/s/files/1/0566/3408/1340/files/SIL-490-HN_Data_Sheet_83c84944-3d22-41ff-aafb-ed098ba0c2c8.pdf?v=1676013584" target="_new"><strong data-mce-fragment="1">Data Sheet</strong></a></p><p data-mce-fragment="1"><strong data-mce-fragment="1">Detailed Information</strong></p><p data-mce-fragment="1">Silfab Solar SIL-490-HN 490Watt 156 1/2 Cells BoW Monocrystalline 35mm Silver Frame Solar Panel is sold in a pallet with a quantity of 26 per pallet. Silfab is recognized as the leading automated solar module manufacturer in North America. The brand utilizes premium quality materials combined with strict quality control management to provide the highest efficiency, premium quality PV modules.</p><p data-mce-fragment="1"><strong data-mce-fragment="1">High Reliability</strong></p><ul data-mce-fragment="1"><li data-mce-fragment="1">Light &amp; Durable: These panels are engineered to handle high wind load conditions. The tests validate them for up to 4000Pa uplift. They feature a light-weight frame, which is exclusively designed to ensure wide-ranging racking compatibility and durability.</li></ul><p data-mce-fragment="1"><strong data-mce-fragment="1">Quality and Certifications</strong></p><ul data-mce-fragment="1"><li data-mce-fragment="1">The modules come with a range of certifications, such as ULC ORD C1703, UL1703, CEC listed, and many more, ensuring their robust quality and safety for usage. They also have received UL Fire Rating: Type 1.</li></ul>
USSP100-0110 | 6541.6 | SIL-370 HC-Pallet | SILFAB 370W 120 Half-Cell Mono BLK/BLK 1000V Solar Panel, SIL-370 HC- Full Pallet (26) | <p data-mce-fragment="1">The Silfab 370W 120 Half-Cell Mono BLK/BLK 1000V Solar Panel, SIL-370 HC is designed to outperform. It is a dependable, durable, high-performance solar panel engineered for North American homeowners. Silfab Prime SIL-370 HC 370W Solar Module offers MAXIMUM ENERGY OUTPUT. Silfab BC Series utilizes next-generation Back Contact technology to reduce production/manufacturing steps and improve quality while maximizing power. It's ideal for residential and commercial projects where maximum power density is preferred.</p><p data-mce-fragment="1"><strong data-mce-fragment="1">SILFAB Solar's Specification:</strong></p><ul data-mce-fragment="1"><li data-mce-fragment="1">Model: SILFAB PRIME SIL - 370 HC</li><li data-mce-fragment="1">Series: SIL - 370 HC</li><li data-mce-fragment="1">Manufacturer: SILFAB</li><li data-mce-fragment="1">Quantity per Pallet Order: 26</li></ul><p data-mce-fragment="1"><strong data-mce-fragment="1">MECHANICAL:</strong></p><ul data-mce-fragment="1"><li data-mce-fragment="1">Specification: Data</li><li data-mce-fragment="1">Cell Type: 120 Half cells - Si mono PERC</li><li data-mce-fragment="1">Cell Arrangement: 9 busbar - 83 x 166 mm (3.26 x 6.53 in)</li><li data-mce-fragment="1">Dimensions: 1762 mm x 1037 mm x 35 mm (69.4 in x 40.8 in x 1.37 in)</li><li data-mce-fragment="1">Weight: 20.00 kg (40.0 lbs)</li><li data-mce-fragment="1">Front/Back Glass: 3.2 mm high transmittance, tempered, DSM antireflective coating 0.126 in high transmittance, tempered, DSM antireflective coating</li><li data-mce-fragment="1">Frame: Anodized aluminium</li><li data-mce-fragment="1">J-Box: UL 3730 Certified, IEC 62790 Certified, IP67 rated</li><li data-mce-fragment="1">Cable: 1350 mm, Ã¸ 5.7 mm, MC4 from Staubli</li><li data-mce-fragment="1">Cable Length (Including Connector): 53.15 in, Ã¸ 0.22 in (12AWG), MC4 from Staubli</li></ul><p data-mce-fragment="1"><strong data-mce-fragment="1">ELECTRICAL:</strong></p><ul data-mce-fragment="1"><li data-mce-fragment="1">Nominal Max. Power (Pmax): 370 W</li><li data-mce-fragment="1">Opt. Operating Voltage (Vmp): 34.95 V</li><li data-mce-fragment="1">Opt. Operating Current (Imp): 10.60 A</li><li data-mce-fragment="1">Open Circuit Voltage (Voc): 41.75 V</li><li data-mce-fragment="1">Short Circuit Current (Isc): 11.25 A</li></ul><p data-mce-fragment="1"><strong data-mce-fragment="1">Warranty:</strong></p><ul data-mce-fragment="1"><li data-mce-fragment="1">Module product workmanship warranty: 25 years</li><li data-mce-fragment="1">Linear power performance guarantee: 30 years</li></ul><p data-mce-fragment="1">(Note: Refer to warranty document for terms and conditions.)</p><p data-mce-fragment="1"><strong data-mce-fragment="1">Documentation:</strong></p><ul data-mce-fragment="1"><li data-mce-fragment="1"><strong><a data-mce-fragment="1" href="https://cdn.shopify.com/s/files/1/0566/3408/1340/files/ZZ301400027_DS_012710b2-a15b-4397-80b1-88c70b7154fb.pdf?v=1676011648" target="_new" data-mce-href="https://cdn.shopify.com/s/files/1/0566/3408/1340/files/ZZ301400027_DS_012710b2-a15b-4397-80b1-88c70b7154fb.pdf?v=1676011648">Data Sheet</a></strong></li></ul><p data-mce-fragment="1">Â </p><p data-mce-fragment="1">Â </p>
USSP100-0111 | 7880.2 | S4A410-72MH5 | Solar4America S4A410-72MH5 410Watt 72 Cells BoB Monocrystalline- Full Pallet (31) | <p data-mce-fragment="1">Solar4America is a renowned solar panel manufacturer based in Sacramento, CA. The quality of their products is vouched for by certifications from UL, CSA, and ETL. Moreover, their products have a notable spot on the California CEC List. Catering to a diverse range of needs, they provide residential, commercial, and utility products.</p><p data-mce-fragment="1"><img src="https://cdn.shopify.com/s/files/1/0566/3408/1340/files/S4A410-72MH5_480x480.png?v=1675929899" alt="Solar4America S4A410-72MH5 Image 1" data-mce-fragment="1" data-mce-src="https://cdn.shopify.com/s/files/1/0566/3408/1340/files/S4A410-72MH5_480x480.png?v=1675929899"> <img src="https://cdn.shopify.com/s/files/1/0566/3408/1340/files/S4A1-410W_2_480x480.png?v=1675929912" alt="Solar4America S4A410-72MH5 Image 2" data-mce-fragment="1" data-mce-src="https://cdn.shopify.com/s/files/1/0566/3408/1340/files/S4A1-410W_2_480x480.png?v=1675929912"></p><p data-mce-fragment="1"><strong data-mce-fragment="1">Solar4America Solar's Specification:</strong></p><ul data-mce-fragment="1"><li data-mce-fragment="1">Model: S4A410-72MH5</li><li data-mce-fragment="1">Series: Mono Crystalline Module</li><li data-mce-fragment="1">Manufacturer: Solar4America</li><li data-mce-fragment="1">Note: This is a pallet order. Quantity: 31</li></ul><p data-mce-fragment="1"><strong data-mce-fragment="1">MECHANICAL:</strong></p><ul data-mce-fragment="1"><li data-mce-fragment="1">Cell Type: 6<em data-mce-fragment="1">12 Monocrystalline solar cells series strings (158.75mm</em>158.75mm)</li><li data-mce-fragment="1">Dimensions: 1980 x 1140 x 1120 mm</li><li data-mce-fragment="1">Weight: 22kg (48.5 lbs)</li><li data-mce-fragment="1">Front / Back Glass: White toughened safety glass 3.2mm</li><li data-mce-fragment="1">Frame: Anodized Aluminium Profile</li><li data-mce-fragment="1">J-Box: 138 IP, 67, TUV &amp; UL</li><li data-mce-fragment="1">Cable Length (Including Connector): Length 1200mm, 1*4mmÂ² compatible with MC4 or customized length</li></ul><p data-mce-fragment="1"><strong data-mce-fragment="1">ELECTRICAL:</strong></p><ul data-mce-fragment="1"><li data-mce-fragment="1">Nominal Max. Power (Pmax): 410 W</li><li data-mce-fragment="1">Opt. Operating Voltage (Vmp): 37.8 V</li><li data-mce-fragment="1">Opt. Operating Current (Imp): 8.02 A</li><li data-mce-fragment="1">Open Circuit Voltage (Voc): 45.1 V</li><li data-mce-fragment="1">Short Circuit Current (Isc): 8.5 A</li></ul><p data-mce-fragment="1"><strong data-mce-fragment="1">Warranty:</strong></p><ul data-mce-fragment="1"><li data-mce-fragment="1">80% Power Output Warranty Period</li><li data-mce-fragment="1">90% Power Output Warranty Period</li><li data-mce-fragment="1">25 Years of Product &amp; Performance</li><li data-mce-fragment="1"><em data-mce-fragment="1">Refer to warranty document for terms and conditions</em></li></ul><p data-mce-fragment="1"><strong data-mce-fragment="1">Documentation:</strong></p><ul data-mce-fragment="1"><li data-mce-fragment="1"><a href="https://cdn.shopify.com/s/files/1/0566/3408/1340/files/S4A410-72MH5_a2f1e50a-b7fb-4de9-bbdf-d869f45ff5c5.pdf?v=1675921733" data-mce-fragment="1" data-mce-href="https://cdn.shopify.com/s/files/1/0566/3408/1340/files/S4A410-72MH5_a2f1e50a-b7fb-4de9-bbdf-d869f45ff5c5.pdf?v=1675921733" target="_new">Data Sheet</a></li></ul><p data-mce-fragment="1"><br></p><ul data-mce-fragment="1"></ul>
USSP100-0065 | 4989.6 | S4AI-120B-380C-Pallet | Solar4America S4AI-120B-380C 330Watt 120 1/2 Cells BoW Monocrystalline 35mm- Full Pallet (28) | <p data-mce-fragment="1">The new 330W modules from S4A are designed for home solar projects, providing a smart energy solution with patented technology for faster installation. These features are notable:</p><ul data-mce-fragment="1"><li data-mce-fragment="1"><strong data-mce-fragment="1">Lower Risk of Hot Spot</strong>: The special circuit design ensures a much lower hot spot temperature.</li><li data-mce-fragment="1"><strong data-mce-fragment="1">Excellent Anti-PID Performance</strong>: 2 times of industry-standard anti-PID test by TUV SUD.</li><li data-mce-fragment="1"><strong data-mce-fragment="1">Wider Application</strong>: These modules offer no water-permeability and high wear-resistance, making them suitable for high-humidity, windy, and dusty areas.</li></ul><p data-mce-fragment="1"><strong data-mce-fragment="1">Images</strong>: <img src="https://cdn.shopify.com/s/files/1/0566/3408/1340/files/S4A-US330B-330w_480x480.png?v=1675928242" alt="Image 1" data-mce-fragment="1" data-mce-src="https://cdn.shopify.com/s/files/1/0566/3408/1340/files/S4A-US330B-330w_480x480.png?v=1675928242"> <img src="https://cdn.shopify.com/s/files/1/0566/3408/1340/files/S4AUS330-330w_480x480.png?v=1675928327" alt="Image 2" data-mce-fragment="1" data-mce-src="https://cdn.shopify.com/s/files/1/0566/3408/1340/files/S4AUS330-330w_480x480.png?v=1675928327"></p><p data-mce-fragment="1"><strong data-mce-fragment="1">Solar4America Solar's Specification</strong>:</p><ul data-mce-fragment="1"><li data-mce-fragment="1"><strong data-mce-fragment="1">Model</strong>: S4A-US330B</li><li data-mce-fragment="1"><strong data-mce-fragment="1">Series</strong>: Mono Perc All-Black Crystalline Module</li><li data-mce-fragment="1"><strong data-mce-fragment="1">Manufacturer</strong>: Solar4America</li><li data-mce-fragment="1"><strong data-mce-fragment="1">Order Quantity</strong>: 1 pallet consisting of 28 units</li></ul><p data-mce-fragment="1"><strong data-mce-fragment="1">MECHANICAL Specifications</strong>:</p><ul data-mce-fragment="1"><li data-mce-fragment="1"><strong data-mce-fragment="1">Cell Type</strong>: Monocrystalline solar cells series strings</li><li data-mce-fragment="1"><strong data-mce-fragment="1">Cell Arrangement</strong>: (6 X 10)pieces measuring 158.75mmX158.75mm</li><li data-mce-fragment="1"><strong data-mce-fragment="1">Dimensions</strong>: 1662 x 1002 x 35 mm (65.43 x 39.44 x 1.37 inches)</li><li data-mce-fragment="1"><strong data-mce-fragment="1">Weight</strong>: 18.3 kg (40 lbs)</li><li data-mce-fragment="1"><strong data-mce-fragment="1">Front / Back Glass</strong>: White toughened safety glass, 3.2mm</li><li data-mce-fragment="1"><strong data-mce-fragment="1">Frame</strong>: Black Anodized Aluminium Profile</li><li data-mce-fragment="1"><strong data-mce-fragment="1">J-Box</strong>: Rated current T 13A, IP 67, TUV &amp; UL</li><li data-mce-fragment="1"><strong data-mce-fragment="1">Cable</strong>: 1x4mmÂ² compatible with MC4</li><li data-mce-fragment="1"><strong data-mce-fragment="1">Cable Length (Including Connector)</strong>: 1200mm or customized length</li></ul><p data-mce-fragment="1"><strong data-mce-fragment="1">ELECTRICAL Specifications</strong>:</p><ul data-mce-fragment="1"><li data-mce-fragment="1"><strong data-mce-fragment="1">Nominal Max. Power (Pmax)</strong>: 330W</li><li data-mce-fragment="1"><strong data-mce-fragment="1">Opt. Operating Voltage (Vmp)</strong>: 33.4V</li><li data-mce-fragment="1"><strong data-mce-fragment="1">Opt. Operating Current (Imp)</strong>: 9.88 A</li><li data-mce-fragment="1"><strong data-mce-fragment="1">Open Circuit Voltage (Voc)</strong>: 40.8V</li><li data-mce-fragment="1"><strong data-mce-fragment="1">Short Circuit Current (Isc)</strong>: 10.22 A</li></ul><p data-mce-fragment="1"><strong data-mce-fragment="1">Warranty</strong>:</p><ul data-mce-fragment="1"><li data-mce-fragment="1">25-year warranty on Product &amp; Performance</li><li data-mce-fragment="1">Linear power output 12 years warranty</li></ul><p data-mce-fragment="1"><em data-mce-fragment="1">Refer to warranty document for terms and conditions</em></p><p data-mce-fragment="1"><strong data-mce-fragment="1">Documentation</strong>:</p><ul data-mce-fragment="1"><li data-mce-fragment="1"><a href="https://cdn.shopify.com/s/files/1/0566/3408/1340/files/S4AI-120B-380C_1.pdf?v=1676719064" data-mce-fragment="1" data-mce-href="https://cdn.shopify.com/s/files/1/0566/3408/1340/files/S4AI-120B-380C_1.pdf?v=1676719064" target="_new">Data Sheet</a></li></ul><p data-mce-fragment="1"><strong data-mce-fragment="1">Detailed Information</strong>:</p><p data-mce-fragment="1">This world-class mono efficiency product is designed to minimize micro-crack and withstand wind and snow load up to 5400 Pa.</p><ul data-mce-fragment="1"><li data-mce-fragment="1"><strong data-mce-fragment="1">High Reliability</strong>: Custom Design for Transmission</li><li data-mce-fragment="1"><strong data-mce-fragment="1">Outstanding Temperature Coefficient</strong>: MODULE EFFICIENCY HIGH POWER OUTPUT 20.72%</li><li data-mce-fragment="1"><strong data-mce-fragment="1">Durability</strong>: Minimize Micro-crack and free of snail trails.</li><li data-mce-fragment="1"><strong data-mce-fragment="1">Performance</strong>: Excellent performance under low light conditions.</li></ul>
USSP100-0112 | 6193.8 | PS370M4H-20 | Phono Solar 370W Solar Panel 120 cell PS370M4H-20/UHB - Full Pallet (31) | <p data-mce-fragment="1">High power production and performance are offered by the Phono Solar 370-watt monocrystalline all-black solar panel at an attractive price. The PS370M4H-20/UHB solar panel has a black anodized aluminum alloy frame and 120 half-cut monocrystalline solar cells on a black back sheet. The Phono Solar 370-watt module is approved for use in the harshest environmental conditions and can endure winds of 2400 Pa and 5400 Pa of pressure. To maximize the surface area for light absorption, this high-power monocrystalline solar panel runs at 19.80% efficiency.</p><p data-mce-fragment="1"><strong data-mce-fragment="1">Images:</strong></p><ol data-mce-fragment="1"><li data-mce-fragment="1"><img src="https://cdn.shopify.com/s/files/1/0566/3408/1340/files/PS370M4H-20UHB_a48c2a8f-7560-4588-a09a-25fb57ee20e6_480x480.png?v=1675864354" alt="First Image" data-mce-fragment="1" data-mce-src="https://cdn.shopify.com/s/files/1/0566/3408/1340/files/PS370M4H-20UHB_a48c2a8f-7560-4588-a09a-25fb57ee20e6_480x480.png?v=1675864354"></li><li data-mce-fragment="1"><img src="https://cdn.shopify.com/s/files/1/0566/3408/1340/files/PS370M4H-20UHB_2_480x480.png?v=1675864427" alt="Second Image" data-mce-fragment="1" data-mce-src="https://cdn.shopify.com/s/files/1/0566/3408/1340/files/PS370M4H-20UHB_2_480x480.png?v=1675864427"></li></ol><p data-mce-fragment="1"><strong data-mce-fragment="1">Phono Solar Specifications:</strong></p><ul data-mce-fragment="1"><li data-mce-fragment="1">Model: TWINPLUS Module</li><li data-mce-fragment="1">Series: PS370M4H-20/UHB</li><li data-mce-fragment="1">Manufacturer: Phono Solar</li><li data-mce-fragment="1">Pallet Quantity: 31</li></ul><p data-mce-fragment="1"><strong data-mce-fragment="1">MECHANICAL:</strong></p><ul data-mce-fragment="1"><li data-mce-fragment="1">Specification: Data</li><li data-mce-fragment="1">Cell Type: Mono-crystalline</li><li data-mce-fragment="1">Cell Arrangement: 166mm x 83mm</li><li data-mce-fragment="1">Dimensions: 1759 X 1038 X 35 mm (69.25 X 40.88 X 1.38 in)</li><li data-mce-fragment="1">Weight: 19.5kg (42.99 lbs)</li><li data-mce-fragment="1">Front / Back Glass: 3.2mm Toughened Glass</li><li data-mce-fragment="1">Frame: Anodized Aluminium Alloy</li><li data-mce-fragment="1">J-Box: IP 68 Rated</li><li data-mce-fragment="1">Cable: 4mm' (IECI)</li><li data-mce-fragment="1">Cable Length (Including Connector): Length: 350mm (vertical), 1250mm (horizontal) or Customized Length</li></ul><p data-mce-fragment="1"><strong data-mce-fragment="1">ELECTRICAL:</strong></p><ul data-mce-fragment="1"><li data-mce-fragment="1">Nominal Max. Power (Pmax): 370 W</li><li data-mce-fragment="1">Opt. Operating Voltage (Vmp): 34.46 V</li><li data-mce-fragment="1">Opt. Operating Current (Imp): 10.74 A</li><li data-mce-fragment="1">Open Circuit Voltage (Voc): 40.34 V</li><li data-mce-fragment="1">Short Circuit Current (Isc): 11.19 A</li></ul><p data-mce-fragment="1"><strong data-mce-fragment="1">Warranty:</strong></p><ul data-mce-fragment="1"><li data-mce-fragment="1">Product warranty on materials and workmanship for 12 years</li><li data-mce-fragment="1">Linear power output warranty 25 years</li></ul><ul data-mce-fragment="1"><li data-mce-fragment="1">Refer to warranty document for terms and conditions</li></ul><p data-mce-fragment="1"><strong data-mce-fragment="1">Documentation:</strong></p><ul data-mce-fragment="1"><li data-mce-fragment="1"><a href="https://cdn.shopify.com/s/files/1/0566/3408/1340/files/PS370M4H-20-UHB_Data_Sheet.pdf?v=1675862636" data-mce-fragment="1" data-mce-href="https://cdn.shopify.com/s/files/1/0566/3408/1340/files/PS370M4H-20-UHB_Data_Sheet.pdf?v=1675862636" target="_new">Data Sheet</a></li></ul><p data-mce-fragment="1"><strong data-mce-fragment="1">Detailed Information:</strong></p><p data-mce-fragment="1">PS-20-UHB is part of the Twinplus Series â€” one of the most recent made by Phono Solar. These panels employ cutting-edge technologies to achieve superior efficiency and reliability. The Passivated Emitter Rear Contact (PERC) technology ensures excellent power output. This solar cell type employs an additional reflective layer to absorb more sunlight.</p><p data-mce-fragment="1">To further boost the performance, Phono Solar employs half-cut cell technology. Each of the panelâ€™s 120 cells is only half the size of a traditional solar cell.</p><p data-mce-fragment="1"><strong data-mce-fragment="1">High reliability:</strong></p><ul data-mce-fragment="1"><li data-mce-fragment="1">Guaranteed 0-+5W positive tolerance secures reliable power output</li><li data-mce-fragment="1">5400Pa maximum snow load, 2400Pa maximum wind load</li><li data-mce-fragment="1">Optimized electrical design lowers hot spot risk and operating current</li></ul><p data-mce-fragment="1"><strong data-mce-fragment="1">Quality and certifications:</strong></p><ul data-mce-fragment="1"><li data-mce-fragment="1">IEC 61215, IEC 61730</li><li data-mce-fragment="1">ISO 9001:2015 / Quality management system</li><li data-mce-fragment="1">ISO 14001:2015 / Standards for environmental management system</li><li data-mce-fragment="1">OHSAS 18001:2007 / International standards for occupational health &amp; safety</li><li data-mce-fragment="1">IEC TS 62941: 2016 Terrestrial photovoltaic (PV) modules-guidelines for increased confidence in PV module design qualification and type approval</li></ul>
USSP100-0113 | 6125.6 | CRS-380W-BB-Pallet | Crossroads Solar CRS-380W-BB 380Watt 72 Cells BoB Monocrystalline - Full Pallet (26) | <p data-mce-fragment="1">This line of modules is the direct result of over three decades of design, manufacturing, and use. Attending to every detail in the design and manufacture of our products, our process controls and testing methods have optimized module life and electrical energy production.</p><p data-mce-fragment="1"><img data-mce-fragment="1" alt="Image 1" src="https://cdn.shopify.com/s/files/1/0566/3408/1340/files/img_mission.png?v=1675857474" data-mce-src="https://cdn.shopify.com/s/files/1/0566/3408/1340/files/img_mission.png?v=1675857474"> <img data-mce-fragment="1" alt="Image 2" src="https://cdn.shopify.com/s/files/1/0566/3408/1340/files/img_mission.png-2.png_1.png?v=1675857475" data-mce-src="https://cdn.shopify.com/s/files/1/0566/3408/1340/files/img_mission.png-2.png_1.png?v=1675857475"></p><p data-mce-fragment="1"><strong data-mce-fragment="1">Crossroads Solar's Specification</strong></p><ul data-mce-fragment="1"><li data-mce-fragment="1"><strong data-mce-fragment="1">Model</strong>: CRS-380W-BB</li><li data-mce-fragment="1"><strong data-mce-fragment="1">Series</strong>: -</li><li data-mce-fragment="1"><strong data-mce-fragment="1">Manufacturer</strong>: Crossroads Solar</li><li data-mce-fragment="1"><strong data-mce-fragment="1">Pallet Quantity</strong>: 26</li></ul><p data-mce-fragment="1"><strong data-mce-fragment="1">MECHANICAL</strong></p><ul data-mce-fragment="1"><li data-mce-fragment="1"><strong data-mce-fragment="1">Specification</strong>: Data</li><li data-mce-fragment="1"><strong data-mce-fragment="1">Cell Type</strong>: G1, Mono Crystalline Silicon</li><li data-mce-fragment="1"><strong data-mce-fragment="1">Cell Arrangement</strong>: 72cells(6x12)</li><li data-mce-fragment="1"><strong data-mce-fragment="1">Dimensions</strong>: 2011mm x 1021mm x 40mm (79.17in x 39.96in x 1.575in)</li><li data-mce-fragment="1"><strong data-mce-fragment="1">Weight</strong>: 22kg (48.5lbs)</li><li data-mce-fragment="1"><strong data-mce-fragment="1">Front / Back Glass</strong>: 3.2mm (tempered, low iron, ARC)</li><li data-mce-fragment="1"><strong data-mce-fragment="1">Frame</strong>: Anodized Aluminum</li><li data-mce-fragment="1"><strong data-mce-fragment="1">J-Box</strong>: IP67</li><li data-mce-fragment="1"><strong data-mce-fragment="1">Cable</strong>: 1 meter</li><li data-mce-fragment="1"><strong data-mce-fragment="1">Cable Length (Including Connector)</strong>: MC4</li></ul><p data-mce-fragment="1"><strong data-mce-fragment="1">ELECTRICAL</strong></p><ul data-mce-fragment="1"><li data-mce-fragment="1"><strong data-mce-fragment="1">Nominal Max. Power (Pmax)</strong>: 380 W</li><li data-mce-fragment="1"><strong data-mce-fragment="1">Opt. Operating Voltage (Vmp)</strong>: -</li><li data-mce-fragment="1"><strong data-mce-fragment="1">Opt. Operating Current (Imp)</strong>: -</li><li data-mce-fragment="1"><strong data-mce-fragment="1">Open Circuit Voltage (Voc)</strong>: 49 V</li><li data-mce-fragment="1"><strong data-mce-fragment="1">Short Circuit Current (Isc)</strong>: 9.9 A</li></ul><p data-mce-fragment="1"><strong data-mce-fragment="1">Warranty</strong></p><ul data-mce-fragment="1"><li data-mce-fragment="1">10/25 Year Product/Performance Warranty</li></ul><p data-mce-fragment="1"><em data-mce-fragment="1">Refer to the warranty document for terms and conditions</em></p><p data-mce-fragment="1"><strong data-mce-fragment="1">Documentation</strong>:</p><ul data-mce-fragment="1"><li data-mce-fragment="1"><a data-mce-fragment="1" href="https://cdn.shopify.com/s/files/1/0566/3408/1340/files/CRS-380W-BB_Data_Sheet_dd51fdf2-61bc-4d72-ae7b-b8d422704ec2.pdf?v=1675858408" target="_new" data-mce-href="https://cdn.shopify.com/s/files/1/0566/3408/1340/files/CRS-380W-BB_Data_Sheet_dd51fdf2-61bc-4d72-ae7b-b8d422704ec2.pdf?v=1675858408">Data Sheet</a></li></ul><p data-mce-fragment="1"><strong data-mce-fragment="1">Detailed Information</strong></p><p data-mce-fragment="1">Our core mission is to provide jobs and life training opportunities for recently released felons.</p><p data-mce-fragment="1"><strong data-mce-fragment="1">High reliability</strong></p><p data-mce-fragment="1">Cell interconnections and diode placement use well-established industry practice and are field-proven to provide excellent reliability. -0, +1.5% Power Tolerance</p><p data-mce-fragment="1"><strong data-mce-fragment="1">Quality and certifications</strong></p><ul data-mce-fragment="1"><li data-mce-fragment="1">IEC 61730 &amp; IEC 61215</li></ul>
USSP100-0114 | 6488.1 | CS3W-445-Pallet | Canadian Solar Inc. HiKu CS3W-445 Silver Frame 144 Mono Cells- Pallet Quantity - 27 Solar Panels | <p data-mce-fragment="1">This line of modules is the direct result of over three decades of design, manufacturing, and use. Attending to every detail in the design and manufacture of our products, our process controls and testing methods have optimized module life and electrical energy production.</p><p data-mce-fragment="1"><img src="https://cdn.shopify.com/s/files/1/0566/3408/1340/files/CSW-445.png-1.png?v=1675750593" alt="Image 1" data-mce-fragment="1" data-mce-src="https://cdn.shopify.com/s/files/1/0566/3408/1340/files/CSW-445.png-1.png?v=1675750593"> <img src="https://cdn.shopify.com/s/files/1/0566/3408/1340/files/CSW-445.png-2.png?v=1675750593" alt="Image 2" data-mce-fragment="1" data-mce-src="https://cdn.shopify.com/s/files/1/0566/3408/1340/files/CSW-445.png-2.png?v=1675750593"></p><p data-mce-fragment="1"><strong data-mce-fragment="1">Canadian Solar's Specification:</strong></p><ul data-mce-fragment="1"><li data-mce-fragment="1">Model: CS3W-445</li><li data-mce-fragment="1">Series: BiHiKu SUPER HIGH POWER BIFACIAL MONO PERC MODULE</li><li data-mce-fragment="1">Manufacturer: Canadian</li><li data-mce-fragment="1">This is a pallet order. Qty 1 = 27</li></ul><p data-mce-fragment="1"><strong data-mce-fragment="1">MECHANICAL</strong></p><ul data-mce-fragment="1"><li data-mce-fragment="1">Specification: Data</li><li data-mce-fragment="1">Cell Type: Mono-crystalline</li><li data-mce-fragment="1">Cell Arrangement: 144 [2 X (12 X 6) ]</li><li data-mce-fragment="1">Dimensions: 2132 Ë£ 1048 Ë£ 30 mm (83.9 Ë£ 41.3 Ë£ 1.2 in)</li><li data-mce-fragment="1">Weight: 28.4 kg (62.6 lbs)</li><li data-mce-fragment="1">Front / Back Glass: 2.0 mm heat strengthened glass</li><li data-mce-fragment="1">Frame: Anodized aluminium alloy</li><li data-mce-fragment="1">J-Box: IP68, 3 diodes</li><li data-mce-fragment="1">Cable: 4.0 mmÂ² (IEC), 12 AWG (UL)</li><li data-mce-fragment="1">Cable Length (Including Connector): 400 mm (15.7 in) (+) / 280 mm (11.0 in) (-) or customized length*</li></ul><p data-mce-fragment="1"><strong data-mce-fragment="1">ELECTRICAL</strong></p><ul data-mce-fragment="1"><li data-mce-fragment="1">Nominal Max. Power (Pmax): 445 W</li><li data-mce-fragment="1">Opt. Operating Voltage (Vmp): 40.9 V</li><li data-mce-fragment="1">Opt. Operating Current (Imp): 10.89 A</li><li data-mce-fragment="1">Open Circuit Voltage (Voc): 48.9 V</li><li data-mce-fragment="1">Short Circuit Current (Isc): 11.54 A</li></ul><p data-mce-fragment="1"><strong data-mce-fragment="1">Warranty</strong></p><ul data-mce-fragment="1"><li data-mce-fragment="1">Linear power output 30 years warranty</li><li data-mce-fragment="1">Enhanced product 12 years warranty on materials and workmanship</li></ul><p data-mce-fragment="1">*Refer to warranty document for terms and conditions</p><p data-mce-fragment="1"><strong data-mce-fragment="1">Documentation</strong></p><ul data-mce-fragment="1"><li data-mce-fragment="1"><a href="https://cdn.shopify.com/s/files/1/0566/3408/1340/files/CS3W-445MB-AG_Data_Sheet.pdf?v=1675751032" data-mce-fragment="1" data-mce-href="https://cdn.shopify.com/s/files/1/0566/3408/1340/files/CS3W-445MB-AG_Data_Sheet.pdf?v=1675751032" target="_new">Data Sheet</a></li></ul><p data-mce-fragment="1"><strong data-mce-fragment="1">Detailed Information</strong></p><p data-mce-fragment="1">With Canadian Solarâ€™s industry-leading mono-PERC cell technology and the innovative LIC (Low Internal Current) module technology, we are now able to offer our global customers high power mono modules up to 445W.</p><p data-mce-fragment="1">The KuPower mono modules with a dimension of 1675 Ë£â€‰992 mm, close to our 60 cell SuperPower modules.</p><p data-mce-fragment="1"><strong data-mce-fragment="1">High reliability</strong></p><p data-mce-fragment="1">Cell interconnections and diode placement use well-established industry practice and are field-proven to provide excellent reliability.</p><ul data-mce-fragment="1"><li data-mce-fragment="1">Lower internal current, lower hot spot temperature</li><li data-mce-fragment="1">Minimizes micro-crack impacts</li><li data-mce-fragment="1">Heavy snow load up to 5400 Pa, wind load up to 3600 Pa *</li></ul><p data-mce-fragment="1"><strong data-mce-fragment="1">Quality and certifications</strong></p><ul data-mce-fragment="1"><li data-mce-fragment="1">ISO 9001:2015 / Quality management system</li><li data-mce-fragment="1">ISO 14001:2015 / Standards for environmental management system</li><li data-mce-fragment="1">OHSAS 18001:2007 / International standards for occupational health &amp; safety</li><li data-mce-fragment="1">IEC 61215 / IEC 61730: VDE / CE / MCS / INMETRO</li><li data-mce-fragment="1">UL 1703: CSA / IEC 61701 ED2: VDE / IEC 62716: VDE / IEC 60068-2-68: SGS Take-e-way</li></ul>
USSP100-0014 | 255.2 | E440HCM120B-1400 | Emmvee E440HCM120B-1400 440W Black On Black 120 Half-cell Mono Solar Panel | <table width="100%" data-mce-fragment="1"><tbody data-mce-fragment="1"><tr data-mce-fragment="1"><td data-mce-fragment="1"><strong>Emmvee E440HCM120B-1400 440w Black On Black 120 Half-cell Mono Solar Panel, MC-4 Compatible, 1400mm (~55.2â€) PV Wire, 35mm Black</strong><br></td></tr><tr data-mce-fragment="1"><td data-mce-fragment="1"><p>This line of modules is the direct result of over three decades of design, manufacturing and use. Attending to every detail in the design and manufacture of our products, our process controls and testing methods have optimized module life and electrical energy production.</p><table width="100%"><tbody><tr><td><table width="100%"><tbody><tr><td style="width: 51.4725%;" data-mce-style="width: 51.4725%;"><br></td><td style="width: 45.8759%;" data-mce-style="width: 45.8759%;"><br></td></tr><tr><td style="width: 51.4725%;" data-mce-style="width: 51.4725%;"><div style="text-align: left;"><img style="margin-bottom: 16px; float: none;" alt="Description image" src="https://cdn.shopify.com/s/files/1/0566/3408/1340/files/emmvee_11ffafaf-89ff-497c-a0da-11ee7d419e12_480x480.png?v=1675937238"></div></td><td style="width: 45.8759%;" data-mce-style="width: 45.8759%;"><br></td></tr><tr><td style="width: 51.4725%;" data-mce-style="width: 51.4725%;"></td><td style="width: 45.8759%;" data-mce-style="width: 45.8759%;"></td></tr></tbody></table><br></td></tr></tbody></table><p><strong>Emmvee Solar 's Specification</strong></p><table width="100%"><tbody><tr><td style="width: 48.2638%;"><span>Model</span></td><td style="width: 47.7362%;">E440HCM120B</td></tr><tr><td style="width: 48.2638%;"><span>Series</span></td><td style="width: 47.7362%;"><span>-</span></td></tr><tr><td style="width: 48.2638%;"><span>Manufacturer</span></td><td style="width: 47.7362%;"><span>Emmvee</span></td></tr></tbody></table><p><strong><br>MECHANICAL </strong><br></p><table width="100%"><tbody><tr><td style="width: 49.0244%;" data-mce-style="width: 49.0244%;">Specification</td><td style="width: 47.9756%;" data-mce-style="width: 47.9756%;">Data</td></tr><tr><td style="width: 49.0244%;" data-mce-style="width: 49.0244%;">Cell Type</td><td style="width: 47.9756%;" data-mce-style="width: 47.9756%;">Monoperc</td></tr><tr><td style="width: 49.0244%;" data-mce-style="width: 49.0244%;">Cell Arrangement</td><td style="width: 47.9756%;" data-mce-style="width: 47.9756%;">182mm X 91mm</td></tr><tr><td style="width: 49.0244%;" data-mce-style="width: 49.0244%;">Dimensions</td><td style="width: 47.9756%;" data-mce-style="width: 47.9756%;">1913 mm X 1134 mm X 35 mm</td></tr><tr><td style="width: 49.0244%;" data-mce-style="width: 49.0244%;">Weight</td><td style="width: 47.9756%;" data-mce-style="width: 47.9756%;">24 Kg</td></tr><tr><td style="width: 49.0244%;" data-mce-style="width: 49.0244%;">Front / Back Glass</td><td style="width: 47.9756%;" data-mce-style="width: 47.9756%;">3.2 mm High Transmission Solar Glass</td></tr><tr><td style="width: 49.0244%;" data-mce-style="width: 49.0244%;">Frame</td><td style="width: 47.9756%;" data-mce-style="width: 47.9756%;">Anodized aluminiumÂ Frame</td></tr><tr><td style="width: 49.0244%;" data-mce-style="width: 49.0244%;">J-Box</td><td style="width: 47.9756%;" data-mce-style="width: 47.9756%;">IP68, 3 diodes</td></tr><tr><td style="width: 49.0244%;" data-mce-style="width: 49.0244%;">Cable</td><td style="width: 47.9756%;" data-mce-style="width: 47.9756%;">4mmÂ² Solar Cables,Â Length 1200Â±10mm</td></tr><tr><td style="width: 49.0244%;" data-mce-style="width: 49.0244%;">Cable Length (Including Connector)</td><td style="width: 47.9756%;" data-mce-style="width: 47.9756%;">MC4<br></td></tr><tr><td style="width: 49.0244%;" data-mce-style="width: 49.0244%;"></td><td style="width: 47.9756%;" data-mce-style="width: 47.9756%;"></td></tr></tbody></table><p><strong><br>ELECTRICAL</strong></p><table width="100%"><tbody><tr><td style="width: 47.723%;" data-mce-style="width: 47.723%;">Nominal Max. Power (Pmax)</td><td style="width: 46.277%;" data-mce-style="width: 46.277%;">440Â W</td></tr><tr><td style="width: 47.723%;" data-mce-style="width: 47.723%;">Opt. Operating Voltage (Vmp)</td><td style="width: 46.277%;" data-mce-style="width: 46.277%;">34.21 V</td></tr><tr><td style="width: 47.723%;" data-mce-style="width: 47.723%;">Opt. Operating Current (Imp)</td><td style="width: 46.277%;" data-mce-style="width: 46.277%;">12.87 A</td></tr><tr><td style="width: 47.723%;" data-mce-style="width: 47.723%;">Open Circuit Voltage (Voc)</td><td style="width: 46.277%;" data-mce-style="width: 46.277%;">41.44 V</td></tr><tr><td style="width: 47.723%;" data-mce-style="width: 47.723%;">Short Circuit Current (Isc)</td><td style="width: 46.277%;" data-mce-style="width: 46.277%;">13.55 A</td></tr></tbody></table><p><strong><br>Warranty</strong><br data-mce-fragment="1"></p><ul><li>Product Warranty 12 Years</li><li>Performance Warranty 25 Years</li><li>Annual Degradation 1st Year Degradation, 2%, From 2nd Year 0.55% Annual Degradation.Â </li></ul><p>* Refer to warranty document for terms and conditions<br data-mce-fragment="1"><strong>Documentation</strong></p><table width="100%"><tbody><tr><td style="width: 24%;" data-mce-style="width: 24%;"><a href="https://cdn.shopify.com/s/files/1/0566/3408/1340/files/4190_110-1329_Data_Sheet.pdf?v=1678080878"><span style="color: #2b00ff;" data-mce-style="color: #2b00ff;">Data Sheet</span></a></td></tr></tbody></table><p><br><strong>Detailed Information</strong><br><br>As always, our promise is to maintain enviable standards of excellent quality, timely delivery and reliable support to our customers as they explore and adopt environmentally friendly solar power solutions<br></p><p><strong>High reliability</strong><br>Cell interconnections and diode placement use well-established industry practice and are field-proven to provide excellent reliability.<br><br>Half Cut Cell Technology</p><p>Higher lifetime Power Yield</p><p><strong>Quality and certifications</strong><br>ISO 9001:2015, ISO 14001:2015 &amp; OHSAS 45000:2018 Certifed Company<br></p></td></tr></tbody></table>
USSP100-0103 | 252.4 | SM400-M754SH-BB | Sunmac SM400-M754SH-BB 400W Black On Black 108 Half-cell Mono Solar Panel | <table width="100%" data-mce-fragment="1"><tbody data-mce-fragment="1"><tr data-mce-fragment="1"><td data-mce-fragment="1"><strong>SUNMAC SM400-M754SH-BB 400W BLACK ON BLACK 108 HALF-CELL MONO SOLAR PANEL</strong></td></tr><tr data-mce-fragment="1"><td data-mce-fragment="1"><p>This line of modules is the direct result of over three decades of design, manufacturing and use. Attending to every detail in the design and manufacture of our products, our process controls and testing methods have optimized module life and electrical energy production.</p><table width="100%"><tbody><tr><td><table width="100%"><tbody><tr><td style="width: 51.4725%;" data-mce-style="width: 51.4725%;"><br></td><td style="width: 45.8759%;" data-mce-style="width: 45.8759%;"><br></td></tr><tr><td style="width: 51.4725%;" data-mce-style="width: 51.4725%;"><img src="https://cdn.shopify.com/s/files/1/0566/3408/1340/files/Screenshot_7_22ccb1ea-e25d-46ee-be8c-c09c7ad52324_480x480.png?v=1677735589" alt="" data-mce-src="https://cdn.shopify.com/s/files/1/0566/3408/1340/files/Screenshot_7_22ccb1ea-e25d-46ee-be8c-c09c7ad52324_480x480.png?v=1677735589"></td><td style="width: 45.8759%;" data-mce-style="width: 45.8759%;"><img src="https://cdn.shopify.com/s/files/1/0566/3408/1340/files/Screenshot_8_fd0066df-1fc5-4cd6-b010-60e96a71b484_480x480.png?v=1677735603" alt="" data-mce-src="https://cdn.shopify.com/s/files/1/0566/3408/1340/files/Screenshot_8_fd0066df-1fc5-4cd6-b010-60e96a71b484_480x480.png?v=1677735603"></td></tr><tr><td style="width: 51.4725%;" data-mce-style="width: 51.4725%;"></td><td style="width: 45.8759%;" data-mce-style="width: 45.8759%;"></td></tr></tbody></table><br></td></tr></tbody></table><p><br><b>SUNMACÂ Solar's Specification</b><br></p><table width="100%"><tbody><tr><td style="width: 48.2638%;"><span>Model</span></td><td style="width: 47.7362%;">SM400-M754SH-BB</td></tr><tr><td style="width: 48.2638%;"><span>Series</span></td><td style="width: 47.7362%;">M754SH-BB Series</td></tr><tr><td style="width: 48.2638%;"><span>Manufacturer</span></td><td style="width: 47.7362%;">Sunmac</td></tr></tbody></table><p><br><strong>MECHANICAL </strong><br></p><table width="100%"><tbody><tr><td style="width: 49.0244%;" data-mce-style="width: 49.0244%;">Specification</td><td style="width: 47.9756%;" data-mce-style="width: 47.9756%;">Data</td></tr><tr><td style="width: 49.0244%;" data-mce-style="width: 49.0244%;">Cell Type</td><td style="width: 47.9756%;" data-mce-style="width: 47.9756%;">Mono PERC</td></tr><tr><td style="width: 49.0244%;" data-mce-style="width: 49.0244%;">Cell Arrangement</td><td style="width: 47.9756%;" data-mce-style="width: 47.9756%;">108 (6x18)</td></tr><tr><td style="width: 49.0244%;" data-mce-style="width: 49.0244%;">Dimensions</td><td style="width: 47.9756%;" data-mce-style="width: 47.9756%;">1724Ã—1134x30 mmÂ </td></tr><tr><td style="width: 49.0244%;" data-mce-style="width: 49.0244%;">Weight</td><td style="width: 47.9756%;" data-mce-style="width: 47.9756%;">20.5Â±1.0 kg</td></tr><tr><td style="width: 49.0244%;" data-mce-style="width: 49.0244%;">Front / Back Glass</td><td style="width: 47.9756%;" data-mce-style="width: 47.9756%;">3.2mm, High Transmission, AR Coated Tempered Glass</td></tr><tr><td style="width: 49.0244%;" data-mce-style="width: 49.0244%;">Frame</td><td style="width: 47.9756%;" data-mce-style="width: 47.9756%;">Anodized aluminium alloy</td></tr><tr><td style="width: 49.0244%;" data-mce-style="width: 49.0244%;">J-Box</td><td style="width: 47.9756%;" data-mce-style="width: 47.9756%;">IP 68, 3 diodes</td></tr><tr><td style="width: 49.0244%;" data-mce-style="width: 49.0244%;">Cable</td><td style="width: 47.9756%;" data-mce-style="width: 47.9756%;">4 mmÂ², 350 mm or Customized Length</td></tr><tr><td style="width: 49.0244%;" data-mce-style="width: 49.0244%;">Cable Length (Including Connector)</td><td style="width: 47.9756%;" data-mce-style="width: 47.9756%;">MC4-compatible</td></tr></tbody></table><p><strong><br>ELECTRICAL</strong></p><table width="100%"><tbody><tr><td style="width: 47.723%;" data-mce-style="width: 47.723%;">Nominal Max. Power (Pmax)</td><td style="width: 46.277%;" data-mce-style="width: 46.277%;">400 W</td></tr><tr><td style="width: 47.723%;" data-mce-style="width: 47.723%;">Opt. Operating Voltage (Vmp)</td><td style="width: 46.277%;" data-mce-style="width: 46.277%;">30.90 V</td></tr><tr><td style="width: 47.723%;" data-mce-style="width: 47.723%;">Opt. Operating Current (Imp)</td><td style="width: 46.277%;" data-mce-style="width: 46.277%;">12.95 A</td></tr><tr><td style="width: 47.723%;" data-mce-style="width: 47.723%;">Open Circuit Voltage (Voc)</td><td style="width: 46.277%;" data-mce-style="width: 46.277%;">37.10 V</td></tr><tr><td style="width: 47.723%;" data-mce-style="width: 47.723%;">Short Circuit Current (Isc)</td><td style="width: 46.277%;" data-mce-style="width: 46.277%;">13.70 A</td></tr></tbody></table><p><strong><br>Warranty</strong><br data-mce-fragment="1"></p><ul><li>25 year Product Warranty</li><li>25 yearÂ Output Gaurantee</li></ul><p>* Refer to warranty document for terms and conditions<br data-mce-fragment="1"><strong></strong></p><p><strong>Documentation</strong></p><table width="100%"><tbody><tr><td style="width: 24%;" data-mce-style="width: 24%;"><a href="https://cdn.shopify.com/s/files/1/0566/3408/1340/files/3615_110-1375_Data_Sheet.pdf?v=1678089129" data-mce-href="https://cdn.shopify.com/s/files/1/0566/3408/1340/files/3615_110-1375_Data_Sheet.pdf?v=1678089129"><span style="color: #2b00ff;" data-mce-style="color: #2b00ff;">Data Sheet</span></a></td></tr></tbody></table><p><br><strong>Detailed Information</strong><br><br>MBB technology reduce the distance between busbars and finger grid lineÂ Resistant to harsh environments such as salt, ammonia, sand, high temperature and high humid environment .<br></p><p><strong>High reliability</strong><br></p><p>Cell interconnections and diode placement use well-established industry practice and are field-proven to provide excellent reliability.</p><p>More power output<br></p><p>weak light conditions</p><p><strong>Quality and certifications</strong><br></p><p>IEC61215/IEC61730/UL1703/IEC61701/IEC62716</p><p>ISO 9001: Quality Management System</p><p>ISO 14001: Environmental Management System</p></td></tr></tbody></table>
USMS100-0119 | 3.78 | XR-LUG-03-A1 | IRONRIDGE UFO XR-LUG-03-A1 Grounding Lug | <table width="100%" data-mce-fragment="1"><tbody data-mce-fragment="1"><tr data-mce-fragment="1"><td data-mce-fragment="1"><strong>IRONRIDGE UFO XR-LUG-03-A1 Grounding Lug</strong></td></tr><tr data-mce-fragment="1"><td data-mce-fragment="1"><p><span>The IronRidge XR-LUG-03-A1 G</span><span>rounding Lug is a single grounding lug used to connect an entire row of PV modules to the grounding conductor. Includes 1/4" T-Bolt and Nut.</span></p><table width="100%"><tbody><tr><td><table width="100%"><tbody><tr><td style="width: 51.4725%;" data-mce-style="width: 51.4725%;"></td><td style="width: 45.8759%;" data-mce-style="width: 45.8759%;"><br></td></tr><tr><td style="width: 51.4725%;" data-mce-style="width: 51.4725%;"><div style="text-align: start;"><img style="margin-bottom: 16px; float: none;" alt="Description image" src="https://cdn.shopify.com/s/files/1/0566/3408/1340/files/Screenshot_13_480x480.png?v=1676538179"></div></td><td style="width: 45.8759%;" data-mce-style="width: 45.8759%;"><br></td></tr><tr><td style="width: 51.4725%;" data-mce-style="width: 51.4725%;"></td><td style="width: 45.8759%;" data-mce-style="width: 45.8759%;"></td></tr></tbody></table><strong>Specifications</strong><table width="100%"><tbody><tr><td style="width: 48.2638%;" data-mce-style="width: 48.2638%;"><span>Model</span></td><td style="width: 47.7362%;" data-mce-style="width: 47.7362%;">IRONRIDGE UFO XR-LUG-03-A1</td></tr><tr><td style="width: 48.2638%;" data-mce-style="width: 48.2638%;"><span>Series</span></td><td style="width: 47.7362%;" data-mce-style="width: 47.7362%;">Grounding Lug<br></td></tr><tr><td style="width: 48.2638%;" data-mce-style="width: 48.2638%;"><span>Manufacturer</span></td><td style="width: 47.7362%;" data-mce-style="width: 47.7362%;">Iron Ridge<br></td></tr></tbody></table></td></tr></tbody></table><p><br><strong>GENERAL SPECIFICATION</strong><br></p><table width="100%"><tbody><tr></tr><tr><td style="width: 49.0244%;" data-mce-style="width: 49.0244%;">TypeÂ </td><td style="width: 47.9756%;" data-mce-style="width: 47.9756%;"><span>Grounding Lug</span></td></tr><tr><td style="width: 49.0244%;" data-mce-style="width: 49.0244%;"><span>Dimensions</span></td><td style="width: 47.9756%;" data-mce-style="width: 47.9756%;">2 x 1 x 1 in</td></tr><tr><td style="width: 49.0244%;" data-mce-style="width: 49.0244%;">MaterialÂ </td><td style="width: 47.9756%;" data-mce-style="width: 47.9756%;">Stainless Steel</td></tr><tr><td style="width: 49.0244%;" data-mce-style="width: 49.0244%;">Color<br></td><td style="width: 47.9756%;" data-mce-style="width: 47.9756%;">Silver<br></td></tr></tbody></table><p><strong>Warranty</strong><br data-mce-fragment="1"></p><ul><li>25 Years Product Warranty.<br></li></ul><p>* Refer to warranty document for terms and conditions<br data-mce-fragment="1"><strong>Documentation</strong></p><table width="100%"><tbody><tr><td style="width: 24%;" data-mce-style="width: 24%;"><a href="https://cdn.shopify.com/s/files/1/0566/3408/1340/files/Grounding_Lug_-DS.pdf?v=1678362778"><span style="color: #2b00ff;" data-mce-style="color: #2b00ff;">Data Sheet</span></a></td></tr></tbody></table><p><br><strong>Detailed Information</strong></p><div class="tab-content"><div class="tab-pane active" id="tab-description"><p>A single Grounding Lug connects an entire row of PV modules to the grounding conductor. This one should be used with the UFO System.</p></div></div><p><strong>High reliability</strong></p><p>Cell interconnections and diode placement use well-established industry practice and are field-proven to provide excellent reliability.<br></p><p><span>UFO hardware forms secure electrical bonds with both the module and the rail, resulting in many parallel grounding paths throughout the system</span></p><p>This leads to safer and more reliable installations.</p></td></tr></tbody></table>
USMS100-0136 | 11.54 | GM-BRC-002 | IronRidge UFO GM-BRC-002 Bonding Rail Connector | <table width="100%" data-mce-fragment="1"><tbody data-mce-fragment="1"><tr data-mce-fragment="1"><td data-mce-fragment="1"><strong>IRONRIDGE UFO GM-BRC-002 Bonding Rail Connector</strong></td></tr><tr data-mce-fragment="1"><td data-mce-fragment="1"><p><span>The bonded rail connector attaches and bonds horizontal cross pipes to the XR1000 Rails. Each rail requires two connectors to create a secure and bonded attachment. Available for both 2â€ and 3â€ sizes, these rail connectors are manufactured using extruded 6000 series aluminum. Review the images in the ground mount specifications and manual for added context.</span></p><table width="100%"><tbody><tr><td><table width="100%"><tbody><tr><td style="width: 51.4725%;" data-mce-style="width: 51.4725%;"></td><td style="width: 45.8759%;" data-mce-style="width: 45.8759%;"><br></td></tr><tr><td style="width: 51.4725%;" data-mce-style="width: 51.4725%;"><div style="text-align: start;"><img alt="Description image" src="https://cdn.shopify.com/s/files/1/0566/3408/1340/files/Screenshot_10_480x480.png?v=1676530632" style="margin-bottom: 16px; float: none;"></div></td><td style="width: 45.8759%;" data-mce-style="width: 45.8759%;"><br></td></tr><tr><td style="width: 51.4725%;" data-mce-style="width: 51.4725%;"></td><td style="width: 45.8759%;" data-mce-style="width: 45.8759%;"></td></tr></tbody></table></td></tr></tbody></table><p><br><strong>Specifications</strong></p><table width="100%"><tbody><tr><td style="width: 48.2638%;"><span>Model</span></td><td style="width: 47.7362%;">IRONRIDGE UFO GM-BRC-002</td></tr><tr><td style="width: 48.2638%;"><span>Series</span></td><td style="width: 47.7362%;">Bonded Rail Connector</td></tr><tr><td style="width: 48.2638%;"><span>Manufacturer</span></td><td style="width: 47.7362%;">Iron Ridge</td></tr></tbody></table><p><strong><br>GENERAL SPECIFICATION</strong><br></p><table width="100%"><tbody><tr></tr><tr><td style="width: 49.0244%;" data-mce-style="width: 49.0244%;">TypeÂ </td><td style="width: 47.9756%;" data-mce-style="width: 47.9756%;"><span>Grounding</span></td></tr><tr><td style="width: 49.0244%;" data-mce-style="width: 49.0244%;">FinishÂ </td><td style="width: 47.9756%;" data-mce-style="width: 47.9756%;">Mill Finish</td></tr><tr><td style="width: 49.0244%;" data-mce-style="width: 49.0244%;">MaterialÂ </td><td style="width: 47.9756%;" data-mce-style="width: 47.9756%;">Aluminum</td></tr><tr><td style="width: 49.0244%;" data-mce-style="width: 49.0244%;">Dimension<br></td><td style="width: 47.9756%;" data-mce-style="width: 47.9756%;">2 Inch<br></td></tr></tbody></table><p><strong><br>Warranty</strong><br data-mce-fragment="1"></p><ul><li>25 Years Product Warranty.<br></li></ul><p>* Refer to warranty document for terms and conditions<br data-mce-fragment="1"><strong>Documentation</strong></p><table width="100%"><tbody><tr><td style="width: 24%;" data-mce-style="width: 24%;"><a href="https://cdn.shopify.com/s/files/1/0566/3408/1340/files/Bonded_Rail_Connector_-DS.pdf?v=1678359866"><span style="color: #2b00ff;" data-mce-style="color: #2b00ff;">Data Sheet</span></a></td></tr></tbody></table><p><br><strong>Detailed Information</strong></p><p><span>The Universal Fastening Object (UFO) family of components eliminates the need for separate grounding hardware by bonding solar modules directly to IronRidge XR Rails. All IronRidge system Installation types (Flush Mount, Tilt Mount and Ground Mount) that feature the UFO family of products are fully listed to the UL 2703 standard. UFO hardware forms secure electrical bonds with both the module and the rail, resulting in many parallel grounding paths throughout the system leading to safer and more reliable installations.</span></p><p><span>IronRidge's Bonded Rail Connectors attaches and bonds horizontal 2" Schedule 40 cross pipes to XR1000 Rails. Each rail requires two connectors to create a secure and bonded attachment. The Rail Connector is manufactured using extruded 6000 series aluminum and is also available in 3" size.</span></p><p><strong>High reliability</strong></p><p>Cell interconnections and diode placement use well-established industry practice and are field-proven to provide excellent reliability.<br></p><p><span>Each rail requires two connectors to create a secure and bonded attachment</span></p><p><span>All components were checked for structural stability</span></p><p><span>It's easy to develop, share, and price projects using online apps.</span></p></td></tr></tbody></table><br>
USMS100-0088 | 2.8068 | UFO-CL-01-B1 | IRONRIDGE UFO UFO-CL-01-B1 Black Universal Bonding Module Clamp | <table data-mce-fragment="1" width="100%"><tbody data-mce-fragment="1"><tr data-mce-fragment="1"><td data-mce-fragment="1"><strong>IRONRIDGE UFO UFO-CL-01-B1 Black Universal Bonding Module Clamp</strong></td></tr><tr data-mce-fragment="1"><td data-mce-fragment="1"><p><span>The IronRidge universal fastening object (UFO) makes installing your rail mount system easier, faster, and less expensive. The clamps stand up on their own during installation which means it's no longer a two man job to fasten the modules into place.</span></p><table width="100%"><tbody><tr><td><table width="100%"><tbody><tr><td style="width: 51.4725%;" data-mce-style="width: 51.4725%;"></td><td style="width: 45.8759%;" data-mce-style="width: 45.8759%;"><br></td></tr><tr><td style="width: 51.4725%;" data-mce-style="width: 51.4725%;"><div style="text-align: start;"><img src="https://cdn.shopify.com/s/files/1/0566/3408/1340/files/Screenshot_12_480x480.png?v=1676536716" alt="Description image" style="margin-bottom: 16px; float: none;"></div></td><td style="width: 45.8759%;" data-mce-style="width: 45.8759%;"><br></td></tr><tr><td style="width: 51.4725%;" data-mce-style="width: 51.4725%;"></td><td style="width: 45.8759%;" data-mce-style="width: 45.8759%;"></td></tr></tbody></table><strong>Specifications</strong><table width="100%"><tbody><tr><td style="width: 48.2638%;" data-mce-style="width: 48.2638%;"><span>Model</span></td><td style="width: 47.7362%;" data-mce-style="width: 47.7362%;">IRONRIDGE UFO UFO-CL-01-B1</td></tr><tr><td style="width: 48.2638%;" data-mce-style="width: 48.2638%;"><span>Series</span></td><td style="width: 47.7362%;" data-mce-style="width: 47.7362%;">Universal Fastening Object</td></tr><tr><td style="width: 48.2638%;" data-mce-style="width: 48.2638%;"><span>Manufacturer</span></td><td style="width: 47.7362%;" data-mce-style="width: 47.7362%;">Iron Ridge<br></td></tr></tbody></table></td></tr></tbody></table><p><br><strong>GENERAL SPECIFICATION</strong><br></p><table width="100%"><tbody><tr></tr><tr><td style="width: 49.0244%;" data-mce-style="width: 49.0244%;">Type</td><td style="width: 47.9756%;" data-mce-style="width: 47.9756%;"><span>Mid Clamp</span></td></tr><tr><td style="width: 49.0244%;" data-mce-style="width: 49.0244%;">FinishÂ </td><td style="width: 47.9756%;" data-mce-style="width: 47.9756%;"><span>Clear Anodized</span></td></tr><tr><td style="width: 49.0244%;" data-mce-style="width: 49.0244%;">MaterialÂ </td><td style="width: 47.9756%;" data-mce-style="width: 47.9756%;">Aluminum</td></tr><tr><td style="width: 49.0244%;" data-mce-style="width: 49.0244%;">ColorÂ </td><td style="width: 47.9756%;" data-mce-style="width: 47.9756%;">Black</td></tr><tr><td style="width: 49.0244%;" data-mce-style="width: 49.0244%;">Approvals</td><td style="width: 47.9756%;" data-mce-style="width: 47.9756%;">UL<br></td></tr></tbody></table><p><strong>Warranty</strong><br data-mce-fragment="1"></p><ul><li>25 Years Product Warranty.<br></li></ul><p>* Refer to warranty document for terms and conditions<br data-mce-fragment="1"><strong>Documentation</strong></p><table width="100%"><tbody><tr><td style="width: 24%;" data-mce-style="width: 24%;"><a href="https://cdn.shopify.com/s/files/1/0566/3408/1340/files/ZZ084700245_DS.pdf?v=1678360685"><span style="color: #2b00ff;" data-mce-style="color: #2b00ff;">Data Sheet</span></a></td></tr></tbody></table><p><br><strong>Detailed Information</strong></p><p><span>It's no longer necessary to have someone adjust the clamps while another person positions the modules into place. The UFO clamps have a larger area that makes contact with the module frame which makes the installation stronger and more secure.Â </span></p><p><strong>High reliability</strong></p><p>Cell interconnections and diode placement use well-established industry practice and are field-proven to provide excellent reliability.<br></p><p><span>It comes fully-lubricated and fully-assembled</span></p><p><span>looks just as good as it performs</span></p><p><span>This leads to safer and more reliable installations.</span></p></td></tr></tbody></table>
USMS100-0087 | 2.5909 | UFO-CL-01-A1 | IRONRIDGE UFO UFO-CL-01-A1 Clear Universal Bonding Module Clamp | <table width="100%" data-mce-fragment="1"><tbody data-mce-fragment="1"><tr data-mce-fragment="1"><td data-mce-fragment="1"><strong>IRONRIDGE UFO UFO-CL-01-A1 Clear Universal Bonding Module Clamp</strong></td></tr><tr data-mce-fragment="1"><td data-mce-fragment="1"><p><span>The IronRidge universal fastening object (UFO) makes installing your rail mount system easier, faster, and less expensive. The clamps stand up on their own during installation which means it's no longer a two man job to fasten the modules into place.</span></p><table width="100%"><tbody><tr><td><table width="100%"><tbody><tr><td style="width: 51.4725%;" data-mce-style="width: 51.4725%;"></td><td style="width: 45.8759%;" data-mce-style="width: 45.8759%;"><br></td></tr><tr><td style="width: 51.4725%;" data-mce-style="width: 51.4725%;"><div style="text-align: start;"><img alt="Description image" src="https://cdn.shopify.com/s/files/1/0566/3408/1340/files/Screenshot_12_480x480.png?v=1676536716" style="margin-bottom: 16px; float: none;"></div></td><td style="width: 45.8759%;" data-mce-style="width: 45.8759%;"><br></td></tr><tr><td style="width: 51.4725%;" data-mce-style="width: 51.4725%;"></td><td style="width: 45.8759%;" data-mce-style="width: 45.8759%;"></td></tr></tbody></table></td></tr></tbody></table><p><br><strong>Specifications</strong></p><table width="100%"><tbody><tr><td style="width: 48.2638%;"><span>Model</span></td><td style="width: 47.7362%;">IRONRIDGE UFO UFO-CL-01-A1</td></tr><tr><td style="width: 48.2638%;"><span>Series</span></td><td style="width: 47.7362%;">Universal Fastening Object</td></tr><tr><td style="width: 48.2638%;"><span>Manufacturer</span></td><td style="width: 47.7362%;">Iron Ridge</td></tr></tbody></table><p><strong><br>GENERAL SPECIFICATION</strong><br></p><table width="100%"><tbody><tr></tr><tr><td style="width: 49.0244%;" data-mce-style="width: 49.0244%;">TypeÂ </td><td style="width: 47.9756%;" data-mce-style="width: 47.9756%;"><span>Mid Clamp</span></td></tr><tr><td style="width: 49.0244%;" data-mce-style="width: 49.0244%;">FinishÂ </td><td style="width: 47.9756%;" data-mce-style="width: 47.9756%;"><span>Clear Anodized</span></td></tr><tr><td style="width: 49.0244%;" data-mce-style="width: 49.0244%;">MaterialÂ </td><td style="width: 47.9756%;" data-mce-style="width: 47.9756%;">Aluminum</td></tr><tr><td style="width: 49.0244%;" data-mce-style="width: 49.0244%;">Approvals</td><td style="width: 47.9756%;" data-mce-style="width: 47.9756%;">UL<br></td></tr></tbody></table><p><strong><br>Warranty</strong><br data-mce-fragment="1"></p><ul><li>25 Years Product Warranty.<br></li></ul><p>* Refer to warranty document for terms and conditions<br data-mce-fragment="1"><strong>Documentation</strong></p><table width="100%"><tbody><tr><td style="width: 24%;" data-mce-style="width: 24%;"><a href="https://cdn.shopify.com/s/files/1/0566/3408/1340/files/ZZ084700245_DS.pdf?v=1678360685"><span style="color: #2b00ff;" data-mce-style="color: #2b00ff;">Data Sheet</span></a></td></tr></tbody></table><p><br><strong>Detailed Information</strong></p><p><span>It's no longer necessary to have someone adjust the clamps while another person positions the modules into place. The UFO clamps have a larger area that makes contact with the module frame which makes the installation stronger and more secure.Â </span></p><p><strong>High reliability</strong></p><p>Cell interconnections and diode placement use well-established industry practice and are field-proven to provide excellent reliability.<br></p><p><span>It comes fully-lubricated and fully-assembled</span></p><p><span>looks just as good as it performs</span></p><p><span>This leads to safer and more reliable installations.</span></p></td></tr></tbody></table>
USMS100-0642 | 13.51 | HOLLAENDER 5E-8 1.5" | Hollaender 5E-8 1.5" Tee-e Structural Fitting | <table width="100%" data-mce-fragment="1"><tbody data-mce-fragment="1"><tr data-mce-fragment="1"><td style="width: 955.59px;" data-mce-fragment="1" data-mce-style="width: 955.59px;"><strong>HOLLAENDER 5E-8 1.5" TEE-E STRUCTURAL FITTING</strong></td></tr><tr data-mce-fragment="1"><td style="width: 955.59px;" data-mce-fragment="1" data-mce-style="width: 955.59px;"><p><span>As solar installers try to minimize the number of penetrations on rooftops, and therefore increase the span distances between vertical supports, the issue of cross bracing becomes exceedingly important. Hollaender has a series of fittings that can be used to attach cross bracing sections in a pipe rack.</span><br><br><span>The Hollaender #17 Adjustable Elbow is a 2-piece fitting that is adjustable across a broad range of angles. The male (M) part typically attaches to the vertical post and the female (F) part attaches to the cross brace member.</span></p><p><strong>SPECIFICATIONS</strong></p><table width="100%"><tbody><tr><td style="width: 48.2638%;" data-mce-style="width: 48.2638%;"><span>Model</span></td><td style="width: 47.7362%;" data-mce-style="width: 47.7362%;">HOLLAENDER 5E-8 1.5"</td></tr><tr><td style="width: 48.2638%;" data-mce-style="width: 48.2638%;"><span>Series</span></td><td style="width: 47.7362%;" data-mce-style="width: 47.7362%;">-<br></td></tr><tr><td style="width: 48.2638%;" data-mce-style="width: 48.2638%;"><span>Manufacturer</span></td><td style="width: 47.7362%;" data-mce-style="width: 47.7362%;">HOLLAENDER</td></tr></tbody></table></td></tr></tbody></table><p><br><strong>GENERAL SPECIFICATION</strong><br></p><table width="100%"><tbody><tr></tr><tr><td style="width: 49.0244%;" data-mce-style="width: 49.0244%;"><span>Type</span></td><td style="width: 47.9756%;" data-mce-style="width: 47.9756%;">Hollder</td></tr><tr><td style="width: 49.0244%;" data-mce-style="width: 49.0244%;">Color<br></td><td style="width: 47.9756%;" data-mce-style="width: 47.9756%;"><span mce-data-marked="1">Black</span></td></tr></tbody></table><p><strong>Warranty</strong><br data-mce-fragment="1"></p><ul><li>10 Year Standard Warranty.</li></ul><p>* Refer to warranty document for terms and conditions<br data-mce-fragment="1"><strong>Documentation</strong></p><table width="100%"><tbody><tr><td style="width: 24%;" data-mce-style="width: 24%;"><a href="https://cdn.shopify.com/s/files/1/0566/3408/1340/files/5E-8_Specs.pdf?v=1678363662"><span style="color: #2b00ff;" data-mce-style="color: #2b00ff;">Data Sheet</span></a></td></tr></tbody></table><p><br><strong>Detailed Information</strong><br></p><div class="mTab"><div class="divsWrap"><div id="descriptionSection" class="showBlock"><p itemprop="description"><span>As solar installers try to minimize the number of penetrations on rooftops, and therefore increase the span distances between vertical supports, the issue of cross bracing becomes exceedingly important. Hollaender has a series of fittings that can be used to attach cross bracing sections in a pipe rack.</span><br></p></div></div></div><p><strong>High reliability</strong><br></p><p>Cell interconnections and diode placement use well-established industry practice and are field-proven to provide excellent reliability.</p><p><span>This alloy is strong, lightweight, will not rust, and can be used with galvanized steel or other metals without concern for galvanic corrosion.Â </span></p>
USMS100-0006 | 8.6023 | K2 System 4000100 | K2 Systems Bracket Kit, 1.5 In. Pipe, 4000100 | <table width="100%" data-mce-fragment="1"><tbody data-mce-fragment="1"><tr data-mce-fragment="1"><td style="width: 955.59px;" data-mce-fragment="1" data-mce-style="width: 955.59px;"><strong>K2 Systems Bracket Kit, 1.5 In. Pipe, 4000100</strong></td></tr><tr data-mce-fragment="1"><td style="width: 955.59px;" data-mce-fragment="1" data-mce-style="width: 955.59px;"><p><span>TheÂ K2 System is designed to meet the needs of commercial solar - navigating complex roof layouts, while also handling the most extreme environmental conditions.</span><br></p></td></tr></tbody></table><p><strong><br>SPECIFICATIONS</strong></p><table width="100%"><tbody><tr><td style="width: 48.2638%;"><span>Model</span></td><td style="width: 47.7362%;">K2 System 4000100</td></tr><tr><td style="width: 48.2638%;"><span>Series</span></td><td style="width: 47.7362%;">-</td></tr><tr><td style="width: 48.2638%;"><span>Manufacturer</span></td><td style="width: 47.7362%;">K2 System</td></tr></tbody></table><p><strong><br>GENERAL SPECIFICATION</strong><br></p><table width="100%"><tbody><tr><td style="width: 49.0244%;" data-mce-style="width: 49.0244%;"><div class="field--label">Type</div></td><td style="width: 47.9756%;" data-mce-style="width: 47.9756%;"><span>Pipe Fitting</span></td></tr><tr><td style="width: 49.0244%;" data-mce-style="width: 49.0244%;">Color<br></td><td style="width: 47.9756%;" data-mce-style="width: 47.9756%;">Clear<br></td></tr><tr><td style="width: 49.0244%;" data-mce-style="width: 49.0244%;">Material<br></td><td style="width: 47.9756%;" data-mce-style="width: 47.9756%;"><div class="product--variation-field--variation_field_product_material__9800 field field--name-field-product-material field--type-string field--label-inline"><div class="field--item">Coated Steel</div></div></td></tr><tr><td style="width: 49.0244%;" data-mce-style="width: 49.0244%;"><span>Application</span></td><td style="width: 47.9756%;" data-mce-style="width: 47.9756%;"><span>Residential / Commercial</span></td></tr></tbody></table><p><strong><br>Warranty</strong><br data-mce-fragment="1"></p><ul><li>25Â Year Standard Warranty.</li></ul><p>* Refer to warranty document for terms and conditions<br data-mce-fragment="1"></p><table width="100%"><tbody></tbody></table><p><br><strong>Detailed Information</strong><br></p><section id="product-description" class="description"><div class="product--variation-field--variation_field_product_description__9770 field field--name-field-product-description field--type-text-long field--label-hidden field--item"><p>This end cap is a simple piece that attaches to the end of the each rail, creating a clean, and flush look for your racking system.</p></div></section><div class="product--variation-field--variation_field_product_data_store__9770 field field--name-field-product-data-store field--type-entity-reference field--label-hidden field--item"><div class="eck-entity"><strong>High reliability</strong><br></div></div><p>Cell interconnections and diode placement use well-established industry practice and are field-proven to provide excellent reliability.</p><p>Made with Hard Metal</p><p>Strong in Structure</p>
USMS100-0007 | 0.88 | K2 4001221 | K2 4001221 crossrail 80 End Cap 10pcs/pack | <table data-mce-fragment="1" width="100%"><tbody data-mce-fragment="1"><tr data-mce-fragment="1"><td data-mce-fragment="1" style="width: 955.59px;" data-mce-style="width: 955.59px;"><strong>K2 4001221 crossrail 80 End Cap 10pcs/pack</strong></td></tr><tr data-mce-fragment="1"><td data-mce-fragment="1" style="width: 955.59px;" data-mce-style="width: 955.59px;"><p><span>TheÂ K2 System is designed to meet the needs of commercial solar - navigating complex roof layouts, while also handling the most extreme environmental conditions.</span><br></p><p><strong>SPECIFICATIONS</strong></p><table width="100%"><tbody><tr><td style="width: 48.2638%;" data-mce-style="width: 48.2638%;"><span>Model</span></td><td style="width: 47.7362%;" data-mce-style="width: 47.7362%;">K2 4001221</td></tr><tr><td style="width: 48.2638%;" data-mce-style="width: 48.2638%;"><span>Series</span></td><td style="width: 47.7362%;" data-mce-style="width: 47.7362%;">-</td></tr><tr><td style="width: 48.2638%;" data-mce-style="width: 48.2638%;"><span>Manufacturer</span></td><td style="width: 47.7362%;" data-mce-style="width: 47.7362%;">K2 System<br></td></tr></tbody></table></td></tr></tbody></table><p><br><strong>GENERAL SPECIFICATION</strong><br></p><table width="100%"><tbody><tr><td style="width: 49.0244%;" data-mce-style="width: 49.0244%;"><div class="field--label">Type</div></td><td style="width: 47.9756%;" data-mce-style="width: 47.9756%;">Rail Accessory</td></tr><tr><td style="width: 49.0244%;" data-mce-style="width: 49.0244%;">Color<br></td><td style="width: 47.9756%;" data-mce-style="width: 47.9756%;">Black</td></tr><tr><td style="width: 49.0244%;" data-mce-style="width: 49.0244%;">Material<br></td><td style="width: 47.9756%;" data-mce-style="width: 47.9756%;"><span>UV rated plastic</span></td></tr><tr><td style="width: 49.0244%;" data-mce-style="width: 49.0244%;"><span>Application</span></td><td style="width: 47.9756%;" data-mce-style="width: 47.9756%;"><span>Residential / Commercial</span></td></tr></tbody></table><p><strong>Warranty</strong><br data-mce-fragment="1"></p><ul><li>25Â Year Standard Warranty.</li></ul><p>* Refer to warranty document for terms and conditions<br data-mce-fragment="1"></p><table width="100%"><tbody></tbody></table><p><br><strong>Detailed Information</strong><br></p><p>This end cap is a simple piece that attaches to the end of the each rail, creating a clean, and flush look for your racking system.<br></p><p><strong>High reliability</strong><br></p><p>Cell interconnections and diode placement use well-established industry practice and are field-proven to provide excellent reliability.</p><p>Made with Hard Metal</p><p>Strong in Structure</p>
USMS100-0643 | 9.7 | ST-055 | SolaTrim ST-055 Pest Abatement Barrier 5.50IN | <table width="100%" data-mce-fragment="1"><tbody data-mce-fragment="1"><tr data-mce-fragment="1"><td style="width: 955.59px;" data-mce-fragment="1" data-mce-style="width: 955.59px;"><strong>SolaTrim ST-055 Pest Abatement Barrier 5.50IN</strong></td></tr><tr data-mce-fragment="1"><td style="width: 955.59px;" data-mce-fragment="1" data-mce-style="width: 955.59px;"><p data-mce-fragment="1"><span>Modern Adhesive Technology now allows for permanent bonding without the use of rivets, screws or other mechanical fasteners. SolaTrimTM applied this remarkable â€œpeel and stickâ€ feature to our barrier panels, making it possible to gain â€œlife of the systemâ€ protection with a single, simple installation process.</span></p><p><strong>SPECIFICATIONS</strong><br></p><table width="100%"><tbody><tr><td style="width: 48.2638%;" data-mce-style="width: 48.2638%;"><span>Model</span></td><td style="width: 47.7362%;" data-mce-style="width: 47.7362%;">ST-055</td></tr><tr><td style="width: 48.2638%;" data-mce-style="width: 48.2638%;"><span>Series</span></td><td style="width: 47.7362%;" data-mce-style="width: 47.7362%;"><span>-</span></td></tr><tr><td style="width: 48.2638%;" data-mce-style="width: 48.2638%;"><span>Manufacturer</span></td><td style="width: 47.7362%;" data-mce-style="width: 47.7362%;">SolaTrim<br></td></tr></tbody></table></td></tr></tbody></table><p><br><strong>GENERAL SPECIFICATIONS</strong><br></p><table width="100%"><tbody><tr><td style="width: 49.0244%;" data-mce-style="width: 49.0244%;"><span>Type</span></td><td style="width: 47.9756%;" data-mce-style="width: 47.9756%;">Barrier</td></tr><tr><td style="width: 49.0244%;" data-mce-style="width: 49.0244%;"><span>Dimensions</span></td><td style="width: 47.9756%;" data-mce-style="width: 47.9756%;"><span>6.75" x 48.00"</span></td></tr><tr><td style="width: 49.0244%;" data-mce-style="width: 49.0244%;"><span>Weight</span></td><td style="width: 47.9756%;" data-mce-style="width: 47.9756%;"><span>0.68lbs</span></td></tr><tr><td style="width: 49.0244%;" data-mce-style="width: 49.0244%;">Finish</td><td style="width: 47.9756%;" data-mce-style="width: 47.9756%;"><span data-mce-fragment="1">Black Polyester Coating</span><br></td></tr></tbody></table><p><strong>Warranty</strong><br data-mce-fragment="1"></p><ul><li>Manufacturer 12 Years Warranty</li></ul><p>* Refer to warranty document for terms and conditions<br data-mce-fragment="1"><strong>Documentation</strong></p><table width="100%"><tbody><tr><td style="width: 24%;" data-mce-style="width: 24%;"><span style="color: #2b00ff;" data-mce-style="color: #2b00ff;">Data Sheet</span></td></tr></tbody></table><p><br><strong>Detailed Information</strong></p><p><span>Modern Adhesive Technology now allows for permanent bonding without the use of rivets, screws or other mechanical fasteners. SolaTrimTM applied this remarkable â€œpeel and stickâ€ feature to our barrier panels, making it possible to gain â€œlife of the systemâ€ protection with a single, simple installation process.</span></p><p><span></span><strong>High Reliability</strong></p><p>Â </p>Strong and Heavy Weight
USMS100-0009 | 2.67 | 4000602-H | K2 SYSTEMS 4000602-H Dark Mid Clamp, 30-47MM | <table width="100%" data-mce-fragment="1"><tbody data-mce-fragment="1"><tr data-mce-fragment="1"><td style="width: 955.59px;" data-mce-fragment="1" data-mce-style="width: 955.59px;"><strong>K2 SYSTEMS 4000602-H Dark Mid Clamp, 30-47MM</strong></td></tr><tr data-mce-fragment="1"><td style="width: 955.59px;" data-mce-fragment="1" data-mce-style="width: 955.59px;"><p><span data-mce-fragment="1">The K2 Systems Mid Clamps are easy to install and have expandable technology that allow them to fit on module heights of 30-47mm.<br data-mce-fragment="1"><br></span></p><p><strong>SPECIFICATIONS</strong></p><table width="100%"><tbody><tr><td style="width: 48.2638%;" data-mce-style="width: 48.2638%;"><span>Model</span></td><td style="width: 47.7362%;" data-mce-style="width: 47.7362%;"><span>4000602-H</span><br data-mce-fragment="1"></td></tr><tr><td style="width: 48.2638%;" data-mce-style="width: 48.2638%;"><span>Series</span></td><td style="width: 47.7362%;" data-mce-style="width: 47.7362%;">-</td></tr><tr><td style="width: 48.2638%;" data-mce-style="width: 48.2638%;"><span>Manufacturer</span></td><td style="width: 47.7362%;" data-mce-style="width: 47.7362%;">K2 System</td></tr></tbody></table></td></tr></tbody></table><p><br><strong>GENERAL SPECIFICATIONS</strong><br></p><table width="100%"><tbody><tr><td style="width: 49.0244%;" data-mce-style="width: 49.0244%;">Color</td><td style="width: 47.9756%;" data-mce-style="width: 47.9756%;"><span>Dark</span></td></tr><tr><td style="width: 49.0244%;" data-mce-style="width: 49.0244%;">Scope of Application</td><td style="width: 47.9756%;" data-mce-style="width: 47.9756%;">Flat Roof, Pitched Roof</td></tr><tr><td style="width: 49.0244%;" data-mce-style="width: 49.0244%;">Component Type</td><td style="width: 47.9756%;" data-mce-style="width: 47.9756%;">Module Clamp<br></td></tr><tr><td style="width: 49.0244%;" data-mce-style="width: 49.0244%;">Material</td><td style="width: 47.9756%;" data-mce-style="width: 47.9756%;">Stainless SteelÂ </td></tr><tr><td style="width: 49.0244%;" data-mce-style="width: 49.0244%;">Packaging Type</td><td width:="" data-mce-style="">20 / Box<br>5880 / Pallet</td></tr></tbody></table><p><strong>Warranty</strong><br data-mce-fragment="1"></p><ul><li>ManufacturerÂ <span data-mce-fragment="1">Lifetime Limited</span> WarrantyÂ </li></ul><p>* Refer to warranty document for terms and conditions<br data-mce-fragment="1"><strong>Documentation</strong></p><table width="100%"><tbody><tr><td style="width: 24%;" data-mce-style="width: 24%;"><a href="https://catalog.k2-systems.com/media/4f/db/fb/4000094-PS-MX.pdf"><span style="color: #2b00ff;" data-mce-style="color: #2b00ff;">Data Sheet</span></a></td></tr></tbody></table><p><br><strong>Detailed Information</strong></p><p><span>The CrossRail 44-X/48-X/48-XL/80 mounting system for photovoltaic assemblies is suitable for pitched roofs.Â </span></p><p><span>Â It works with most residential roof types including tile and shingle roofs.</span></p><p><span>This system is compatible with commonly available roof hooks including our own Flat Tile Hook and Tile Hook 3S.</span></p><p>Â </p><p><strong>High reliability</strong></p><p><span>UL 2703 Listed for bonding and fire - allows one lug per module row, eliminating cost and labor</span><br data-mce-fragment="1"><span></span></p><p><span>Aluminum made, high corrosion resistance roof hooks and rail</span><br data-mce-fragment="1"><span></span></p><p><span>Fast, simple installation with our preassembled universal bonding clamps and low part count</span></p>
USMS100-0008 | 8.81 | 4000330 | K2 System 4000330 2.0" Pipe L-Bracket Kit | <table width="100%" data-mce-fragment="1"><tbody data-mce-fragment="1"><tr data-mce-fragment="1"><td style="width: 955.59px;" data-mce-fragment="1" data-mce-style="width: 955.59px;"><strong>K2 System 4000330 2.0" Pipe L-Bracket Kit</strong></td></tr><tr data-mce-fragment="1"><td style="width: 955.59px;" data-mce-fragment="1" data-mce-style="width: 955.59px;"><p><span data-mce-fragment="1">K2 Systems Bracket Kit, 2 In. Pipe, 4000330Â <br data-mce-fragment="1"><br></span></p><p><strong>SPECIFICATIONS</strong></p><table width="100%"><tbody><tr><td style="width: 48.2638%;" data-mce-style="width: 48.2638%;"><span>Model</span></td><td style="width: 47.7362%;" data-mce-style="width: 47.7362%;">4000330</td></tr><tr><td style="width: 48.2638%;" data-mce-style="width: 48.2638%;"><span>Series</span></td><td style="width: 47.7362%;" data-mce-style="width: 47.7362%;">-</td></tr><tr><td style="width: 48.2638%;" data-mce-style="width: 48.2638%;"><span>Manufacturer</span></td><td style="width: 47.7362%;" data-mce-style="width: 47.7362%;">K2 System</td></tr></tbody></table></td></tr></tbody></table><p><br><strong>GENERAL SPECIFICATIONS</strong><br></p><table width="100%"><tbody><tr><td style="width: 49.0244%;" data-mce-style="width: 49.0244%;">Diameter [In]</td><td style="width: 47.9756%;" data-mce-style="width: 47.9756%;">2"</td></tr><tr><td style="width: 49.0244%;" data-mce-style="width: 49.0244%;">Scope of Application</td><td style="width: 47.9756%;" data-mce-style="width: 47.9756%;">Ground Mount</td></tr><tr><td style="width: 49.0244%;" data-mce-style="width: 49.0244%;">Component Type</td><td style="width: 47.9756%;" data-mce-style="width: 47.9756%;">Accessories</td></tr><tr><td style="width: 49.0244%;" data-mce-style="width: 49.0244%;">Material</td><td style="width: 47.9756%;" data-mce-style="width: 47.9756%;">Hardware</td></tr><tr><td style="width: 49.0244%;" data-mce-style="width: 49.0244%;">Packaging Type</td><td width:="" data-mce-style="">10 / Box<br></td></tr></tbody></table><p><strong>Warranty</strong><br data-mce-fragment="1"></p><ul><li>Manufacturer <span data-mce-fragment="1">Lifetime LimitedÂ </span>WarrantyÂ </li></ul><p>* Refer to warranty document for terms and conditions<br data-mce-fragment="1"><strong>Documentation</strong></p><table width="100%"><tbody><tr><td style="width: 24%;" data-mce-style="width: 24%;"><span style="color: #2b00ff;" data-mce-style="color: #2b00ff;">Data Sheet</span></td></tr></tbody></table><p><br><strong></strong></p>
USMS100-0644 | 3.2 | 4000091 | K2 System 4000091 end clamp Dark; 30-40mm; pack of 20 | <table data-mce-fragment="1" width="100%"><tbody data-mce-fragment="1"><tr data-mce-fragment="1"><td data-mce-fragment="1" style="width: 955.59px;" data-mce-style="width: 955.59px;"><strong>K2 System 4000091 end clamp Dark; 30-40mm; pack of 20</strong></td></tr><tr data-mce-fragment="1"><td data-mce-fragment="1" style="width: 955.59px;" data-mce-style="width: 955.59px;"><p><span data-mce-fragment="1">This CR EC 30-40mm offers a fast and simple way of installing your panels.<br data-mce-fragment="1"><br></span></p><p><strong>SPECIFICATIONS</strong></p><table width="100%"><tbody><tr><td style="width: 48.2638%;" data-mce-style="width: 48.2638%;"><span>Model</span></td><td style="width: 47.7362%;" data-mce-style="width: 47.7362%;"><span>4000091</span></td></tr><tr><td style="width: 48.2638%;" data-mce-style="width: 48.2638%;"><span>Series</span></td><td style="width: 47.7362%;" data-mce-style="width: 47.7362%;">-</td></tr><tr><td style="width: 48.2638%;" data-mce-style="width: 48.2638%;"><span>Manufacturer</span></td><td style="width: 47.7362%;" data-mce-style="width: 47.7362%;">K2 System</td></tr></tbody></table></td></tr></tbody></table><p><br><strong>GENERAL SPECIFICATIONS</strong><br></p><table width="100%"><tbody><tr><td style="width: 49.0244%;" data-mce-style="width: 49.0244%;">Color</td><td style="width: 47.9756%;" data-mce-style="width: 47.9756%;"><span>Dark</span></td></tr><tr><td style="width: 49.0244%;" data-mce-style="width: 49.0244%;">Scope of Application</td><td style="width: 47.9756%;" data-mce-style="width: 47.9756%;">Flat Roof, Pitched Roof</td></tr><tr><td style="width: 49.0244%;" data-mce-style="width: 49.0244%;">Component Type</td><td style="width: 47.9756%;" data-mce-style="width: 47.9756%;"><span>Module clamp</span></td></tr><tr><td style="width: 49.0244%;" data-mce-style="width: 49.0244%;">Material</td><td style="width: 47.9756%;" data-mce-style="width: 47.9756%;">Stainless Steel</td></tr><tr><td style="width: 49.0244%;" data-mce-style="width: 49.0244%;">Packaging Type</td><td width:="" data-mce-style="">20 / Box<br>5880Â / Pallet</td></tr></tbody></table><p><strong>Warranty</strong><br data-mce-fragment="1"></p><ul><li>Manufacturer <span data-mce-fragment="1">Lifetime Limited</span> Warranty</li></ul><p>* Refer to warranty document for terms and conditions<br data-mce-fragment="1"><strong>Documentation</strong></p><table width="100%"><tbody><tr><td style="width: 24%;" data-mce-style="width: 24%;"><span style="color: #2b00ff;" data-mce-style="color: #2b00ff;">Data Sheet</span></td></tr></tbody></table><p><br><strong>Detailed Information</strong></p><p>UL 2703 Listed for bonding and fire - allows one lug per module row, eliminating cost and labor</p><p>Aluminum made, high corrosion resistance roof hooks and rail</p><p><strong>High reliability</strong></p><p><span>Fast, simple installation with our preassembled universal bonding clamps and low part count</span></p><p><span>The K2 Systems End Clamp is an easy one-handed installation process that secures wires in the rail channels providing the highest form of rail engagement</span></p>
USMS100-0645 | 41.88 | 4000090 | K2 System 4000090 end clamp Mill; 30-40mm; pack of 20 | <table data-mce-fragment="1" width="100%"><tbody data-mce-fragment="1"><tr data-mce-fragment="1"><td data-mce-fragment="1" style="width: 955.59px;" data-mce-style="width: 955.59px;"><strong>K2 System 4000090 end clamp Mill; 30-40mm; pack of 20Â </strong></td></tr><tr data-mce-fragment="1"><td data-mce-fragment="1" style="width: 955.59px;" data-mce-style="width: 955.59px;"><p data-mce-fragment="1"><span>The CrossRail 44-X/48-X/48-XL/80 mounting system for photovoltaic assemblies is suitable for pitched roofs. It works with most residential roof types including tile and shingle roofs. This system is compatible with commonly available roof hooks</span></p><p><strong>SPECIFICATIONS</strong><br></p><table width="100%"><tbody><tr><td style="width: 48.2638%;" data-mce-style="width: 48.2638%;"><span>Model</span></td><td style="width: 47.7362%;" data-mce-style="width: 47.7362%;">4000090</td></tr><tr><td style="width: 48.2638%;" data-mce-style="width: 48.2638%;"><span>Series</span></td><td style="width: 47.7362%;" data-mce-style="width: 47.7362%;"><span>-</span></td></tr><tr><td style="width: 48.2638%;" data-mce-style="width: 48.2638%;"><span>Manufacturer</span></td><td style="width: 47.7362%;" data-mce-style="width: 47.7362%;">K2 System<br></td></tr></tbody></table></td></tr></tbody></table><p><br><strong>GENERAL SPECIFICATIONS</strong><br></p><table width="100%"><tbody><tr><td style="width: 49.0244%;" data-mce-style="width: 49.0244%;"><span>Type</span></td><td style="width: 47.9756%;" data-mce-style="width: 47.9756%;"><span>End ClampÂ </span></td></tr><tr><td style="width: 49.0244%;" data-mce-style="width: 49.0244%;"><span>color</span></td><td style="width: 47.9756%;" data-mce-style="width: 47.9756%;"><span>Silver</span></td></tr><tr><td style="width: 49.0244%;" data-mce-style="width: 49.0244%;"><span>Material</span></td><td style="width: 47.9756%;" data-mce-style="width: 47.9756%;"><span>Stainless Steel</span></td></tr><tr><td style="width: 49.0244%;" data-mce-style="width: 49.0244%;"><span>Application</span></td><td style="width: 47.9756%;" data-mce-style="width: 47.9756%;"><span>Residential</span></td></tr></tbody></table><p><strong>Warranty</strong><br data-mce-fragment="1"></p><ul><li>Manufacturer 12 Years Warranty</li></ul><p>* Refer to warranty document for terms and conditions<br data-mce-fragment="1"><strong>Documentation</strong></p><table width="100%"><tbody><tr><td style="width: 24%;" data-mce-style="width: 24%;"><span style="color: #2b00ff;" data-mce-style="color: #2b00ff;">Data Sheet</span></td></tr></tbody></table><p><br><strong>Detailed Information</strong></p><p>The CrossRail 44-X/48-X/48-XL/80 mounting system for photovoltaic assemblies is suitable for pitched roofs. It works with most residential roof types including tile and shingle roofs. This system is compatible with commonly available roof hooks</p><p><span>The K2 Systems End Clamp is an easy one-handed installation process that secures wires in the rail channels providing the highest form of rail engagement</span></p><p>Â </p>
USMS100-0060 | 32.4 | BX-10D-P1 | Ironridge BX-10D-P1 bx chassis 10 Degree | <table width="100%" data-mce-fragment="1"><tbody data-mce-fragment="1"><tr data-mce-fragment="1"><td style="width: 955.59px;" data-mce-style="width: 955.59px;" data-mce-fragment="1"><strong>Ironridge BX-10D-P1 bx chassis 10 Degree</strong></td></tr><tr data-mce-fragment="1"><td style="width: 955.59px;" data-mce-style="width: 955.59px;" data-mce-fragment="1"><p>The IronRidge BX System is designed to meet the needs of commercial solar, including managing complex roof layouts and handling the harshest weather conditions.</p><p>The Chassis, a ballasted mount made of BASF Ultramid, is at the heart of the BX system. The mechanical strength, rigidity, and thermal stability of ultramid polyamides are improved.<br></p><p>Â </p><p><span data-mce-fragment="1"></span><strong>SPECIFICATIONS</strong></p><table width="100%"><tbody><tr><td style="width: 48.2638%;" data-mce-style="width: 48.2638%;"><span>Model</span></td><td style="width: 47.7362%;" data-mce-style="width: 47.7362%;">BX-10D-P1</td></tr><tr><td style="width: 48.2638%;" data-mce-style="width: 48.2638%;"><span>Series</span></td><td style="width: 47.7362%;" data-mce-style="width: 47.7362%;"><span>BX</span></td></tr><tr><td style="width: 48.2638%;" data-mce-style="width: 48.2638%;"><span>Manufacturer</span></td><td style="width: 47.7362%;" data-mce-style="width: 47.7362%;">Ironridge</td></tr></tbody></table></td></tr></tbody></table><p><br><strong>GENERAL SPECIFICATIONS</strong><br></p><table width="100%"><tbody><tr><td style="width: 49.0244%;" data-mce-style="width: 49.0244%;"><span>Item Weight</span></td><td style="width: 47.9756%;" data-mce-style="width: 47.9756%;"><span>5 lb</span></td></tr><tr><td style="width: 49.0244%;" data-mce-style="width: 49.0244%;"><span>Dimensions (LxWxH)</span></td><td style="width: 47.9756%;" data-mce-style="width: 47.9756%;"><span>29 x 50 x 18 inches</span></td></tr></tbody></table><p><strong>Warranty</strong><br data-mce-fragment="1"></p><ul><li>Manufacturer Warranty 25 Years</li></ul><p>* Refer to warranty document for terms and conditions<br data-mce-fragment="1"><strong>Documentation</strong></p><table width="100%"><tbody><tr><td style="width: 24%;" data-mce-style="width: 24%;"><a href="https://tandem-solar-systems.com/wp-content/uploads/2021/09/ironridge_cut_sheet_bx_chassis_10_deg.pdf"><span style="color: #2b00ff;" data-mce-style="color: #2b00ff;">Data Sheet</span></a></td></tr></tbody></table><p><br><strong>Detailed Information</strong></p><p>BX has an 8-10% increase in power density when compared with leading competitor systems</p><p>Provides an anchoring method with a variety of roofing membranes, makingÂ it possible to eliminate ballast weight, meet seismic requirements, or build hybrid systems</p><p>Designed to offer protection for PV conductors and leads running row-to-row in the N-S direction</p><p><strong>High reliability</strong></p><p>360 degree drainage</p><p>Fully encloses ballast</p><p>Max load spreading design</p>
USMS100-0646 | 51.16 | 4000601-H | K2 System 4000601-H mid clamps Mill; 30-47mm, 13mm Hex; pack of 20 | <table width="100%" data-mce-fragment="1"><tbody data-mce-fragment="1"><tr data-mce-fragment="1"><td style="width: 955.59px;" data-mce-fragment="1" data-mce-style="width: 955.59px;"><strong>K2 System 4000601-H mid clamps Mill; 30-47mm, 13mm Hex; pack of 20</strong></td></tr><tr data-mce-fragment="1"><td style="width: 955.59px;" data-mce-fragment="1" data-mce-style="width: 955.59px;"><p><span data-mce-fragment="1">The K2 Systems Mid Clamps are easy to install and have expandable technology that allow them to fit on module heights of 30-47mm.<br data-mce-fragment="1"><br></span></p><p><strong>SPECIFICATIONS</strong></p><table width="100%"><tbody><tr><td style="width: 48.2638%;" data-mce-style="width: 48.2638%;"><span>Model</span></td><td style="width: 47.7362%;" data-mce-style="width: 47.7362%;">4000601-H</td></tr><tr><td style="width: 48.2638%;" data-mce-style="width: 48.2638%;"><span>Series</span></td><td style="width: 47.7362%;" data-mce-style="width: 47.7362%;">-</td></tr><tr><td style="width: 48.2638%;" data-mce-style="width: 48.2638%;"><span>Manufacturer</span></td><td style="width: 47.7362%;" data-mce-style="width: 47.7362%;">K2 System</td></tr></tbody></table></td></tr></tbody></table><p><br><strong>GENERAL SPECIFICATIONS</strong><br></p><table width="100%"><tbody><tr><td style="width: 49.0244%;" data-mce-style="width: 49.0244%;">Color</td><td style="width: 47.9756%;" data-mce-style="width: 47.9756%;">Mill</td></tr><tr><td style="width: 49.0244%;" data-mce-style="width: 49.0244%;">Scope of Application</td><td style="width: 47.9756%;" data-mce-style="width: 47.9756%;">Flat Roof, Pitched Roof</td></tr><tr><td style="width: 49.0244%;" data-mce-style="width: 49.0244%;">Component Type</td><td style="width: 47.9756%;" data-mce-style="width: 47.9756%;">Module Clamp</td></tr><tr><td style="width: 49.0244%;" data-mce-style="width: 49.0244%;">Material</td><td style="width: 47.9756%;" data-mce-style="width: 47.9756%;">Stainless SteelÂ </td></tr><tr><td style="width: 49.0244%;" data-mce-style="width: 49.0244%;">Packaging Type</td><td data-mce-style="" width:="">10 / Box<br> 2520 / Pallet</td></tr></tbody></table><p><strong>Warranty</strong><br data-mce-fragment="1"></p><ul><li>ManufacturerÂ <span data-mce-fragment="1">Lifetime Limited</span> WarrantyÂ </li></ul><p>* Refer to warranty document for terms and conditions<br data-mce-fragment="1"><strong>Documentation</strong></p><table width="100%"><tbody><tr><td style="width: 24%;" data-mce-style="width: 24%;"><a href="https://catalog.k2-systems.com/media/4f/db/fb/4000094-PS-MX.pdf" data-mce-href="https://catalog.k2-systems.com/media/4f/db/fb/4000094-PS-MX.pdf"><span style="color: #2b00ff;" data-mce-style="color: #2b00ff;">Data Sheet</span></a></td></tr></tbody></table><p><br><strong>Detailed Information</strong></p><p>It works with most residential roof types including tile and shingle roofs.<br></p><p><span>This system is compatible with commonly available roof hooks including our own Flat Tile Hook and Tile Hook 3S.</span></p><p>Â UL 2703 Listed for bonding and fire - allows one lug per module row, eliminating cost and labor</p><p><strong>High reliability</strong></p><p>Aluminum made, high corrosion resistance roof hooks and rail<br></p><p>Fast, simple installation with our preassembled universal bonding clamps and low part count</p>
USMS100-0012 | 53.57 | 4000705 | K2 System 4000705 Crossrail 48 XL 166" Rail Dark | <table width="100%" data-mce-fragment="1"><tbody data-mce-fragment="1"><tr data-mce-fragment="1"><td style="width: 955.59px;" data-mce-fragment="1" data-mce-style="width: 955.59px;"><strong>K2 System 4000705 Crossrail 48 XL 166" Rail Dark</strong></td></tr><tr data-mce-fragment="1"><td style="width: 955.59px;" data-mce-fragment="1" data-mce-style="width: 955.59px;"><p><span data-mce-fragment="1">The CrossRail 48-XL is a stronger and heavier version of K2 Systems 48-X. Itâ€™s made to withstand heavier loads and more severe weather conditions. It is only available in a length of 166 inches.</span></p><p><strong>SPECIFICATIONS</strong></p><table width="100%"><tbody><tr><td style="width: 48.2638%;" data-mce-style="width: 48.2638%;"><span>Model</span></td><td style="width: 47.7362%;" data-mce-style="width: 47.7362%;">4000705Â </td></tr><tr><td style="width: 48.2638%;" data-mce-style="width: 48.2638%;"><span>Series</span></td><td style="width: 47.7362%;" data-mce-style="width: 47.7362%;">-<br></td></tr><tr><td style="width: 48.2638%;" data-mce-style="width: 48.2638%;"><span>Manufacturer</span></td><td style="width: 47.7362%;" data-mce-style="width: 47.7362%;">K2 System</td></tr></tbody></table></td></tr></tbody></table><p><br><strong>GENERAL SPECIFICATIONS</strong><br></p><table width="100%"><tbody><tr><td style="width: 49.0244%;" data-mce-style="width: 49.0244%;">Color</td><td style="width: 47.9756%;" data-mce-style="width: 47.9756%;">Dark</td></tr><tr><td style="width: 49.0244%;" data-mce-style="width: 49.0244%;">Height [Mm]</td><td style="width: 47.9756%;" data-mce-style="width: 47.9756%;">48</td></tr><tr><td style="width: 49.0244%;" data-mce-style="width: 49.0244%;">Length [In]</td><td style="width: 47.9756%;" data-mce-style="width: 47.9756%;">166"</td></tr><tr><td style="width: 49.0244%;" data-mce-style="width: 49.0244%;">Scope of Application</td><td style="width: 47.9756%;" data-mce-style="width: 47.9756%;">Flat Roof, Pitched Roof</td></tr><tr><td style="width: 49.0244%;" data-mce-style="width: 49.0244%;">Component Type</td><td style="width: 47.9756%;" data-mce-style="width: 47.9756%;">Mounting rail</td></tr><tr><td style="width: 49.0244%;" data-mce-style="width: 49.0244%;">Material</td><td style="width: 47.9756%;" data-mce-style="width: 47.9756%;">Aluminum</td></tr><tr><td style="width: 49.0244%;" data-mce-style="width: 49.0244%;">Packaging Type</td><td data-mce-style="" width:="">100 / Bundle</td></tr></tbody></table><p><strong>Warranty</strong><br data-mce-fragment="1"></p><ul><li>Manufacturer Lifetime Limited Warranty</li></ul><p>* Refer to warranty document for terms and conditions<br data-mce-fragment="1"><strong>Documentation</strong></p><table width="100%"><tbody><tr><td style="width: 24%;" data-mce-style="width: 24%;"><span style="color: #2b00ff;" data-mce-style="color: #2b00ff;">Data Sheet</span></td></tr></tbody></table><p>Â </p>
USMS100-0015 | 0.36364 | 4000433 | K2 System 4000433 crossrail 48 x End Cap 10pcs/pack | <table data-mce-fragment="1" width="100%"><tbody data-mce-fragment="1"><tr data-mce-fragment="1"><td data-mce-fragment="1" style="width: 955.59px;" data-mce-style="width: 955.59px;"><strong>K2 System 4000433 crossrail 48 x End Cap 10pcs/pack</strong></td></tr><tr data-mce-fragment="1"><td data-mce-fragment="1" style="width: 955.59px;" data-mce-style="width: 955.59px;"><p><span data-mce-fragment="1">K2 SYSTEMS 4000433 End Cap Black CR 48-S<br data-mce-fragment="1"><br></span></p><p><strong>SPECIFICATIONS</strong></p><table width="100%"><tbody><tr><td style="width: 48.2638%;" data-mce-style="width: 48.2638%;"><span>Model</span></td><td style="width: 47.7362%;" data-mce-style="width: 47.7362%;">4000433Â </td></tr><tr><td style="width: 48.2638%;" data-mce-style="width: 48.2638%;"><span>Series</span></td><td style="width: 47.7362%;" data-mce-style="width: 47.7362%;">-<br></td></tr><tr><td style="width: 48.2638%;" data-mce-style="width: 48.2638%;"><span>Manufacturer</span></td><td style="width: 47.7362%;" data-mce-style="width: 47.7362%;">K2 System</td></tr></tbody></table></td></tr></tbody></table><p><br><strong>GENERAL SPECIFICATIONS</strong><br></p><table width="100%"><tbody><tr><td style="width: 49.0244%;" data-mce-style="width: 49.0244%;">Type</td><td style="width: 47.9756%;" data-mce-style="width: 47.9756%;">Cross Rail End Cap</td></tr><tr><td style="width: 49.0244%;" data-mce-style="width: 49.0244%;">Scope of Application</td><td style="width: 47.9756%;" data-mce-style="width: 47.9756%;">For Use with Cross Rail 48-S</td></tr><tr></tr><tr><td style="width: 49.0244%;" data-mce-style="width: 49.0244%;">Material</td><td style="width: 47.9756%;" data-mce-style="width: 47.9756%;">Black Glass-Fiber Reinforced Polyamide</td></tr><tr><td style="width: 49.0244%;" data-mce-style="width: 49.0244%;">Packaging Type</td><td data-mce-style="" width:="">End Cap</td></tr></tbody></table><p><strong>Warranty</strong><br data-mce-fragment="1"></p><ul><li>Manufacturer Lifetime Limited Warranty</li></ul><p>* Refer to warranty document for terms and conditions<br data-mce-fragment="1"><strong>Documentation</strong></p><table width="100%"><tbody><tr><td style="width: 24%;" data-mce-style="width: 24%;"><span style="color: #2b00ff;" data-mce-style="color: #2b00ff;">Data Sheet</span></td></tr></tbody></table><p>Â </p>
USMS100-0016 | 4.8636 | 4000386 | K2 System 4000386 Crossrail 48 x Black Connector SET | <table width="100%" data-mce-fragment="1"><tbody data-mce-fragment="1"><tr data-mce-fragment="1"><td style="width: 955.59px;" data-mce-fragment="1" data-mce-style="width: 955.59px;"><strong>K2 System 4000386 Crossrail 48 x Black Connector SET</strong></td></tr><tr data-mce-fragment="1"><td style="width: 955.59px;" data-mce-fragment="1" data-mce-style="width: 955.59px;"><p><span data-mce-fragment="1">The K2 Rail Connector is a structural external connector that attaches to the rail with two T-Bolts and nuts.<br data-mce-fragment="1"><br></span></p><p><strong>SPECIFICATIONS</strong></p><table width="100%"><tbody><tr><td style="width: 48.2638%;" data-mce-style="width: 48.2638%;"><span>Model</span></td><td style="width: 47.7362%;" data-mce-style="width: 47.7362%;">4000386Â </td></tr><tr><td style="width: 48.2638%;" data-mce-style="width: 48.2638%;"><span>Series</span></td><td style="width: 47.7362%;" data-mce-style="width: 47.7362%;">-<br></td></tr><tr><td style="width: 48.2638%;" data-mce-style="width: 48.2638%;"><span>Manufacturer</span></td><td style="width: 47.7362%;" data-mce-style="width: 47.7362%;">K2 System</td></tr></tbody></table></td></tr></tbody></table><p><br><strong>GENERAL SPECIFICATIONS</strong><br></p><table width="100%"><tbody><tr><td style="width: 49.0244%;" data-mce-style="width: 49.0244%;">Color</td><td style="width: 47.9756%;" data-mce-style="width: 47.9756%;">Dark<br></td></tr><tr><td style="width: 49.0244%;" data-mce-style="width: 49.0244%;">Scope of Application</td><td style="width: 47.9756%;" data-mce-style="width: 47.9756%;">Flat Roof, Pitched Roof</td></tr><tr><td style="width: 49.0244%;" data-mce-style="width: 49.0244%;">Component Type</td><td style="width: 47.9756%;" data-mce-style="width: 47.9756%;">Accessories</td></tr><tr><td style="width: 49.0244%;" data-mce-style="width: 49.0244%;">Material</td><td style="width: 47.9756%;" data-mce-style="width: 47.9756%;">Aluminum with stainless steel hardware</td></tr><tr><td style="width: 49.0244%;" data-mce-style="width: 49.0244%;">Packaging Type</td><td width:="" data-mce-style="">10 / Box<br> 2520 / Pallet</td></tr></tbody></table><p><strong>Warranty</strong><br data-mce-fragment="1"></p><ul><li>Manufacturer Lifetime Limited Warranty</li></ul><p>* Refer to warranty document for terms and conditions<br data-mce-fragment="1"><strong>Documentation</strong></p><table width="100%"><tbody><tr><td style="width: 24%;" data-mce-style="width: 24%;"><a href="https://catalog.k2-systems.com/media/4e/1b/6c/4000051-QG-US.pdf"><span style="color: #2b00ff;" data-mce-style="color: #2b00ff;">Data Sheet</span></a></td></tr></tbody></table><p>Â </p>
USMS100-0017 | 3.5455 | 4000385 | K2 System 4000385 Crossrail 48 x Connector SET | <table width="100%" data-mce-fragment="1"><tbody data-mce-fragment="1"><tr data-mce-fragment="1"><td style="width: 955.59px;" data-mce-fragment="1" data-mce-style="width: 955.59px;"><strong>K2 System 4000385 Crossrail 48 x Connector SET</strong></td></tr><tr data-mce-fragment="1"><td style="width: 955.59px;" data-mce-fragment="1" data-mce-style="width: 955.59px;"><p><span data-mce-fragment="1">The K2 Rail Connector is a structural external connector that attaches to the rail with two T-Bolts and nuts.<br data-mce-fragment="1"><br></span></p><p><strong>SPECIFICATIONS</strong></p><table width="100%"><tbody><tr><td style="width: 48.2638%;" data-mce-style="width: 48.2638%;"><span>Model</span></td><td style="width: 47.7362%;" data-mce-style="width: 47.7362%;"><span>4000385</span></td></tr><tr><td style="width: 48.2638%;" data-mce-style="width: 48.2638%;"><span>Series</span></td><td style="width: 47.7362%;" data-mce-style="width: 47.7362%;">-<br></td></tr><tr><td style="width: 48.2638%;" data-mce-style="width: 48.2638%;"><span>Manufacturer</span></td><td style="width: 47.7362%;" data-mce-style="width: 47.7362%;">K2 System</td></tr></tbody></table></td></tr></tbody></table><p><br><strong>GENERAL SPECIFICATIONS</strong><br></p><table width="100%"><tbody><tr><td style="width: 49.0244%;" data-mce-style="width: 49.0244%;">Color</td><td style="width: 47.9756%;" data-mce-style="width: 47.9756%;">Mill</td></tr><tr><td style="width: 49.0244%;" data-mce-style="width: 49.0244%;">Scope of Application</td><td style="width: 47.9756%;" data-mce-style="width: 47.9756%;">Flat Roof, Pitched Roof</td></tr><tr><td style="width: 49.0244%;" data-mce-style="width: 49.0244%;">Component Type</td><td style="width: 47.9756%;" data-mce-style="width: 47.9756%;">Accessories</td></tr><tr><td style="width: 49.0244%;" data-mce-style="width: 49.0244%;">Material</td><td style="width: 47.9756%;" data-mce-style="width: 47.9756%;">Aluminum with stainless steel hardware</td></tr><tr><td style="width: 49.0244%;" data-mce-style="width: 49.0244%;">Packaging Type</td><td data-mce-style="" width:="">10 / Box<br> 2520 / Pallet</td></tr></tbody></table><p><strong>Warranty</strong><br data-mce-fragment="1"></p><ul><li>Manufacturer Lifetime Limited Warranty</li></ul><p>* Refer to warranty document for terms and conditions<br data-mce-fragment="1"><strong>Documentation</strong></p><table width="100%"><tbody><tr><td style="width: 24%;" data-mce-style="width: 24%;"><a href="https://catalog.k2-systems.com/media/4e/1b/6c/4000051-QG-US.pdf"><span style="color: #2b00ff;" data-mce-style="color: #2b00ff;">Data Sheet</span></a></td></tr></tbody></table><p>Â </p>
USMS100-0018 | 42.08 | 4000663 | K2 System 4000663 Crossrail 48 X 166" Rail Dark | <table data-mce-fragment="1" width="100%"><tbody data-mce-fragment="1"><tr data-mce-fragment="1"><td data-mce-fragment="1" style="width: 955.59px;" data-mce-style="width: 955.59px;"><strong>K2 System 4000663 Crossrail 48 X 166" Rail Dark</strong></td></tr><tr data-mce-fragment="1"><td data-mce-fragment="1" style="width: 955.59px;" data-mce-style="width: 955.59px;"><p><span data-mce-fragment="1">K2 Systems CrossRail 48-X 166 In., Dark, 4000663 - The Climber Set connects the base structure to the other set of rails. It attaches to the MK3 channel of the base and the T-Bolt channel of the module rails.<br data-mce-fragment="1"><br></span></p><p><strong>SPECIFICATIONS</strong></p><table width="100%"><tbody><tr><td style="width: 48.2638%;" data-mce-style="width: 48.2638%;"><span>Model</span></td><td style="width: 47.7362%;" data-mce-style="width: 47.7362%;">4000663Â </td></tr><tr><td style="width: 48.2638%;" data-mce-style="width: 48.2638%;"><span>Series</span></td><td style="width: 47.7362%;" data-mce-style="width: 47.7362%;">-<br></td></tr><tr><td style="width: 48.2638%;" data-mce-style="width: 48.2638%;"><span>Manufacturer</span></td><td style="width: 47.7362%;" data-mce-style="width: 47.7362%;">K2 System</td></tr></tbody></table></td></tr></tbody></table><p><br><strong>GENERAL SPECIFICATIONS</strong><br></p><table width="100%"><tbody><tr><td style="width: 49.0244%;" data-mce-style="width: 49.0244%;">Color</td><td style="width: 47.9756%;" data-mce-style="width: 47.9756%;">Dark</td></tr><tr><td style="width: 49.0244%;" data-mce-style="width: 49.0244%;">Height [Mm]</td><td style="width: 47.9756%;" data-mce-style="width: 47.9756%;">48</td></tr><tr><td style="width: 49.0244%;" data-mce-style="width: 49.0244%;">Length [In]</td><td style="width: 47.9756%;" data-mce-style="width: 47.9756%;">166"</td></tr><tr><td style="width: 49.0244%;" data-mce-style="width: 49.0244%;">Scope of Application</td><td style="width: 47.9756%;" data-mce-style="width: 47.9756%;">Flat Roof, Pitched Roof</td></tr><tr><td style="width: 49.0244%;" data-mce-style="width: 49.0244%;">Component Type</td><td style="width: 47.9756%;" data-mce-style="width: 47.9756%;">Mounting rail</td></tr><tr><td style="width: 49.0244%;" data-mce-style="width: 49.0244%;">Material</td><td style="width: 47.9756%;" data-mce-style="width: 47.9756%;">Aluminum</td></tr><tr><td style="width: 49.0244%;" data-mce-style="width: 49.0244%;">Packaging Type</td><td data-mce-style="" width:="">100 / Bundle</td></tr></tbody></table><p><strong>Warranty</strong><br data-mce-fragment="1"></p><ul><li>Manufacturer Lifetime Limited Warranty</li></ul><p>* Refer to warranty document for terms and conditions<br data-mce-fragment="1"><strong>Documentation</strong></p><table width="100%"><tbody><tr><td style="width: 24%;" data-mce-style="width: 24%;"><span style="color: #2b00ff;" data-mce-style="color: #2b00ff;">Data Sheet</span></td></tr></tbody></table><p>Â </p>
USMS100-0010 | 2.64 | 4006042 | K2 System 4006042 tilt up kit Climber Set 48/80, Hole | <table width="100%" data-mce-fragment="1"><tbody data-mce-fragment="1"><tr data-mce-fragment="1"><td style="width: 955.59px;" data-mce-fragment="1" data-mce-style="width: 955.59px;"><strong>K2 System 4006042 tilt up kit Climber Set 48/80, Hole</strong></td></tr><tr data-mce-fragment="1"><td style="width: 955.59px;" data-mce-fragment="1" data-mce-style="width: 955.59px;"><p><span data-mce-fragment="1">K2 SYSTEMS #4006042 Climber Set, Aluminum, Mill - The Climber Set connects the base structure to the other set of rails. It attaches to the MK3 channel of the base and the T-Bolt channel of the module rails.<br data-mce-fragment="1"><br></span></p><p><strong>SPECIFICATIONS</strong></p><table width="100%"><tbody><tr><td style="width: 48.2638%;" data-mce-style="width: 48.2638%;"><span>Model</span></td><td style="width: 47.7362%;" data-mce-style="width: 47.7362%;">4006042Â </td></tr><tr><td style="width: 48.2638%;" data-mce-style="width: 48.2638%;"><span>Series</span></td><td style="width: 47.7362%;" data-mce-style="width: 47.7362%;">-<br></td></tr><tr><td style="width: 48.2638%;" data-mce-style="width: 48.2638%;"><span>Manufacturer</span></td><td style="width: 47.7362%;" data-mce-style="width: 47.7362%;">K2 System</td></tr></tbody></table></td></tr></tbody></table><p><br><strong>GENERAL SPECIFICATIONS</strong><br></p><table width="100%"><tbody><tr></tr><tr><td style="width: 49.0244%;" data-mce-style="width: 49.0244%;">Scope of Application</td><td style="width: 47.9756%;" data-mce-style="width: 47.9756%;">Flat Roof, Pitched Roof</td></tr><tr><td style="width: 49.0244%;" data-mce-style="width: 49.0244%;">Component Type</td><td style="width: 47.9756%;" data-mce-style="width: 47.9756%;">Accessories</td></tr><tr><td style="width: 49.0244%;" data-mce-style="width: 49.0244%;">Material</td><td style="width: 47.9756%;" data-mce-style="width: 47.9756%;">Aluminum, plastic, and stainless steel hardware</td></tr><tr><td style="width: 49.0244%;" data-mce-style="width: 49.0244%;">Packaging Type</td><td data-mce-style="" width:="">20 / Box<br> 5040 / Pallet</td></tr></tbody></table><p><strong>Warranty</strong><br data-mce-fragment="1"></p><ul><li>Manufacturer Lifetime Limited Warranty</li></ul><p>* Refer to warranty document for terms and conditions<br data-mce-fragment="1"><strong>Documentation</strong></p><table width="100%"><tbody><tr><td style="width: 24%;" data-mce-style="width: 24%;"><span style="color: #2b00ff;" data-mce-style="color: #2b00ff;">Data Sheet</span></td></tr></tbody></table><p>Â </p>
USMS100-0005 | 26.2614 | 4000019 | K2 SYSTEMS 4000019 166" (14') MILL CROSSRAIL | <table data-mce-fragment="1" width="100%"><tbody data-mce-fragment="1"><tr data-mce-fragment="1"><td data-mce-fragment="1" style="width: 955.59px;" data-mce-style="width: 955.59px;"><strong>K2 Systems 4000019 Crossrail, 44 in. x 166 in., Aluminum</strong></td></tr><tr data-mce-fragment="1"><td data-mce-fragment="1" style="width: 955.59px;" data-mce-style="width: 955.59px;"><p><span data-mce-fragment="1">K2 SYSTEMS 4000019 Crossrail, 44 in. H x 166 in. W, Aluminum The CrossRail 44-X is Everest's newest rail and comes in lengths of 166 In. or 180 In. The 44-X is a smaller rail profile than the 48-X but maintains the same structural integrity.<br data-mce-fragment="1"><br></span></p><p><strong>SPECIFICATIONS</strong></p><table width="100%"><tbody><tr><td style="width: 48.2638%;" data-mce-style="width: 48.2638%;"><span>Model</span></td><td style="width: 47.7362%;" data-mce-style="width: 47.7362%;">4000019Â </td></tr><tr><td style="width: 48.2638%;" data-mce-style="width: 48.2638%;"><span>Series</span></td><td style="width: 47.7362%;" data-mce-style="width: 47.7362%;">-<br></td></tr><tr><td style="width: 48.2638%;" data-mce-style="width: 48.2638%;"><span>Manufacturer</span></td><td style="width: 47.7362%;" data-mce-style="width: 47.7362%;">K2 System</td></tr></tbody></table></td></tr></tbody></table><p><br><strong>GENERAL SPECIFICATIONS</strong><br></p><table width="100%"><tbody><tr><td style="width: 49.0244%;" data-mce-style="width: 49.0244%;">Color</td><td style="width: 47.9756%;" data-mce-style="width: 47.9756%;">Mill</td></tr><tr><td style="width: 49.0244%;" data-mce-style="width: 49.0244%;">Height [Mm]</td><td style="width: 47.9756%;" data-mce-style="width: 47.9756%;">44</td></tr><tr><td style="width: 49.0244%;" data-mce-style="width: 49.0244%;">Length [In]</td><td style="width: 47.9756%;" data-mce-style="width: 47.9756%;">166"</td></tr><tr><td style="width: 49.0244%;" data-mce-style="width: 49.0244%;">Scope of Application</td><td style="width: 47.9756%;" data-mce-style="width: 47.9756%;">Flat Roof, Pitched Roof</td></tr><tr><td style="width: 49.0244%;" data-mce-style="width: 49.0244%;">Component Type</td><td style="width: 47.9756%;" data-mce-style="width: 47.9756%;">Mounting rail</td></tr><tr><td style="width: 49.0244%;" data-mce-style="width: 49.0244%;">Material</td><td style="width: 47.9756%;" data-mce-style="width: 47.9756%;">Aluminum</td></tr><tr><td style="width: 49.0244%;" data-mce-style="width: 49.0244%;">Packaging Type</td><td data-mce-style="" width:="">100 / Bundle</td></tr></tbody></table><p><strong>Warranty</strong><br data-mce-fragment="1"></p><ul><li>Manufacturer Lifetime Limited Warranty</li></ul><p>* Refer to warranty document for terms and conditions<br data-mce-fragment="1"><strong>Documentation</strong></p><table width="100%"><tbody><tr><td style="width: 24%;" data-mce-style="width: 24%;"><span style="color: #2b00ff;" data-mce-style="color: #2b00ff;">Data Sheet</span></td></tr></tbody></table><p>Â </p>
USMS100-0180 | 0.12 | BX-CT-UV-P1 | Ironridge BX-CT-UV-P1 Black Cable Tie | <table width="100%" data-mce-fragment="1"><tbody data-mce-fragment="1"><tr data-mce-fragment="1"><td style="width: 955.59px;" data-mce-fragment="1" data-mce-style="width: 955.59px;"><strong>Ironridge BX-CT-UV-P1 Black Cable Tie</strong></td></tr><tr data-mce-fragment="1"><td style="width: 955.59px;" data-mce-fragment="1" data-mce-style="width: 955.59px;"><p data-mce-fragment="1"><span>Complete wire management with weatherproof ties that are made of UV stabilized polyamide. Cable Ties come in 12" length, bundles of 100. Cable Tie with Edge Clips help to manage wires underneath module and Chassis flange by clipping to module and Chassis.</span></p><p><strong>SPECIFICATIONS</strong><br></p><table width="100%"><tbody><tr><td style="width: 48.2638%;" data-mce-style="width: 48.2638%;"><span>Model</span></td><td style="width: 47.7362%;" data-mce-style="width: 47.7362%;">BX-CT-UV-P1</td></tr><tr><td style="width: 48.2638%;" data-mce-style="width: 48.2638%;"><span>Series</span></td><td style="width: 47.7362%;" data-mce-style="width: 47.7362%;"><span>-</span></td></tr><tr><td style="width: 48.2638%;" data-mce-style="width: 48.2638%;"><span>Manufacturer</span></td><td style="width: 47.7362%;" data-mce-style="width: 47.7362%;">Ironridge</td></tr></tbody></table></td></tr></tbody></table><p><br><strong>GENERAL SPECIFICATIONS</strong><br></p><table width="100%"><tbody><tr><td style="width: 49.0244%;" data-mce-style="width: 49.0244%;"><span>Type</span></td><td style="width: 47.9756%;" data-mce-style="width: 47.9756%;"><span>Ballast</span></td></tr><tr><td style="width: 49.0244%;" data-mce-style="width: 49.0244%;">Color</td><td style="width: 47.9756%;" data-mce-style="width: 47.9756%;">Black</td></tr><tr><td style="width: 49.0244%;" data-mce-style="width: 49.0244%;"><span>Material</span></td><td style="width: 47.9756%;" data-mce-style="width: 47.9756%;"><span>PC / PVC / Plastic</span></td></tr><tr><td style="width: 49.0244%;" data-mce-style="width: 49.0244%;"><span>Application</span></td><td style="width: 47.9756%;" data-mce-style="width: 47.9756%;"><span>Flat Roof - Ballast</span></td></tr></tbody></table><p><strong>Warranty</strong><br data-mce-fragment="1"></p><ul><li>Manufacturer 12 Years Warranty</li></ul><p>* Refer to warranty document for terms and conditions<br data-mce-fragment="1"><strong>Documentation</strong></p><table width="100%"><tbody><tr><td style="width: 24%;" data-mce-style="width: 24%;"><a href="https://cdn.myced.com/images/Products/ZZ0000/ZZ0847/00000/ZZ084700314_DS.pdf"><span style="color: #2b00ff;" data-mce-style="color: #2b00ff;">Data Sheet</span></a></td></tr></tbody></table><p><br><strong>Detailed Information</strong></p><p><span>IronRidge BX delivers superior power density and design flexibility to flat roof solar arrays. Made of a glass reinforced composite, the BX Chassis is engineered for extreme structural loading, yet is also shaped to be roof-friendly and easy to install.</span></p><p><span></span><strong>High Reliability</strong></p><p>Provides an anchoring method with a variety of roofing membranes, making it possible to eliminate ballast weight, meet seismic requirements, or build hybrid systems</p><p>designed to offer protection for PV conductors and leads running row-to-row in the N-S direction</p><p>Fewer than 10 parts per project, with no wind deflectors required</p><p>Free online Design Assistant provides a bill of materials, ballast map, PE dry stamp, and more</p>
USMS100-0649 | 35.58 | IRONRIDGE BX-10D-P1 | Ironridge BX-10D-P1 BX Chassis 5 Degree | <table data-mce-fragment="1" width="100%"><tbody data-mce-fragment="1"><tr data-mce-fragment="1"><td data-mce-fragment="1" style="width: 955.59px;" data-mce-style="width: 955.59px;"><strong>Iron ridge BX-10D-P1 bx chassis 5 Degree</strong></td></tr><tr data-mce-fragment="1"><td data-mce-fragment="1" style="width: 955.59px;" data-mce-style="width: 955.59px;"><p><span>The Iron Ridge BX System is designed to meet the needs of commercial solar - navigating complex roof layouts, while also handling the most extreme environmental conditions.</span><br></p><p><strong>SPECIFICATIONS</strong></p><table width="100%"><tbody><tr><td style="width: 48.2638%;" data-mce-style="width: 48.2638%;"><span>Model</span></td><td style="width: 47.7362%;" data-mce-style="width: 47.7362%;">IRONRIDGE BX-10D-P1</td></tr><tr><td style="width: 48.2638%;" data-mce-style="width: 48.2638%;"><span>Series</span></td><td style="width: 47.7362%;" data-mce-style="width: 47.7362%;">BX</td></tr><tr><td style="width: 48.2638%;" data-mce-style="width: 48.2638%;"><span>Manufacturer</span></td><td style="width: 47.7362%;" data-mce-style="width: 47.7362%;">Ironridge</td></tr></tbody></table></td></tr></tbody></table><p><br><strong>GENERAL SPECIFICATION</strong><br></p><table width="100%"><tbody><tr></tr><tr><td style="width: 49.0244%;" data-mce-style="width: 49.0244%;">Manufacturer Part Number</td><td style="width: 47.9756%;" data-mce-style="width: 47.9756%;">BX-10D-P1</td></tr><tr><td style="width: 49.0244%;" data-mce-style="width: 49.0244%;">Weight</td><td style="width: 47.9756%;" data-mce-style="width: 47.9756%;">4.7222 lb</td></tr><tr><td style="width: 49.0244%;" data-mce-style="width: 49.0244%;">Dimensions</td><td style="width: 47.9756%;" data-mce-style="width: 47.9756%;">30 x 26 x 15 in</td></tr><tr><td style="width: 49.0244%;" data-mce-style="width: 49.0244%;">Case Qty</td><td style="width: 47.9756%;" data-mce-style="width: 47.9756%;">70</td></tr><tr><td style="width: 49.0244%;" data-mce-style="width: 49.0244%;">Pallet Qty</td><td style="width: 47.9756%;" data-mce-style="width: 47.9756%;">70</td></tr></tbody></table><p><strong>Warranty</strong><br data-mce-fragment="1"></p><ul><li>25Â Year Standard Warranty.</li></ul><p>* Refer to warranty document for terms and conditions<br data-mce-fragment="1"><strong>Documentation</strong></p><table width="100%"><tbody><tr><td style="width: 24%;" data-mce-style="width: 24%;"><a href="https://cdn.shopify.com/s/files/1/0566/3408/1340/files/BX_Chassis_10_degrees_-DS.pdf?v=1678341847"><span style="color: #2b00ff;" data-mce-style="color: #2b00ff;">Data Sheet</span></a></td></tr></tbody></table><p><br><strong>Detailed Information</strong><br></p><p><span>At the core of the BX system is the Chassis, a ballasted mount made of BASF Ultramid. Ultramid polyamides are exceptional for their high mechanical strength, rigidity and thermal stability</span></p><p>BX has an 8-10% increase in power density when compared with leading competitor systems</p><p>designed to offer protection for PV conductors and leads running row-to-row in the N-S direction</p><p><strong>High reliability</strong><br></p><p>Cell interconnections and diode placement use well-established industry practice and are field-proven to provide excellent reliability.</p><p>Fewer than 10 parts per project, with no wind deflectors required</p><p><strong>Quality and certifications</strong></p>
USMS100-0002 | 0.98 | 4000629-H | K2 System 4000629-H accessories Micro Optimizer Mounting Kit | <span data-mce-fragment="1">K2 System 4000629-H accessories Micro Optimizer Mounting Kit. This kit makes it possible to attach a microinverter or optimizer to the CrossRail by utilizing our MK3 technology.</span><pre wrap="soft" class="mL45 robotoRegular" data-zcqa="value_DESCRIPTION" id="subvalue_DESCRIPTION"><br></pre>
USMS100-0003 | 3.75 | 4000006-H | K2 System 4000006-H accessories Ground Lug Set | <table data-mce-fragment="1" width="100%"><tbody data-mce-fragment="1"><tr data-mce-fragment="1"><td data-mce-fragment="1" style="width: 955.59px;" data-mce-style="width: 955.59px;"><strong>K2 System 4000006-H accessories Ground Lug Set</strong></td></tr><tr data-mce-fragment="1"><td data-mce-fragment="1" style="width: 955.59px;" data-mce-style="width: 955.59px;"><p><span>TheÂ K2 System is designed to meet the needs of commercial solar - navigating complex roof layouts, while also handling the most extreme environmental conditions.</span><br></p><p><strong>SPECIFICATIONS</strong></p><table width="100%"><tbody><tr><td style="width: 48.2638%;" data-mce-style="width: 48.2638%;"><span>Model</span></td><td style="width: 47.7362%;" data-mce-style="width: 47.7362%;">K2 System 4000006-H</td></tr><tr><td style="width: 48.2638%;" data-mce-style="width: 48.2638%;"><span>Series</span></td><td style="width: 47.7362%;" data-mce-style="width: 47.7362%;">-</td></tr><tr><td style="width: 48.2638%;" data-mce-style="width: 48.2638%;"><span>Manufacturer</span></td><td style="width: 47.7362%;" data-mce-style="width: 47.7362%;">K2 System<br></td></tr></tbody></table></td></tr></tbody></table><p><br><strong>GENERAL SPECIFICATION</strong><br></p><table width="100%"><tbody><tr><td style="width: 49.0244%;" data-mce-style="width: 49.0244%;"><div class="field--label">Type</div></td><td style="width: 47.9756%;" data-mce-style="width: 47.9756%;"><span>Flashing</span></td></tr><tr><td style="width: 49.0244%;" data-mce-style="width: 49.0244%;">Color<br></td><td style="width: 47.9756%;" data-mce-style="width: 47.9756%;">Black</td></tr><tr><td style="width: 49.0244%;" data-mce-style="width: 49.0244%;">Material<br></td><td style="width: 47.9756%;" data-mce-style="width: 47.9756%;"><span>Galvalume &amp; Aluminum</span></td></tr><tr><td style="width: 49.0244%;" data-mce-style="width: 49.0244%;"><span>Application</span></td><td style="width: 47.9756%;" data-mce-style="width: 47.9756%;"><span>Residential / Commercial</span></td></tr></tbody></table><p><strong>Warranty</strong><br data-mce-fragment="1"></p><ul><li>25Â Year Standard Warranty.</li></ul><p>* Refer to warranty document for terms and conditions<br data-mce-fragment="1"></p><table width="100%"><tbody></tbody></table><p><br><strong>Detailed Information</strong><br></p><p>This end cap is a simple piece that attaches to the end of the each rail, creating a clean, and flush look for your racking system.<br></p><p><strong>High reliability</strong><br></p><p>Cell interconnections and diode placement use well-established industry practice and are field-proven to provide excellent reliability.<br></p><div class="product--variation-field--variation_field_product_data_store__9770 field field--name-field-product-data-store field--type-entity-reference field--label-hidden field--item"><div class="eck-entity">Made with Hard Metal<br><strong></strong></div></div><p>Strong in Structure</p>
USEC001-0026 | 3.81 | PV-LUG-01-A1 | IronRidge PV-LUG-01-A1 PV Grounding Lug | <table width="100%" data-mce-fragment="1"><tbody data-mce-fragment="1"><tr data-mce-fragment="1"><td data-mce-fragment="1"><strong>IronRidge PV-LUG-01-A1 PV Grounding Lug</strong></td></tr><tr data-mce-fragment="1"><td data-mce-fragment="1"><p>IronRidge BX System PV Grounding Lug, PV-LUG-01-A1, Qty 1<span>Ground each continuous array by securing a PV Module Grounding Lug to any module in the array. Only one PV Module Grounding Lug is required per continuous array, regardless of array size.Â </span></p><table width="100%"><tbody><tr><td><table width="100%"><tbody><tr><td style="width: 51.4725%;" data-mce-style="width: 51.4725%;"></td><td style="width: 45.8759%;" data-mce-style="width: 45.8759%;"><br></td></tr><tr><td style="width: 51.4725%;" data-mce-style="width: 51.4725%;"><div style="text-align: start;" data-mce-style="text-align: start;"><img src="https://cdn.shopify.com/s/files/1/0566/3408/1340/files/img_5541681f-bc6d-4510-83dd-6f0d265f9821_480x480.png?v=1676525751" alt="Description image" style="margin-bottom: 16px; float: none;" data-mce-src="https://cdn.shopify.com/s/files/1/0566/3408/1340/files/img_5541681f-bc6d-4510-83dd-6f0d265f9821_480x480.png?v=1676525751"></div></td><td style="width: 45.8759%;" data-mce-style="width: 45.8759%;"><br></td></tr><tr><td style="width: 51.4725%;" data-mce-style="width: 51.4725%;"></td><td style="width: 45.8759%;" data-mce-style="width: 45.8759%;"></td></tr></tbody></table></td></tr></tbody></table><p><strong><br>Specifications</strong></p><table width="100%"><tbody><tr><td style="width: 48.2638%;"><span>Model</span></td><td style="width: 47.7362%;">Iron Ridge PV-LUG-01-A1</td></tr><tr><td style="width: 48.2638%;"><span>Series</span></td><td style="width: 47.7362%;">BX</td></tr><tr><td style="width: 48.2638%;"><span>Manufacturer</span></td><td style="width: 47.7362%;">Iron Ridge</td></tr></tbody></table><p><strong><br>GENERAL SPECIFICATION</strong><br></p><table width="100%"><tbody><tr></tr><tr><td style="width: 49.0244%;" data-mce-style="width: 49.0244%;">TypeÂ </td><td style="width: 47.9756%;" data-mce-style="width: 47.9756%;">Ballast</td></tr><tr><td style="width: 49.0244%;" data-mce-style="width: 49.0244%;">Color</td><td style="width: 47.9756%;" data-mce-style="width: 47.9756%;">Silver<br></td></tr><tr><td style="width: 49.0244%;" data-mce-style="width: 49.0244%;">MaterialÂ </td><td style="width: 47.9756%;" data-mce-style="width: 47.9756%;"><span>Stainless Steel</span></td></tr><tr><td style="width: 49.0244%;" data-mce-style="width: 49.0244%;">ApplicationÂ </td><td style="width: 47.9756%;" data-mce-style="width: 47.9756%;"><span>Flat Roof - Ballast</span></td></tr></tbody></table><p><strong><br>Warranty</strong><br data-mce-fragment="1"></p><ul><li>25 Years Product Warranty.<br></li></ul><p>* Refer to warranty document for terms and conditions<br data-mce-fragment="1"><strong>Documentation</strong></p><table width="100%"><tbody><tr><td style="width: 24%;" data-mce-style="width: 24%;"><a href="https://cdn.shopify.com/s/files/1/0566/3408/1340/files/ZZ084700324_DS.pdf?v=1678353741"><span style="color: #2b00ff;" data-mce-style="color: #2b00ff;">Data Sheet</span></a></td></tr></tbody></table><p><br><strong>Detailed Information</strong></p><p><span>IronRidge BX delivers superior power density and design flexibility to flat roof solar arrays. Made of a glass reinforced composite, the BX Chassis is engineered for extreme structural loading, yet is also shaped to be roof-friendly and easy to install.</span></p><p><strong>High reliability</strong></p><p>Cell interconnections and diode placement use well-established industry practice and are field-proven to provide excellent reliability.<br></p><p>Glass-Reinforced Composite<br></p><p>Class A Fire Rating</p><p><strong>Quality and Certifications</strong></p><p>Entire system and components meet newest effective UL 2703 standard.</p></td></tr></tbody></table>
USMS100-0004 | 6.39 | 4000366 | K2 System 4000366 ecmop 8"x12" Black | <table data-mce-fragment="1" width="100%"><tbody data-mce-fragment="1"><tr data-mce-fragment="1"><td data-mce-fragment="1" style="width: 955.59px;" data-mce-style="width: 955.59px;"><strong>K2 System 4000366 ecmop 8"x12" Black </strong></td></tr><tr data-mce-fragment="1"><td data-mce-fragment="1" style="width: 955.59px;" data-mce-style="width: 955.59px;"><p><span>TheÂ K2 System is designed to meet the needs of commercial solar - navigating complex roof layouts, while also handling the most extreme environmental conditions.</span><br></p><p><strong>SPECIFICATIONS</strong></p><table width="100%"><tbody><tr><td style="width: 48.2638%;" data-mce-style="width: 48.2638%;"><span>Model</span></td><td style="width: 47.7362%;" data-mce-style="width: 47.7362%;">K2 System 4000366 ecmop</td></tr><tr><td style="width: 48.2638%;" data-mce-style="width: 48.2638%;"><span>Series</span></td><td style="width: 47.7362%;" data-mce-style="width: 47.7362%;">-</td></tr><tr><td style="width: 48.2638%;" data-mce-style="width: 48.2638%;"><span>Manufacturer</span></td><td style="width: 47.7362%;" data-mce-style="width: 47.7362%;">K2 System<br></td></tr></tbody></table></td></tr></tbody></table><p><br><strong>GENERAL SPECIFICATION</strong><br></p><table width="100%"><tbody><tr><td style="width: 49.0244%;" data-mce-style="width: 49.0244%;"><div class="field--label">Type</div></td><td style="width: 47.9756%;" data-mce-style="width: 47.9756%;"><span>Flashing</span></td></tr><tr><td style="width: 49.0244%;" data-mce-style="width: 49.0244%;">Color<br></td><td style="width: 47.9756%;" data-mce-style="width: 47.9756%;">Black</td></tr><tr><td style="width: 49.0244%;" data-mce-style="width: 49.0244%;">Material<br></td><td style="width: 47.9756%;" data-mce-style="width: 47.9756%;"><span>Galvalume &amp; Aluminum</span></td></tr><tr><td style="width: 49.0244%;" data-mce-style="width: 49.0244%;"><span>Application</span></td><td style="width: 47.9756%;" data-mce-style="width: 47.9756%;"><span>Residential / Commercial</span></td></tr></tbody></table><p><strong>Warranty</strong><br data-mce-fragment="1"></p><ul><li>25-Year Standard Warranty.</li></ul><p>* Refer to warranty document for terms and conditions<br data-mce-fragment="1"></p><table width="100%"><tbody></tbody></table><p><br><strong>Detailed Information</strong><br></p><section class="description" id="product-description"><div class="product--variation-field--variation_field_product_description__9770 field field--name-field-product-description field--type-text-long field--label-hidden field--item"><p>This end cap is a simple piece that attaches to the end of each rail, creating a clean, and flush look for your racking system.</p></div></section><div class="product--variation-field--variation_field_product_data_store__9770 field field--name-field-product-data-store field--type-entity-reference field--label-hidden field--item"><div class="eck-entity"><strong>High reliability</strong><br></div></div><p>Cell interconnections and diode placement use well-established industry practices and are field-proven to provide excellent reliability.</p><p>Made with Hard Metal</p><p>Strong in Structure</p>
USEC001-0027 | 0.62 | BX-CT-EC-P1 | Ironridge BX BX-CT-EC-P1 UV Cable Tie/Edge clip | <table width="100%" data-mce-fragment="1"><tbody data-mce-fragment="1"><tr data-mce-fragment="1"><td style="width: 955.59px;" data-mce-fragment="1" data-mce-style="width: 955.59px;"><strong>Ironridge BX BX-CT-EC-P1 UV Cable Tie/Edge clip</strong></td></tr><tr data-mce-fragment="1"><td style="width: 955.59px;" data-mce-fragment="1" data-mce-style="width: 955.59px;"><p>IronRidge BX delivers superior power density and design flexibility to flat roof solar arrays. Made of a glass reinforced composite, the BX Chassis is engineered for extreme structural loading, yet is also shaped to be roof-friendly and easy to install.</p><p><strong>SPECIFICATIONS</strong></p><table width="100%"><tbody><tr><td style="width: 48.2638%;" data-mce-style="width: 48.2638%;"><span>Model</span></td><td style="width: 47.7362%;" data-mce-style="width: 47.7362%;">Ironridge BX BX-CT-EC-P1</td></tr><tr><td style="width: 48.2638%;" data-mce-style="width: 48.2638%;"><span>Series</span></td><td style="width: 47.7362%;" data-mce-style="width: 47.7362%;">-<br></td></tr><tr><td style="width: 48.2638%;" data-mce-style="width: 48.2638%;"><span>Manufacturer</span></td><td style="width: 47.7362%;" data-mce-style="width: 47.7362%;">Ironridge</td></tr></tbody></table></td></tr></tbody></table><p><br><strong>GENERAL SPECIFICATION</strong><br></p><table width="100%"><tbody><tr></tr><tr><td style="width: 49.0244%;" data-mce-style="width: 49.0244%;">Mfr. Part Number</td><td style="width: 47.9756%;" data-mce-style="width: 47.9756%;">BX-CT-EC-P1</td></tr><tr><td style="width: 49.0244%;" data-mce-style="width: 49.0244%;">Item Weight</td><td style="width: 47.9756%;" data-mce-style="width: 47.9756%;">0.007 lb</td></tr><tr><td style="width: 49.0244%;" data-mce-style="width: 49.0244%;">Dimensions (LxWxH)</td><td style="width: 47.9756%;" data-mce-style="width: 47.9756%;">7.5 x 7 x 7 inches</td></tr><tr><td style="width: 49.0244%;" data-mce-style="width: 49.0244%;">Mfr. Product Line</td><td style="width: 47.9756%;" data-mce-style="width: 47.9756%;">BX</td></tr><tr><td style="width: 49.0244%;" data-mce-style="width: 49.0244%;">Model</td><td style="width: 47.9756%;" data-mce-style="width: 47.9756%;">BX-CT-EC-P1</td></tr><tr><td style="width: 49.0244%;" data-mce-style="width: 49.0244%;">Series</td><td style="width: 47.9756%;" data-mce-style="width: 47.9756%;">BX</td></tr><tr><td style="width: 49.0244%;" data-mce-style="width: 49.0244%;">Manufacturer</td><td style="width: 47.9756%;" data-mce-style="width: 47.9756%;">IronRidge</td></tr><tr><td style="width: 49.0244%;" data-mce-style="width: 49.0244%;">Application</td><td style="width: 47.9756%;" data-mce-style="width: 47.9756%;">Ballasted Roof Attachment</td></tr><tr><td style="width: 49.0244%;" data-mce-style="width: 49.0244%;">Finish</td><td style="width: 47.9756%;" data-mce-style="width: 47.9756%;">Black</td></tr></tbody></table><p><strong>Warranty</strong><br data-mce-fragment="1"></p><ul><li>25Â Year Standard Warranty.</li></ul><p>* Refer to warranty document for terms and conditions<br data-mce-fragment="1"><strong>Documentation</strong></p><table width="100%"><tbody><tr><td style="width: 24%;" data-mce-style="width: 24%;"><a href="https://cdn.shopify.com/s/files/1/0566/3408/1340/files/IronRidge_Cut_Sheet_BX_Edge_Clip_Cable_Tie.pdf?v=1678339873"><span style="color: #2b00ff;" data-mce-style="color: #2b00ff;">Data Sheet</span></a></td></tr></tbody></table><p><br><strong>Detailed Information</strong><br></p><p><span>IronRidge BX delivers superior power density and design flexibility to flat roof solar arrays. Made of a glass reinforced composite, the BX Chassis is engineered for extreme structural loading, yet is also shaped to be roof-friendly and easy to install.</span></p><p><strong>High reliability</strong></p><p>Cell interconnections and diode placement use well-established industry practice and are field-proven to provide excellent reliability.</p><p>Corrosion-free and engineered for longterm structural performance.</p><p>Certified to maintain the fire resistance rating of the existing roof.</p><p><span></span><span></span><span></span><span></span><strong>Quality and certifications</strong></p>
USMS100-0011 | 5.75 | 4000367 | K2 System 4000367 8"x12" Mill; pack of 20 | <table data-mce-fragment="1" width="100%"><tbody data-mce-fragment="1"><tr data-mce-fragment="1"><td data-mce-fragment="1" style="width: 955.59px;" data-mce-style="width: 955.59px;"><strong>K2 System 4000367 8"x12" Mill; Pack of 20</strong></td></tr><tr data-mce-fragment="1"><td data-mce-fragment="1" style="width: 955.59px;" data-mce-style="width: 955.59px;"><p><span>TheÂ K2 System is designed to meet the needs of commercial solar - navigating complex roof layouts, while also handling the most extreme environmental conditions.</span><br></p><p><strong>SPECIFICATIONS</strong></p><table width="100%"><tbody><tr><td style="width: 48.2638%;" data-mce-style="width: 48.2638%;"><span>Model</span></td><td style="width: 47.7362%;" data-mce-style="width: 47.7362%;">K2 System 4000367</td></tr><tr><td style="width: 48.2638%;" data-mce-style="width: 48.2638%;"><span>Series</span></td><td style="width: 47.7362%;" data-mce-style="width: 47.7362%;">-</td></tr><tr><td style="width: 48.2638%;" data-mce-style="width: 48.2638%;"><span>Manufacturer</span></td><td style="width: 47.7362%;" data-mce-style="width: 47.7362%;">K2 System<br></td></tr></tbody></table></td></tr></tbody></table><p><br><strong>GENERAL SPECIFICATION</strong><br></p><table width="100%"><tbody><tr><td style="width: 49.0244%;" data-mce-style="width: 49.0244%;"><div class="field--label">Type</div></td><td style="width: 47.9756%;" data-mce-style="width: 47.9756%;"><span>Flashing</span></td></tr><tr><td style="width: 49.0244%;" data-mce-style="width: 49.0244%;">Color<br></td><td style="width: 47.9756%;" data-mce-style="width: 47.9756%;">Black</td></tr><tr><td style="width: 49.0244%;" data-mce-style="width: 49.0244%;">Material<br></td><td style="width: 47.9756%;" data-mce-style="width: 47.9756%;"><span>Galvalume &amp; Aluminum</span></td></tr><tr><td style="width: 49.0244%;" data-mce-style="width: 49.0244%;"><span>Application</span></td><td style="width: 47.9756%;" data-mce-style="width: 47.9756%;"><span>Residential / Commercial</span></td></tr></tbody></table><p><strong>Warranty</strong><br data-mce-fragment="1"></p><ul><li>25Â Year Standard Warranty.</li></ul><p>* Refer to warranty document for terms and conditions<br data-mce-fragment="1"></p><table width="100%"><tbody></tbody></table><p><br><strong>Detailed Information</strong></p><p>This end cap is a simple piece that attaches to the end of the each rail, creating a clean, and flush look for your racking system.</p><p><strong>High reliability</strong></p><p>Cell interconnections and diode placement use well-established industry practice and are field-proven to provide excellent reliability.</p><div class="product--variation-field--variation_field_product_data_store__9770 field field--name-field-product-data-store field--type-entity-reference field--label-hidden field--item"><div class="eck-entity"><strong></strong><br></div></div><p>Made with Hard Metal</p><p>Strong in Structure</p>
USMS100-0066 | 1.22 | BX-BCL-M1 | IRONRIDGE, BX-BCL-M1, BX Bottom Clamp w/ Hardware- Mill | <table width="100%" data-mce-fragment="1"><tbody data-mce-fragment="1"><tr data-mce-fragment="1"><td data-mce-fragment="1"><strong>IRONRIDGE, BX-BCL-M1, BX Bottom Clamp w/ Hardware- Mill</strong></td></tr><tr data-mce-fragment="1"><td data-mce-fragment="1"><p><span>The Iron Ridge BX SystemÂ Bottom Clamp canÂ accommodate any of the Top ClampÂ sizes: 30mm, 32mm, 35mm, 38mm, 40mm, 46mm. When securing modules, place all Bottom Clamps on the Chassis followed byÂ the PV panels. Place a matching number of Top Clamps aligned above the Bottom Clamps and make sure that all Clamps are fully engaged and square to the module and torqued appropriately.</span></p><table width="100%"><tbody><tr><td><table width="100%"><tbody><tr><td style="width: 51.4725%;" data-mce-style="width: 51.4725%;"></td><td style="width: 45.8759%;" data-mce-style="width: 45.8759%;"><br></td></tr><tr><td style="width: 51.4725%;" data-mce-style="width: 51.4725%;"><div style="text-align: start;" data-mce-style="text-align: start;"><img src="https://cdn.shopify.com/s/files/1/0566/3408/1340/files/Screenshot_16_480x480.png?v=1676540194" alt="Description image" style="margin-bottom: 16px; float: none;" data-mce-src="https://cdn.shopify.com/s/files/1/0566/3408/1340/files/Screenshot_16_480x480.png?v=1676540194"></div></td><td style="width: 45.8759%;" data-mce-style="width: 45.8759%;"><br></td></tr><tr><td style="width: 51.4725%;" data-mce-style="width: 51.4725%;"></td><td style="width: 45.8759%;" data-mce-style="width: 45.8759%;"></td></tr></tbody></table><strong>Specifications</strong><table width="100%"><tbody><tr><td style="width: 48.2638%;" data-mce-style="width: 48.2638%;"><span>Model</span></td><td style="width: 47.7362%;" data-mce-style="width: 47.7362%;">IRONRIDGE, BX-BCL-M1</td></tr><tr><td style="width: 48.2638%;" data-mce-style="width: 48.2638%;"><span>Series</span></td><td style="width: 47.7362%;" data-mce-style="width: 47.7362%;">BX Bottom Clamp</td></tr><tr><td style="width: 48.2638%;" data-mce-style="width: 48.2638%;"><span>Manufacturer</span></td><td style="width: 47.7362%;" data-mce-style="width: 47.7362%;">Iron Ridge<br></td></tr></tbody></table></td></tr></tbody></table><p><br><strong>GENERAL SPECIFICATION</strong><br></p><table width="100%"><tbody><tr></tr><tr><td style="width: 49.0244%;" data-mce-style="width: 49.0244%;">TypeÂ </td><td style="width: 47.9756%;" data-mce-style="width: 47.9756%;">Bottom Clamp</td></tr><tr><td style="width: 49.0244%;" data-mce-style="width: 49.0244%;">FinishÂ </td><td style="width: 47.9756%;" data-mce-style="width: 47.9756%;"><span>Anodized</span></td></tr><tr><td style="width: 49.0244%;" data-mce-style="width: 49.0244%;">MaterialÂ </td><td style="width: 47.9756%;" data-mce-style="width: 47.9756%;">Aluminum</td></tr><tr><td style="width: 49.0244%;" data-mce-style="width: 49.0244%;">ColorÂ </td><td style="width: 47.9756%;" data-mce-style="width: 47.9756%;">Silver<br></td></tr><tr><td style="width: 49.0244%;" data-mce-style="width: 49.0244%;">ApplicationÂ </td><td style="width: 47.9756%;" data-mce-style="width: 47.9756%;"><span>Pitched Roof - Rail-Based</span></td></tr></tbody></table><p><strong>Warranty</strong><br data-mce-fragment="1"></p><ul><li>25 Years Product Warranty.<br></li></ul><p>* Refer to warranty document for terms and conditions<br data-mce-fragment="1"><strong>Documentation</strong></p><table width="100%"><tbody><tr><td style="width: 24%;" data-mce-style="width: 24%;"><a href="https://cdn.shopify.com/s/files/1/0566/3408/1340/files/BX_Bottom_Clamp_-DS.pdf?v=1678425756"><span style="color: #2b00ff;" data-mce-style="color: #2b00ff;">Data Sheet</span></a></td></tr></tbody></table><p><br><strong>Detailed Information</strong></p><p><span>The Iron Ridge BX SystemÂ Bottom Clamp canÂ accommodate any of the Top ClampÂ sizes: 30mm, 32mm, 35mm, 38mm, 40mm, 46mm. When securing modules, place all Bottom Clamps on the Chassis followed byÂ the PV panels. Place a matching number of Top Clamps aligned above the Bottom Clamps and make sure that all Clamps are fully engaged and square to the module and torqued appropriately.</span></p><p><strong>High reliability</strong></p><p>Cell interconnections and diode placement use well-established industry practice and are field-proven to provide excellent reliability.</p><p>BX has an 8-10% increase in power density when compared with leading competitor systems</p><p>designed to offer protection for PV conductors and leads running row-to-row in the N-S direction</p><p>Fewer than 10 parts per project, with no wind deflectors required</p></td></tr></tbody></table>
USMS100-0094 | 1.11 | BX-CMA-MI-M1 | IronRidge BX-CMA-MI-M1 BX MLPE Mounting Assembly | <table width="100%" data-mce-fragment="1"><tbody data-mce-fragment="1"><tr data-mce-fragment="1"><td data-mce-fragment="1"><strong>Iron Ridge BX-CMA-MI-M1 BX MLPE Mounting Assembly</strong><br></td></tr><tr data-mce-fragment="1"><td data-mce-fragment="1"><p><span>Iron Ridge MLPE Mounting Assembly is an optional product for any BX System. Mount microinverters and power optimizers directly to the Chassis using the MLPE Mounting Hardware Kit. Alternatively, you can use a third-party module mounting bracket</span></p><table width="100%"><tbody><tr><td><table width="100%"><tbody><tr><td style="width: 51.4725%;" data-mce-style="width: 51.4725%;"></td><td style="width: 45.8759%;" data-mce-style="width: 45.8759%;"><br></td></tr><tr><td style="width: 51.4725%;" data-mce-style="width: 51.4725%;"><div style="text-align: left;"><img style="margin-bottom: 16px; float: none;" alt="Description image" src="https://cdn.shopify.com/s/files/1/0566/3408/1340/files/ironridge_10a697a9-9058-419c-83fa-18d8bb47a33f_480x480.png?v=1676519346"></div></td><td style="width: 45.8759%;" data-mce-style="width: 45.8759%;"><br></td></tr><tr><td style="width: 51.4725%;" data-mce-style="width: 51.4725%;"></td><td style="width: 45.8759%;" data-mce-style="width: 45.8759%;"></td></tr></tbody></table><strong>Specifications</strong><table width="100%"><tbody><tr><td style="width: 48.2638%;" data-mce-style="width: 48.2638%;"><span>Model</span></td><td style="width: 47.7362%;" data-mce-style="width: 47.7362%;">Iron Ridge BX-CMA-MI-M1</td></tr><tr><td style="width: 48.2638%;" data-mce-style="width: 48.2638%;"><span>Series</span></td><td style="width: 47.7362%;" data-mce-style="width: 47.7362%;">BX</td></tr><tr><td style="width: 48.2638%;" data-mce-style="width: 48.2638%;"><span>Manufacturer</span></td><td style="width: 47.7362%;" data-mce-style="width: 47.7362%;">Iron Ridge<br></td></tr></tbody></table></td></tr></tbody></table><p><br><strong>GENERAL SPECIFICATION</strong><br></p><table width="100%"><tbody><tr></tr><tr><td style="width: 49.0244%;" data-mce-style="width: 49.0244%;">WEIGHT</td><td style="width: 47.9756%;" data-mce-style="width: 47.9756%;">0.06</td></tr><tr><td style="width: 49.0244%;" data-mce-style="width: 49.0244%;">UOM</td><td style="width: 47.9756%;" data-mce-style="width: 47.9756%;">EA</td></tr><tr><td style="width: 49.0244%;" data-mce-style="width: 49.0244%;">UPC</td><td style="width: 47.9756%;" data-mce-style="width: 47.9756%;">2237906</td></tr><tr><td style="width: 49.0244%;" data-mce-style="width: 49.0244%;">DESCRIPTION</td><td style="width: 47.9756%;" data-mce-style="width: 47.9756%;">Ironridge BX-CMA-MI-M1 MLPE BX Mouning Assembly 20/BX</td></tr></tbody></table><p><strong>Warranty</strong><br data-mce-fragment="1"></p><ul><li>25 Years Product Warranty.<br></li></ul><p>* Refer to warranty document for terms and conditions<br data-mce-fragment="1"><strong>Documentation</strong></p><table width="100%"><tbody><tr><td style="width: 24%;" data-mce-style="width: 24%;"><a href="https://cdn.shopify.com/s/files/1/0566/3408/1340/files/ZZ084700311_DS.pdf?v=1678342858"><span style="color: #2b00ff;" data-mce-style="color: #2b00ff;">Data Sheet</span></a></td></tr></tbody></table><p><br><strong>Detailed Information</strong></p><p><span data-mce-fragment="1">Iron Ridge MLPE Mounting Assembly is an optional product for any BX System. Mount microinverters and power optimizers directly to the Chassis using the MLPE Mounting Hardware Kit. Alternatively, you can use a third-party module mounting bracketÂ </span><br></p><p><strong>High reliability</strong></p><p>Cell interconnections and diode placement use well-established industry practice and are field-proven to provide excellent reliability.<br></p><p>BX has an 8-10% increase in power density when compared with leading competitor systems</p><p>designed to offer protection for PV conductors and leads running row-to-row in the N-S direction</p><p>Fewer than 10 parts per project, with no wind deflectors required</p></td></tr></tbody></table><br>
USMS100-0093 | 75.32 | BX-CMA-SI-M1 | IronRidge BX System Inverter Mounting Assembly w/ Rail & Hardware, BX-CMA-SI-M1 | <table data-mce-fragment="1" width="100%"><tbody data-mce-fragment="1"><tr data-mce-fragment="1"><td data-mce-fragment="1" style="width: 955.59px;" data-mce-style="width: 955.59px;"><strong>IronRidge BX System Inverter Mounting Assembly</strong> <strong>w/ Rail &amp; Hardware, BX-CMA-SI-M1</strong></td></tr><tr data-mce-fragment="1"><td data-mce-fragment="1" style="width: 955.59px;" data-mce-style="width: 955.59px;"><p><span>IronRidge BX delivers superior power density and design flexibility to flat roof solar arrays. Made of a glass reinforced composite, the BX Chassis is engineered for extreme structural loading, yet is also shaped to be roof-friendly and easy to install.</span></p><p><strong>SPECIFICATIONS</strong></p><table width="100%"><tbody><tr><td style="width: 48.2638%;" data-mce-style="width: 48.2638%;"><span>Model</span></td><td style="width: 47.7362%;" data-mce-style="width: 47.7362%;">IRONRIDGE BX-CMA-SI-M1</td></tr><tr><td style="width: 48.2638%;" data-mce-style="width: 48.2638%;"><span>Series</span></td><td style="width: 47.7362%;" data-mce-style="width: 47.7362%;">BX</td></tr><tr><td style="width: 48.2638%;" data-mce-style="width: 48.2638%;"><span>Manufacturer</span></td><td style="width: 47.7362%;" data-mce-style="width: 47.7362%;">Ironridge</td></tr></tbody></table></td></tr></tbody></table><p><br><strong>GENERAL SPECIFICATION</strong><br></p><table width="100%"><tbody><tr></tr><tr><td style="width: 49.0244%;" data-mce-style="width: 49.0244%;">Model</td><td style="width: 47.9756%;" data-mce-style="width: 47.9756%;">BX-CMA-SI-M1</td></tr><tr><td style="width: 49.0244%;" data-mce-style="width: 49.0244%;">Series</td><td style="width: 47.9756%;" data-mce-style="width: 47.9756%;">BX</td></tr><tr><td style="width: 49.0244%;" data-mce-style="width: 49.0244%;">Manufacturer</td><td style="width: 47.9756%;" data-mce-style="width: 47.9756%;">IronRidge</td></tr><tr><td style="width: 49.0244%;" data-mce-style="width: 49.0244%;">Application</td><td style="width: 47.9756%;" data-mce-style="width: 47.9756%;">Ballasted Roof Attachment</td></tr><tr><td style="width: 49.0244%;" data-mce-style="width: 49.0244%;">Finish</td><td style="width: 47.9756%;" data-mce-style="width: 47.9756%;">Mill</td></tr></tbody></table><p><strong>Warranty</strong><br data-mce-fragment="1"></p><ul><li>25Â Year Standard Warranty.</li></ul><p>* Refer to warranty document for terms and conditions<br data-mce-fragment="1"></p><p><br><strong>Detailed Information</strong><br></p><p><span>IronRidge BX delivers superior power density and design flexibility to flat roof solar arrays. Made of a glass reinforced composite, the BX Chassis is engineered for extreme structural loading, yet is also shaped to be roof-friendly and easy to install.</span></p><p><span>Designed to offer protection for PV conductors and leads running row-to-row in the N-S direction</span></p><p><strong>High reliability</strong></p><p>Cell interconnections and diode placement use well-established industry practice and are field-proven to provide excellent reliability.</p><p>BX has an 8-10% increase in power density when compared with leading competitor systems</p><p>Fewer than 10 parts per project, with no wind deflectors required</p><p><span></span><strong>Quality and certifications</strong></p>
USMS100-0095 | 8.21 | BX-MA-FRA-M1 | Ironridge BX-MA-FRA-M1 Flat Roof Attachment Kit | <table data-mce-fragment="1" width="100%"><tbody data-mce-fragment="1"><tr data-mce-fragment="1"><td data-mce-fragment="1"><strong>IRONRIDGE BX-MA-FRA-M1 FLAT ROOF ATTACHMENT KIT</strong></td></tr><tr data-mce-fragment="1"><td data-mce-fragment="1"><p><span>Iron Ridge BX Ballasted Mounting System Ballasted mounting for 10 degree tilt angle for the Iron Ridge BX Ballasted Mounting System.</span></p><table width="100%"><tbody><tr><td><table width="100%"><tbody><tr><td style="width: 51.4725%;" data-mce-style="width: 51.4725%;"></td><td style="width: 45.8759%;" data-mce-style="width: 45.8759%;"><br></td></tr><tr><td style="width: 51.4725%;" data-mce-style="width: 51.4725%;"><div style="text-align: start;"><img src="https://cdn.shopify.com/s/files/1/0566/3408/1340/files/Screenshot_480x480.png?v=1676521439" alt="Description image" style="margin-bottom: 16px; float: none;"></div></td><td style="width: 45.8759%;" data-mce-style="width: 45.8759%;"><br></td></tr><tr><td style="width: 51.4725%;" data-mce-style="width: 51.4725%;"></td><td style="width: 45.8759%;" data-mce-style="width: 45.8759%;"></td></tr></tbody></table><strong>Specifications</strong><table width="100%"><tbody><tr><td style="width: 48.2638%;" data-mce-style="width: 48.2638%;"><span>Model</span></td><td style="width: 47.7362%;" data-mce-style="width: 47.7362%;">IRONRIDGE BX-MA-FRA-M1</td></tr><tr><td style="width: 48.2638%;" data-mce-style="width: 48.2638%;"><span>Series</span></td><td style="width: 47.7362%;" data-mce-style="width: 47.7362%;">BX</td></tr><tr><td style="width: 48.2638%;" data-mce-style="width: 48.2638%;"><span>Manufacturer</span></td><td style="width: 47.7362%;" data-mce-style="width: 47.7362%;">Iron Ridge<br></td></tr></tbody></table></td></tr></tbody></table><p><br><strong>GENERAL SPECIFICATION</strong><br></p><table width="100%"><tbody><tr></tr><tr><td style="width: 49.0244%;" data-mce-style="width: 49.0244%;">TypeÂ </td><td style="width: 47.9756%;" data-mce-style="width: 47.9756%;">Ballast</td></tr><tr><td style="width: 49.0244%;" data-mce-style="width: 49.0244%;">FinishÂ </td><td style="width: 47.9756%;" data-mce-style="width: 47.9756%;">Mill Finish</td></tr><tr><td style="width: 49.0244%;" data-mce-style="width: 49.0244%;">MaterialÂ </td><td style="width: 47.9756%;" data-mce-style="width: 47.9756%;">Aluminum/Stainless Steel</td></tr><tr><td style="width: 49.0244%;" data-mce-style="width: 49.0244%;">ApplicationÂ </td><td style="width: 47.9756%;" data-mce-style="width: 47.9756%;">Flat Roof - Ballast</td></tr></tbody></table><p><strong>Warranty</strong><br data-mce-fragment="1"></p><ul><li>25 Years Product Warranty.<br></li></ul><p>* Refer to warranty document for terms and conditions<br data-mce-fragment="1"><strong>Documentation</strong></p><table width="100%"><tbody><tr><td style="width: 24%;" data-mce-style="width: 24%;"><a href="https://cdn.shopify.com/s/files/1/0566/3408/1340/files/IronRidge_Cut_Sheet_BX_Flat_Roof_Attachment.pdf?v=1678344860"><span style="color: #2b00ff;" data-mce-style="color: #2b00ff;">Data Sheet</span></a></td></tr></tbody></table><p><br><strong>Detailed Information</strong></p><p><span data-mce-fragment="1">Iron Ridge MLPE Mounting Assembly is an optional product for any BX System. Mount microinverters and power optimizers directly to the Chassis using the MLPE Mounting Hardware Kit. Alternatively, you can use a third-party module mounting bracketÂ </span><br></p><p><strong>High reliability</strong></p><p>Cell interconnections and diode placement use well-established industry practice and are field-proven to provide excellent reliability.<br></p><p>BX has an 8-10% increase in power density when compared with leading competitor systems</p><p>designed to offer protection for PV conductors and leads running row-to-row in the N-S direction</p><p>Fewer than 10 parts per project, with no wind deflectors required</p></td></tr></tbody></table><br>
USIN100-0122 | 127.22 | Gen5 | Chilicon ZW095-A Power Meter accessories Gen5 HomePower Meter | <table width="100%" data-mce-fragment="1"><tbody data-mce-fragment="1"><tr data-mce-fragment="1"><td style="width: 955.59px;" data-mce-fragment="1" data-mce-style="width: 955.59px;"><strong>Chilicon ZW095-A Power Meter accessories Gen5 HomePower Meter</strong></td></tr><tr data-mce-fragment="1"><td style="width: 955.59px;" data-mce-fragment="1" data-mce-style="width: 955.59px;"><p><span>With the Generation 5 Zwave Plus Home Energy Monitor, users can learn to save money through reduced energy use by seeing how and when they are using it within their home.+</span></p></td></tr></tbody></table><p><strong><br>SPECIFICATIONS</strong></p><table width="100%"><tbody><tr><td style="width: 48.2638%;"><span>Model</span></td><td style="width: 47.7362%;">Chilicon ZW095-A</td></tr><tr><td style="width: 48.2638%;"><span>Series</span></td><td style="width: 47.7362%;">-<br></td></tr><tr><td style="width: 48.2638%;"><span>Manufacturer</span></td><td style="width: 47.7362%;">Chilicon</td></tr></tbody></table><p><strong><br>GENERAL SPECIFICATION</strong><br></p><table width="100%"><tbody><tr></tr><tr><td style="width: 49.0244%;" data-mce-style="width: 49.0244%;"><span>Inverter Type</span></td><td style="width: 47.9756%;" data-mce-style="width: 47.9756%;"><span>Home Power Meter</span></td></tr><tr><td style="width: 49.0244%;" data-mce-style="width: 49.0244%;"><span>Color</span></td><td style="width: 47.9756%;" data-mce-style="width: 47.9756%;"><span mce-data-marked="1">White</span></td></tr></tbody></table><p><strong><br>Warranty</strong></p><p>12Â Year Standard Warranty.</p><p>* Refer to warranty document for terms and conditions</p><p><strong>Detailed Information</strong><br></p><p><span>The Aeotec ZW095 is a Zwave and Zwave Plus enabled energy meter for whole house applications.Â The ZW095 has two clamps that are placed over the incoming electrical supply wires and then the ZW095 plugs in to an outlet for power.Â The ZW095 reports real time energy consumption via ZWave to a compatible Zwave automation controller</span></p><p><strong>High reliability</strong><br></p><p>Cell interconnections and diode placement use well-established industry practice and are field-proven to provide excellent reliability.</p><p><span>This will lead to reduced energy usage, and you will notice less electricity bill amounts.</span></p>
USMS100-0013 | 6.11 | 4001196 | K2 System 4001196 Connector SET; ETL bonded | <table width="100%" data-mce-fragment="1"><tbody data-mce-fragment="1"><tr data-mce-fragment="1"><td style="width: 955.59px;" data-mce-fragment="1" data-mce-style="width: 955.59px;"><strong>K2 System 4001196 Connector SET; ETL bonded</strong></td></tr><tr data-mce-fragment="1"><td style="width: 955.59px;" data-mce-fragment="1" data-mce-style="width: 955.59px;"><p><span>TheÂ K2 System is designed to meet the needs of commercial solar - navigating complex roof layouts, while also handling the most extreme environmental conditions.</span><br></p></td></tr></tbody></table><p><strong><br>SPECIFICATIONS</strong></p><table width="100%"><tbody><tr><td style="width: 48.2638%;"><span>Model</span></td><td style="width: 47.7362%;">K2 System 4001196</td></tr><tr><td style="width: 48.2638%;"><span>Series</span></td><td style="width: 47.7362%;">-</td></tr><tr><td style="width: 48.2638%;"><span>Manufacturer</span></td><td style="width: 47.7362%;">K2 System</td></tr></tbody></table><p><strong><br>GENERAL SPECIFICATION</strong><br></p><table width="100%"><tbody><tr><td style="width: 49.0244%;" data-mce-style="width: 49.0244%;"><div class="field--label">Type</div></td><td style="width: 47.9756%;" data-mce-style="width: 47.9756%;"><span>Rail Accessory</span></td></tr><tr><td style="width: 49.0244%;" data-mce-style="width: 49.0244%;">Color<br></td><td style="width: 47.9756%;" data-mce-style="width: 47.9756%;">Clear<br></td></tr><tr><td style="width: 49.0244%;" data-mce-style="width: 49.0244%;">Material<br></td><td style="width: 47.9756%;" data-mce-style="width: 47.9756%;"><span>Aluminum</span></td></tr><tr><td style="width: 49.0244%;" data-mce-style="width: 49.0244%;"><span>Application</span></td><td style="width: 47.9756%;" data-mce-style="width: 47.9756%;"><span>Residential / Commercial</span></td></tr></tbody></table><p><strong><br>Warranty</strong><br data-mce-fragment="1"></p><ul><li>25Â Year Standard Warranty.</li></ul><p>* Refer to warranty document for terms and conditions<br data-mce-fragment="1"></p><table width="100%"><tbody></tbody></table><p><br><strong>Detailed Information</strong><br></p><p>This end cap is a simple piece that attaches to the end of the each rail, creating a clean, and flush look for your racking system.<br></p><div class="product--variation-field--variation_field_product_data_store__9770 field field--name-field-product-data-store field--type-entity-reference field--label-hidden field--item"><div class="eck-entity"><strong>High reliability</strong><br></div></div><p>Cell interconnections and diode placement use well-established industry practice and are field-proven to provide excellent reliability.</p><p>Made with Hard Metal</p><p>Strong in Structure</p>
USIN100-0290 | 27.55 | DPI Cable | Yotta DPI Cable DPI AC Trunk Cable 4M | <table width="100%" data-mce-fragment="1"><tbody data-mce-fragment="1"><tr data-mce-fragment="1"><td style="width: 955.59px;" data-mce-style="width: 955.59px;" data-mce-fragment="1"><strong>Yotta DPI Cable DPI AC Trunk Cable 4M</strong></td></tr><tr data-mce-fragment="1"><td style="width: 955.59px;" data-mce-style="width: 955.59px;" data-mce-fragment="1"><p><span>Cable Matters Gold Plated DisplayPort to DisplayPort Cable 6 Pin , DisplayPort cables transmit high definition audio and video from your computer</span></p><p><strong>SPECIFICATIONS</strong></p><table width="100%"><tbody><tr><td style="width: 48.2638%;" data-mce-style="width: 48.2638%;"><span>Model</span></td><td style="width: 47.7362%;" data-mce-style="width: 47.7362%;"><strong><span>Â </span></strong><span>DPI Cable</span></td></tr><tr><td style="width: 48.2638%;" data-mce-style="width: 48.2638%;"><span>Series</span></td><td style="width: 47.7362%;" data-mce-style="width: 47.7362%;">-<br></td></tr><tr><td style="width: 48.2638%;" data-mce-style="width: 48.2638%;"><span>Manufacturer</span></td><td style="width: 47.7362%;" data-mce-style="width: 47.7362%;">Yotta</td></tr></tbody></table></td></tr></tbody></table><p><br><strong>GENERAL SPECIFICATION</strong><br></p><table width="100%"><tbody><tr></tr><tr><td style="width: 49.0244%;" data-mce-style="width: 49.0244%;"><span>Type</span></td><td style="width: 47.9756%;" data-mce-style="width: 47.9756%;"><span>Cable</span></td></tr><tr><td style="width: 49.0244%;" data-mce-style="width: 49.0244%;"><span>Color</span></td><td style="width: 47.9756%;" data-mce-style="width: 47.9756%;">Black</td></tr><tr><td style="width: 49.0244%;" data-mce-style="width: 49.0244%;"><span>Weight</span></td><td style="width: 47.9756%;" data-mce-style="width: 47.9756%;"><span mce-data-marked="1">0.1lb</span></td></tr></tbody></table><p><strong>Warranty</strong><br data-mce-fragment="1"></p><ul><li>25 Year Standard Warranty.</li></ul><p>* Refer to warranty document for terms and conditions<br data-mce-fragment="1"></p><p><br><strong>Detailed Information</strong><br></p><p><span>Cable Matters Gold Plated DisplayPort to DisplayPort Cable 6 Pin , DisplayPort cables transmit high definition audio and video from your computer to a monitor for video streaming or gaming; The Display cable connects and configures your monitor for an Extended Desktop or Mirrored Displays</span></p><p><strong>High reliability</strong><br></p><p>Cell interconnections and diode placement use well-established industry practice and are field-proven to provide excellent reliability.</p><p>Light in Weight</p><p>Strong and Compatible</p>
USMS100-0179 | 0.98 | BX-TCL-40MM-M1 | Ironridge BX-TCL-40MM-M1 40MM Top Clamp | <table data-mce-fragment="1" width="100%"><tbody data-mce-fragment="1"><tr data-mce-fragment="1"><td data-mce-fragment="1"><strong>IRONRIDGE BX-TCL-40MM-M1 40MM TOP CLAMP</strong></td></tr><tr data-mce-fragment="1"><td data-mce-fragment="1"><p><span>Iron Ridge BX System Top Clamps are module frame height specific and accommodate most common module sizes: 30 mm, 32 mm, 35 mm, 38 mm, 40 mm, 46 mm. When securing modules, place all Bottom Clamps on the Chassis followed by the PV panels. Place a matching number of Top Clamps aligned above the Bottom Clamps and make sure that all Clamps are fully engaged and square to the module and torqued appropriately.</span></p><table width="100%"><tbody><tr><td><table width="100%"><tbody><tr><td style="width: 51.4725%;" data-mce-style="width: 51.4725%;"></td><td style="width: 45.8759%;" data-mce-style="width: 45.8759%;"><br></td></tr><tr><td style="width: 51.4725%;" data-mce-style="width: 51.4725%;"><div style="text-align: start;" data-mce-style="text-align: start;"><img src="https://cdn.shopify.com/s/files/1/0566/3408/1340/files/ironridge.-1_480x480.png?v=1676521948" alt="Description image" style="margin-bottom: 16px; float: none;" data-mce-src="https://cdn.shopify.com/s/files/1/0566/3408/1340/files/ironridge.-1_480x480.png?v=1676521948"></div></td><td style="width: 45.8759%;" data-mce-style="width: 45.8759%;"><br></td></tr><tr><td style="width: 51.4725%;" data-mce-style="width: 51.4725%;"></td><td style="width: 45.8759%;" data-mce-style="width: 45.8759%;"></td></tr></tbody></table><strong>Specifications</strong><table width="100%"><tbody><tr><td style="width: 48.2638%;" data-mce-style="width: 48.2638%;"><span>Model</span></td><td style="width: 47.7362%;" data-mce-style="width: 47.7362%;">IRONRIDGE BX-TCL-40MM-M1</td></tr><tr><td style="width: 48.2638%;" data-mce-style="width: 48.2638%;"><span>Series</span></td><td style="width: 47.7362%;" data-mce-style="width: 47.7362%;">BXÂ </td></tr><tr><td style="width: 48.2638%;" data-mce-style="width: 48.2638%;"><span>Manufacturer</span></td><td style="width: 47.7362%;" data-mce-style="width: 47.7362%;">Iron Ridge<br></td></tr></tbody></table></td></tr></tbody></table><p><br><strong>GENERAL SPECIFICATION</strong><br></p><table width="100%"><tbody><tr></tr><tr><td style="width: 49.0244%;" data-mce-style="width: 49.0244%;">TypeÂ </td><td style="width: 47.9756%;" data-mce-style="width: 47.9756%;">Ballast</td></tr><tr><td style="width: 49.0244%;" data-mce-style="width: 49.0244%;">FinishÂ </td><td style="width: 47.9756%;" data-mce-style="width: 47.9756%;">Mill Finish</td></tr><tr><td style="width: 49.0244%;" data-mce-style="width: 49.0244%;">MaterialÂ </td><td style="width: 47.9756%;" data-mce-style="width: 47.9756%;">Aluminum/Stainless Steel</td></tr><tr><td style="width: 49.0244%;" data-mce-style="width: 49.0244%;">ApplicationÂ </td><td style="width: 47.9756%;" data-mce-style="width: 47.9756%;">Flat Roof - Ballast</td></tr></tbody></table><p><strong>Warranty</strong><br data-mce-fragment="1"></p><ul><li>25 Years Product Warranty.<br></li></ul><p>* Refer to warranty document for terms and conditions<br data-mce-fragment="1"><strong>Documentation</strong></p><table width="100%"><tbody><tr><td style="width: 24%;" data-mce-style="width: 24%;"><a href="https://cdn.shopify.com/s/files/1/0566/3408/1340/files/ZZ084700318_DS.pdf?v=1678345297"><span style="color: #2b00ff;" data-mce-style="color: #2b00ff;">Data Sheet</span></a></td></tr></tbody></table><p><br><strong>Detailed Information</strong></p><p><span data-mce-fragment="1">Iron Ridge MLPE Mounting Assembly is an optional product for any BX System. Mount microinverters and power optimizers directly to the Chassis using the MLPE Mounting Hardware Kit. Alternatively, you can use a third-party module mounting bracketÂ </span><br></p><p><strong>High reliability</strong></p><p>Cell interconnections and diode placement use well-established industry practice and are field-proven to provide excellent reliability.<br></p><p>BX has an 8-10% increase in power density when compared with leading competitor systems</p><p>designed to offer protection for PV conductors and leads running row-to-row in the N-S direction</p><p>One-tool attachment</p></td></tr></tbody></table>
USMS100-0063 | 0.84 | BX-TCL-35MM-M1 | Ironridge Bx-tcl-35mm-m1 35mm Top Clamp, Mill | <table width="100%" data-mce-fragment="1"><tbody data-mce-fragment="1"><tr data-mce-fragment="1"><td data-mce-fragment="1"><strong>IRONRIDGE BX-TCL-35MM-M1 35MM TOP CLAMP</strong></td></tr><tr data-mce-fragment="1"><td data-mce-fragment="1"><p><span>Iron Ridge BX System Top Clamps are module frame height specific and accommodate most common module sizes: 30 mm, 32 mm, 35 mm, 38 mm, 40 mm, 46 mm. When securing modules, place all Bottom Clamps on the Chassis followed by the PV panels. Place a matching number of Top Clamps aligned above the Bottom Clamps and make sure that all Clamps are fully engaged and square to the module and torqued appropriately.</span></p><table width="100%"><tbody><tr><td><table width="100%"><tbody><tr><td style="width: 51.4725%;" data-mce-style="width: 51.4725%;"></td><td style="width: 45.8759%;" data-mce-style="width: 45.8759%;"><br></td></tr><tr><td style="width: 51.4725%;" data-mce-style="width: 51.4725%;"><div style="text-align: start;" data-mce-style="text-align: start;"><img src="https://cdn.shopify.com/s/files/1/0566/3408/1340/files/ironridge.-1_480x480.png?v=1676521948" alt="Description image" style="margin-bottom: 16px; float: none;" data-mce-src="https://cdn.shopify.com/s/files/1/0566/3408/1340/files/ironridge.-1_480x480.png?v=1676521948"></div></td><td style="width: 45.8759%;" data-mce-style="width: 45.8759%;"><br></td></tr><tr><td style="width: 51.4725%;" data-mce-style="width: 51.4725%;"></td><td style="width: 45.8759%;" data-mce-style="width: 45.8759%;"></td></tr></tbody></table><strong>Specifications</strong><table width="100%"><tbody><tr><td style="width: 48.2638%;" data-mce-style="width: 48.2638%;"><span>Model</span></td><td style="width: 47.7362%;" data-mce-style="width: 47.7362%;">IRONRIDGE BX-TCL-35MM-M1</td></tr><tr><td style="width: 48.2638%;" data-mce-style="width: 48.2638%;"><span>Series</span></td><td style="width: 47.7362%;" data-mce-style="width: 47.7362%;">BXÂ </td></tr><tr><td style="width: 48.2638%;" data-mce-style="width: 48.2638%;"><span>Manufacturer</span></td><td style="width: 47.7362%;" data-mce-style="width: 47.7362%;">Iron Ridge<br></td></tr></tbody></table></td></tr></tbody></table><p><br><strong>GENERAL SPECIFICATION</strong><br></p><table width="100%"><tbody><tr></tr><tr><td style="width: 49.0244%;" data-mce-style="width: 49.0244%;">TypeÂ </td><td style="width: 47.9756%;" data-mce-style="width: 47.9756%;">Ballast</td></tr><tr><td style="width: 49.0244%;" data-mce-style="width: 49.0244%;">FinishÂ </td><td style="width: 47.9756%;" data-mce-style="width: 47.9756%;">Mill Finish</td></tr><tr><td style="width: 49.0244%;" data-mce-style="width: 49.0244%;">MaterialÂ </td><td style="width: 47.9756%;" data-mce-style="width: 47.9756%;">Aluminum/Stainless Steel</td></tr><tr><td style="width: 49.0244%;" data-mce-style="width: 49.0244%;">ApplicationÂ </td><td style="width: 47.9756%;" data-mce-style="width: 47.9756%;">Flat Roof - Ballast</td></tr></tbody></table><p><strong>Warranty</strong><br data-mce-fragment="1"></p><ul><li>25 Years Product Warranty.<br></li></ul><p>* Refer to warranty document for terms and conditions<br data-mce-fragment="1"><strong>Documentation</strong></p><table width="100%"><tbody><tr><td style="width: 24%;" data-mce-style="width: 24%;"><a href="https://cdn.shopify.com/s/files/1/0566/3408/1340/files/ZZ084700318_DS.pdf?v=1678345297"><span style="color: #2b00ff;" data-mce-style="color: #2b00ff;">Data Sheet</span></a></td></tr></tbody></table><p><br><strong>Detailed Information</strong></p><p><span data-mce-fragment="1">Iron Ridge MLPE Mounting Assembly is an optional product for any BX System. Mount microinverters and power optimizers directly to the Chassis using the MLPE Mounting Hardware Kit. Alternatively, you can use a third-party module mounting bracketÂ </span><br></p><p><strong>High reliability</strong></p><p>Cell interconnections and diode placement use well-established industry practice and are field-proven to provide excellent reliability.<br></p><p>BX has an 8-10% increase in power density when compared with leading competitor systems</p><p>designed to offer protection for PV conductors and leads running row-to-row in the N-S direction</p><p>One-tool attachment</p></td></tr></tbody></table>
USSE100-0100 | 0.89 | BX-TCL-32MM-M1 | Ironridge Bx Top Clamp - BX-TCL-32MM-M1 | <table data-mce-fragment="1" width="100%"><tbody data-mce-fragment="1"><tr data-mce-fragment="1"><td data-mce-fragment="1" style="width: 955.59px;" data-mce-style="width: 955.59px;"><strong>IRONRIDGE BX TOP CLAMP - BX-TCL-32MM-M1</strong></td></tr><tr data-mce-fragment="1"><td data-mce-fragment="1" style="width: 955.59px;" data-mce-style="width: 955.59px;"><p><span>The Iron Ridge BX System Top Clamps are module frame height specific and accommodate most common module sizes: 30 mm, 32 mm, 35 mm, 38 mm, 40 mm, 46 mm. When securing modules, place all Bottom Clamps on the Chassis followed by the PV panels. Place a matching number of Top Clamps aligned above the Bottom Clamps and make sure that all Clamps are fully engaged and square to the module and torqued appropriately.</span></p><p><strong>SPECIFICATIONS</strong></p><table width="100%"><tbody><tr><td style="width: 48.2638%;" data-mce-style="width: 48.2638%;"><span>Model</span></td><td style="width: 47.7362%;" data-mce-style="width: 47.7362%;">IRONRIDGE BX-TCL-32MM-M1</td></tr><tr><td style="width: 48.2638%;" data-mce-style="width: 48.2638%;"><span>Series</span></td><td style="width: 47.7362%;" data-mce-style="width: 47.7362%;">BX</td></tr><tr><td style="width: 48.2638%;" data-mce-style="width: 48.2638%;"><span>Manufacturer</span></td><td style="width: 47.7362%;" data-mce-style="width: 47.7362%;">Ironridge</td></tr></tbody></table></td></tr></tbody></table><p><br><strong>GENERAL SPECIFICATION</strong><br></p><table width="100%"><tbody><tr></tr><tr><td style="width: 49.0244%;" data-mce-style="width: 49.0244%;">TypeÂ </td><td style="width: 47.9756%;" data-mce-style="width: 47.9756%;">Ballast</td></tr><tr><td style="width: 49.0244%;" data-mce-style="width: 49.0244%;">ColorÂ </td><td style="width: 47.9756%;" data-mce-style="width: 47.9756%;">Mill</td></tr><tr><td style="width: 49.0244%;" data-mce-style="width: 49.0244%;">Finish</td><td style="width: 47.9756%;" data-mce-style="width: 47.9756%;">Mill Finish</td></tr><tr><td style="width: 49.0244%;" data-mce-style="width: 49.0244%;">MaterialÂ </td><td style="width: 47.9756%;" data-mce-style="width: 47.9756%;">Aluminum</td></tr><tr><td style="width: 49.0244%;" data-mce-style="width: 49.0244%;">Application Flat RoofÂ </td><td style="width: 47.9756%;" data-mce-style="width: 47.9756%;">Flat Roof - Ballast</td></tr></tbody></table><p><strong>Warranty</strong><br data-mce-fragment="1"></p><ul><li>25Â Year Standard Warranty.</li></ul><p>* Refer to warranty document for terms and conditions<br data-mce-fragment="1"><strong>Documentation</strong></p><table width="100%"><tbody><tr><td style="width: 24%;" data-mce-style="width: 24%;"><a href="https://cdn.shopify.com/s/files/1/0566/3408/1340/files/ZZ084700319_DS.pdf?v=1678340897"><span style="color: #2b00ff;" data-mce-style="color: #2b00ff;">Data Sheet</span></a></td></tr></tbody></table><p><br><strong>Detailed Information</strong><br></p><p><span>The BX System's Top and Bottom Clamps work together to provide a multi-directional grip on the module from above and below, maintaining a secure link no matter which force direction is applied.</span></p><p><span>BX has an 8-10% increase in power density when compared with leading competitor systems</span></p><p><span>Provides an anchoring method with a variety of roofing membranes, making it possible to eliminate ballast weight, meet seismic requirements, or build hybrid systems</span></p><p><strong>High reliability</strong><br></p><p>Cell interconnections and diode placement use well-established industry practice and are field-proven to provide excellent reliability.</p><p><span>designed to offer protection for PV conductors and leads running row-to-row in the N-S direction</span></p><p><span>Fewer than 10 parts per project, with no wind deflectors required</span></p><p>Â </p><p><span></span><strong>Quality and certifications</strong></p>
USIN100-0126 | 32.11 | Chiliconpower MTC-2.15 | Chiliconpower MTC-2.15 2.15m 10AWG modular trunk cable | <table data-mce-fragment="1" width="100%"><tbody data-mce-fragment="1"><tr data-mce-fragment="1"><td data-mce-fragment="1" style="width: 955.59px;" data-mce-style="width: 955.59px;"><strong>Chiliconpower MTC-2.15 2.15m 10AWG modular trunk cable</strong></td></tr><tr data-mce-fragment="1"><td data-mce-fragment="1" style="width: 955.59px;" data-mce-style="width: 955.59px;"><p><span>The trunk cabling portion of a microinverter system is extremely important since it directly impacts labor costs at an installation site. The Chilicon modular trunk and branch cabling system incorporates industry standard 10 AWG VNTC tray cable with a UV and cut resistant outer jacket.</span></p><p><strong>SPECIFICATIONS</strong></p><table width="100%"><tbody><tr><td style="width: 48.2638%;" data-mce-style="width: 48.2638%;"><span>Model</span></td><td style="width: 47.7362%;" data-mce-style="width: 47.7362%;">Chiliconpower MTC-2.15</td></tr><tr><td style="width: 48.2638%;" data-mce-style="width: 48.2638%;"><span>Series</span></td><td style="width: 47.7362%;" data-mce-style="width: 47.7362%;">-<br></td></tr><tr><td style="width: 48.2638%;" data-mce-style="width: 48.2638%;"><span>Manufacturer</span></td><td style="width: 47.7362%;" data-mce-style="width: 47.7362%;">Chiliconpower<br></td></tr></tbody></table></td></tr></tbody></table><p><br><strong>GENERAL SPECIFICATION</strong><br></p><table width="100%"><tbody><tr></tr><tr><td style="width: 49.0244%;" data-mce-style="width: 49.0244%;"><span>Type</span></td><td style="width: 47.9756%;" data-mce-style="width: 47.9756%;"><span>Cable</span></td></tr><tr><td style="width: 49.0244%;" data-mce-style="width: 49.0244%;"><span>Color</span></td><td style="width: 47.9756%;" data-mce-style="width: 47.9756%;">Black</td></tr></tbody></table><p><strong>Warranty</strong><br data-mce-fragment="1"></p><ul><li>25 Year Standard Warranty.</li></ul><p>* Refer to warranty document for terms and conditions<br data-mce-fragment="1"></p><p><br><strong>Detailed Information</strong><br></p><p><span>The trunk cable's 10 AWG cabling enables use of 30 A OCP devices (typically a 2 pole circuit breakers). This means that 20 CP250e devices running 289W output can be wired on a single 30 A string in 240V split phase mode, or 18 CP250e devices running 277W output can be wired on a single 30A string in 208V three phase mode.</span></p><p><strong>High reliability</strong><br></p><p>Cell interconnections and diode placement use well-established industry practice and are field-proven to provide excellent reliability.</p><p><span>Chilicon Power inverters feature Integrated (DC isolated) Ground</span></p><p><span>These microinverters do not require a Grounding Electrode Conductor (GEC) connected between each microinverter</span></p>
USSE100-0198 | 37.47 | 426101 | APsystems 426101 RSD-D Rapid Shutdown-D (Duo) | <div class="group w-full text-token-text-primary border-b border-black/10 dark:border-gray-900/50 bg-gray-50 dark:bg-[#444654]"><div class="flex p-4 gap-4 text-base md:gap-6 md:max-w-2xl lg:max-w-[38rem] xl:max-w-3xl md:py-6 lg:px-0 m-auto"><div class="relative flex w-[calc(100%-50px)] flex-col gap-1 md:gap-3 lg:w-[calc(100%-115px)]"><div class="flex flex-grow flex-col gap-3"><div class="min-h-[20px] flex flex-col items-start gap-3 overflow-x-auto whitespace-pre-wrap break-words"><div class="markdown prose w-full break-words dark:prose-invert light"><p>Introducing the APsystems 426101 RSD-D Rapid Shutdown-D (Duo), a state-of-the-art PV module rapid shutdown device, designed to cater to both new and existing string or central inverter systems. This device meets the U.S. NEC 2017 690.12 Rapid Shutdown requirements, ensuring your system's safety and compliance. With APsystems' extensive experience in module-level power electronics, this RSD-D unit is powered by an ASIC chip featuring internal IP and integrates seamlessly with TI chips at the system-level application.</p><hr><p><strong>SPECIFICATIONS:</strong></p><ul><li><strong>Model:</strong> 426101</li><li><strong>Series:</strong> -</li><li><strong>Manufacturer:</strong> APsystems</li></ul><hr><p><strong>GENERAL SPECIFICATIONS:</strong></p><ul><li><strong>Max. Input Voltage:</strong> 80 V</li><li><strong>Max. Input Current:</strong> 15 A</li><li><strong>Min. DC Voltage / Start Voltage:</strong> 8 V</li></ul><hr><p><strong>Warranty:</strong></p><ul><li>Manufacturer offers a 12-year warranty.</li><li><em>Refer to the warranty document for terms and conditions.</em></li></ul><hr><p><strong>Documentation:</strong></p><ul><li><a href="https://chat.openai.com/c/be590d57-c84e-4e19-a0df-cecd415ae98c#" target="_new">Data Sheet</a> (Link to be provided)</li></ul><hr><p><strong>Detailed Information:</strong></p><p>The RSD-D device complies with SunSpec requirements, ensuring normal function through the continuous receipt of a heartbeat signal from the APsmart Transmitter. If the transmitter signal is lost, the device will execute a rapid system shutdown to ensure safety. Users can also manually initiate a rapid shutdown using the transmitter's breaker switch.</p><hr><p><strong>High Reliability:</strong></p><p>The RSD-D features an ASIC chip designed with APsystemsâ€™ IP and built with redundancy topology to ensure maximum reliability. Additionally, the device incorporates a highly integrated System on a Chip (SoC) design, reducing the component count and enhancing durability.</p><hr></div></div></div><div class="flex justify-between lg:block"><div class="text-gray-400 flex self-end lg:self-center justify-center mt-2 gap-2 md:gap-3 lg:gap-1 lg:absolute lg:top-0 lg:translate-x-full lg:right-0 lg:mt-0 lg:pl-2 visible"><button class="flex ml-auto gap-2 rounded-md p-1 hover:bg-gray-100 hover:text-gray-700 dark:text-gray-400 dark:hover:bg-gray-700 dark:hover:text-gray-200 disabled:dark:hover:text-gray-400"><svg xmlns="http://www.w3.org/2000/svg" width="1em" height="1em" class="h-4 w-4" stroke-linejoin="round" stroke-linecap="round" viewbox="0 0 24 24" stroke-width="2" fill="none" stroke="currentColor"><path d="M16 4h2a2 2 0 0 1 2 2v14a2 2 0 0 1-2 2H6a2 2 0 0 1-2-2V6a2 2 0 0 1 2-2h2"></path><rect ry="1" rx="1" height="4" width="8" y="2" x="8"></rect></svg></button><div class="flex gap-1"></div></div></div></div></div></div>
USMS100-0019 | 3.49 | 4000051 | K2 Systems Rail Connector CR 44-X, Set, Mill, 4000051 | <table width="100%" data-mce-fragment="1"><tbody data-mce-fragment="1"><tr data-mce-fragment="1"><td style="width: 955.59px;" data-mce-fragment="1" data-mce-style="width: 955.59px;"><strong>K2 Systems Rail Connector CR 44-X, Set, Mill, 4000051</strong></td></tr><tr data-mce-fragment="1"><td style="width: 955.59px;" data-mce-fragment="1" data-mce-style="width: 955.59px;"><section id="product-description" class="description"><div class="product--variation-field--variation_field_product_description__9760 field field--name-field-product-description field--type-text-long field--label-hidden field--item">This Rail Connector Set is designed to support two CrossRail 44-X, 48-X or 48-XL rails.</div></section><div class="product--variation-field--variation_field_product_data_store__9760 field field--name-field-product-data-store field--type-entity-reference field--label-hidden field--item"><div class="eck-entity"><br></div></div><section id="product-information" class="information"></section><p><strong>SPECIFICATIONS</strong><br></p><table width="100%"><tbody><tr><td style="width: 48.2638%;" data-mce-style="width: 48.2638%;"><span>Model</span></td><td style="width: 47.7362%;" data-mce-style="width: 47.7362%;">4000051</td></tr><tr><td style="width: 48.2638%;" data-mce-style="width: 48.2638%;"><span>Series</span></td><td style="width: 47.7362%;" data-mce-style="width: 47.7362%;"><span>-</span></td></tr><tr><td style="width: 48.2638%;" data-mce-style="width: 48.2638%;"><span>Manufacturer</span></td><td style="width: 47.7362%;" data-mce-style="width: 47.7362%;">K2 System<br></td></tr></tbody></table></td></tr></tbody></table><p><br><strong>GENERAL SPECIFICATIONS</strong><br></p><table width="100%"><tbody><tr><td style="width: 49.0244%;" data-mce-style="width: 49.0244%;"><span>Type</span></td><td style="width: 47.9756%;" data-mce-style="width: 47.9756%;"><span>Rail Connector Set</span></td></tr><tr><td style="width: 49.0244%;" data-mce-style="width: 49.0244%;"><span>Material</span></td><td style="width: 47.9756%;" data-mce-style="width: 47.9756%;">Aluminum</td></tr><tr><td style="width: 49.0244%;" data-mce-style="width: 49.0244%;"><span>Application</span></td><td style="width: 47.9756%;" data-mce-style="width: 47.9756%;"><span>Residential</span></td></tr><tr><td style="width: 49.0244%;" data-mce-style="width: 49.0244%;"><span>Color</span></td><td style="width: 47.9756%;" data-mce-style="width: 47.9756%;">Mill<br></td></tr></tbody></table><p><strong>Warranty</strong><br data-mce-fragment="1"></p><ul><li>Manufacturer 25 Years Warranty</li></ul><p>* Refer to warranty document for terms and conditions<br data-mce-fragment="1"><strong>Documentation</strong></p><table width="100%"><tbody><tr><td style="width: 24%;" data-mce-style="width: 24%;"><a href="https://everest-solarsystems.com/files/Content-ESS/Technical%20Data/Catalog/EverestCatalog.pdf"><span style="color: #2b00ff;" data-mce-style="color: #2b00ff;">Data Sheet</span></a></td></tr></tbody></table><p><br><strong>Detailed Information</strong></p><p><span>K2 Systems offers a truly structural rail connector for CrossRail 44-X and CrossRail 48-X/48-XL.</span></p><p><span></span><strong>High Reliability</strong></p><p>Simple slide in assembly</p><p>Available in mill and dark</p>
USMS100-0014 | 60.59 | 4000508 | K2 Systems 4000508 CrossRail 168, RAIL MILL | <table width="100%" data-mce-fragment="1"><tbody data-mce-fragment="1"><tr data-mce-fragment="1"><td style="width: 955.59px;" data-mce-fragment="1" data-mce-style="width: 955.59px;">K2 Systems 4000508 CrossRail 168 in. L x 3.16 in. H, 6000 Series Aluminum</td></tr><tr data-mce-fragment="1"><td style="width: 955.59px;" data-mce-fragment="1" data-mce-style="width: 955.59px;"><p data-mce-fragment="1"><span>The CrossRail 44-X is K2 Systems' newest rail and comes in lengths of 166 In. or 180 In. The 44-X is a smaller rail profile than the 48-X but maintains the same structural integrity.</span></p><p><strong>SPECIFICATIONS</strong><br></p><table width="100%"><tbody><tr><td style="width: 48.2638%;" data-mce-style="width: 48.2638%;"><span>Model</span></td><td style="width: 47.7362%;" data-mce-style="width: 47.7362%;">4000508</td></tr><tr><td style="width: 48.2638%;" data-mce-style="width: 48.2638%;"><span>Series</span></td><td style="width: 47.7362%;" data-mce-style="width: 47.7362%;"><span>-</span></td></tr><tr><td style="width: 48.2638%;" data-mce-style="width: 48.2638%;"><span>Manufacturer</span></td><td style="width: 47.7362%;" data-mce-style="width: 47.7362%;">K2 System<br></td></tr></tbody></table></td></tr></tbody></table><p><br><strong>GENERAL SPECIFICATIONS</strong><br></p><table width="100%"><tbody><tr><td style="width: 49.0244%;" data-mce-style="width: 49.0244%;"><span>Type</span></td><td style="width: 47.9756%;" data-mce-style="width: 47.9756%;"><span>Rail</span></td></tr><tr><td style="width: 49.0244%;" data-mce-style="width: 49.0244%;"><span>Material</span></td><td style="width: 47.9756%;" data-mce-style="width: 47.9756%;"><span>Aluminum</span></td></tr><tr><td style="width: 49.0244%;" data-mce-style="width: 49.0244%;"><span>Application</span></td><td style="width: 47.9756%;" data-mce-style="width: 47.9756%;">Residential / Commercial</td></tr><tr><td style="width: 49.0244%;" data-mce-style="width: 49.0244%;"><span>Color</span></td><td style="width: 47.9756%;" data-mce-style="width: 47.9756%;">Silver</td></tr></tbody></table><p><strong>Warranty</strong><br data-mce-fragment="1"></p><ul><li>Manufacturer 25 Years Warranty</li></ul><p>* Refer to warranty document for terms and conditions<br data-mce-fragment="1"><strong>Documentation</strong></p><table width="100%"><tbody><tr><td style="width: 24%;" data-mce-style="width: 24%;"><a href="https://dpw.lacounty.gov/bsd/lib/fp/Small%20Residential%20Rooftop%20Solar%20Energy%20Systems/LA%20County%20Recognized%20UL%202703%20Racking%20Systems/K2%20Crossrail%20Shared%20Rail%20System%20Installation%20Guide.pdf"><span style="color: #2b00ff;" data-mce-style="color: #2b00ff;">Data Sheet</span></a></td></tr></tbody></table><p><br><strong>Detailed Information</strong></p><p><span>The CrossRail 44-X may be K2's smallest and lightest rail profile, but it is just as strong as the 48-X. The enhanced profile allows for more room for in-rail wire management</span></p><p><span></span><strong>High Reliability</strong></p><p>Strong and Compatible</p>
USMS100-0020 | 33.58 | 4000020 | K2 System 4000020 166" Rail Dark Crossrail 44-x Is A Smaller Rail Profile Than The 48-x | <table data-mce-fragment="1" width="100%"><tbody data-mce-fragment="1"><tr data-mce-fragment="1"><td data-mce-fragment="1" style="width: 955.59px;" data-mce-style="width: 955.59px;"><strong>K2 System 4000020 166" Rail Dark Crossrail 44-x</strong></td></tr><tr data-mce-fragment="1"><td data-mce-fragment="1" style="width: 955.59px;" data-mce-style="width: 955.59px;"><p data-mce-fragment="1"><span>The CrossRail 44-X is K2 Systems' newest rail and comes in lengths of 166 In. or 180 In. The 44-X is a smaller rail profile than the 48-X but maintains the same structural integrity.</span></p><p><strong>SPECIFICATIONS</strong><br></p><table width="100%"><tbody><tr><td style="width: 48.2638%;" data-mce-style="width: 48.2638%;"><span>Model</span></td><td style="width: 47.7362%;" data-mce-style="width: 47.7362%;">4000020</td></tr><tr><td style="width: 48.2638%;" data-mce-style="width: 48.2638%;"><span>Series</span></td><td style="width: 47.7362%;" data-mce-style="width: 47.7362%;"><span>-</span></td></tr><tr><td style="width: 48.2638%;" data-mce-style="width: 48.2638%;"><span>Manufacturer</span></td><td style="width: 47.7362%;" data-mce-style="width: 47.7362%;">K2 System<br></td></tr></tbody></table></td></tr></tbody></table><p><br><strong>GENERAL SPECIFICATIONS</strong><br></p><table width="100%"><tbody><tr><td style="width: 49.0244%;" data-mce-style="width: 49.0244%;"><span>Type</span></td><td style="width: 47.9756%;" data-mce-style="width: 47.9756%;"><span>Rail</span></td></tr><tr><td style="width: 49.0244%;" data-mce-style="width: 49.0244%;"><span>Material</span></td><td style="width: 47.9756%;" data-mce-style="width: 47.9756%;"><span>Aluminum</span></td></tr><tr><td style="width: 49.0244%;" data-mce-style="width: 49.0244%;"><span>Application</span></td><td style="width: 47.9756%;" data-mce-style="width: 47.9756%;">Residential / Commercial</td></tr><tr><td style="width: 49.0244%;" data-mce-style="width: 49.0244%;"><span>Color</span></td><td style="width: 47.9756%;" data-mce-style="width: 47.9756%;">Black<br></td></tr></tbody></table><p><strong><br>Warranty</strong><br data-mce-fragment="1"></p><ul><li>Manufacturer 25 Years Warranty</li></ul><p>* Refer to warranty document for terms and conditions<br><br data-mce-fragment="1"><strong>Documentation<br><br></strong></p><table width="100%"><tbody><tr><td style="width: 24%;" data-mce-style="width: 24%;"><a href="https://dpw.lacounty.gov/bsd/lib/fp/Small%20Residential%20Rooftop%20Solar%20Energy%20Systems/LA%20County%20Recognized%20UL%202703%20Racking%20Systems/K2%20Crossrail%20Shared%20Rail%20System%20Installation%20Guide.pdf"><span style="color: #2b00ff;" data-mce-style="color: #2b00ff;">Data Sheet</span></a></td></tr></tbody></table><p><br><strong>Detailed Information</strong></p><p><span>The CrossRail 44-X may be K2's smallest and lightest rail profile, but it is just as strong as the 48-X. The enhanced profile allows for more room for in-rail wire management</span></p><p><span></span><strong>High Reliability</strong></p><p>Strong and Compatible</p>
USMS100-0678 | 3.83 | 17662 | QuickBOLT 17662 4IN QB2 3IN Microflash + SS-LFT | <table data-mce-fragment="1" width="100%"><tbody data-mce-fragment="1"><tr data-mce-fragment="1"><td data-mce-fragment="1" style="width: 955.59px;" data-mce-style="width: 955.59px;"><strong>QuickBOLT 17662 4IN QB2 3IN Microflash + SS-LFT</strong></td></tr><tr data-mce-fragment="1"><td data-mce-fragment="1" style="width: 955.59px;" data-mce-style="width: 955.59px;"><p><span>The QB2 Kit is the Fastest and easiest way to mount Solar to a variety roofs Sealant is Optional. Leak Proof-Water Test Results - Sealant is Optional.</span></p><p><strong>SPECIFICATIONS</strong></p><table width="100%"><tbody><tr><td style="width: 48.2638%;" data-mce-style="width: 48.2638%;"><span>Model</span></td><td style="width: 47.7362%;" data-mce-style="width: 47.7362%;">17662Â </td></tr><tr><td style="width: 48.2638%;" data-mce-style="width: 48.2638%;"><span>Series</span></td><td style="width: 47.7362%;" data-mce-style="width: 47.7362%;">QuicksBoldÂ </td></tr><tr><td style="width: 48.2638%;" data-mce-style="width: 48.2638%;"><span>Manufacturer</span></td><td style="width: 47.7362%;" data-mce-style="width: 47.7362%;">EcoFasten</td></tr></tbody></table></td></tr></tbody></table><p><br><strong>GENERAL SPECIFICATIONS</strong><br></p><table width="100%"><tbody><tr><td style="width: 49.0244%;" data-mce-style="width: 49.0244%;"><span>Item Weight</span></td><td style="width: 47.9756%;" data-mce-style="width: 47.9756%;"><span>11 lb</span></td></tr><tr><td style="width: 49.0244%;" data-mce-style="width: 49.0244%;"><span>Dimensions (LxWxH)</span></td><td style="width: 47.9756%;" data-mce-style="width: 47.9756%;"><span>25 x 5/16 x 4 inches</span></td></tr></tbody></table><p>Â </p><p>* Refer to warranty document for terms and conditions<br data-mce-fragment="1"><strong>Documentation</strong></p><table width="100%"><tbody><tr><td style="width: 24%;" data-mce-style="width: 24%;"><span style="color: #2b00ff;" data-mce-style="color: #2b00ff;">Data Sheet</span></td></tr></tbody></table><p><br><strong>Detailed Information</strong><br></p><p><span>Dual Drive System use either Standard 1/2" Hex or 6MM Hex Insert Bit.</span></p><p><span>To compress MicroFlashing properly with QB2 requires 150 Minimum Torque Lbs/Inch.</span></p><p><span>The 10MM x 46MM rail slot accepts 5/16" or 3/8" bolts.</span></p><p><strong>High reliability</strong></p><p><span>Compatible with Rail and Most Railless Systems Including Snap N Rack, Unirac, IronRidge and Eco Fasten.</span></p><p><span>Simply Drill, seal, and mount!</span></p>
USIN100-0289 | 1646.27 | SE5000H-US000BNI4 | SolarEdge SE5000H-US000BNI4 5kW 380VDC 240VAC Single Phase Inverter w/ SetApp HD-Wave Technology | <table data-mce-fragment="1" width="100%"><tbody data-mce-fragment="1"><tr data-mce-fragment="1"><td data-mce-fragment="1" style="width: 955.59px;" data-mce-style="width: 955.59px;"><strong>SolarEdge SE5000H-US000BNI4 5kW 380VDC 240VAC Single Phase Inverter w/ SetApp HD-Wave Technologyï»¿</strong></td></tr><tr data-mce-fragment="1"><td data-mce-fragment="1" style="width: 955.59px;" data-mce-style="width: 955.59px;"><p><span>The SolarEdge PV inverter combines sophisticated digital control technology with efficient power conversion architecture to achieve superior solar power harvesting and best-in-class reliability. A proprietary data monitoring receiver has been integrated into the single phase solar inverter and aggregates the power optimizer performance data from each PV module. This data can be transmitted to the web and accessed via the SolarEdge monitoring portal for performance analysis, fault detection and troubleshooting of PV systems.</span></p></td></tr></tbody></table><p><strong><br>SPECIFICATIONS</strong></p><table width="100%"><tbody><tr><td style="width: 48.2638%;"><span>Model</span></td><td style="width: 47.7362%;">SE5000H-US000BNI4</td></tr><tr><td style="width: 48%;"><span>Series</span></td><td style="width: 48%;">-</td></tr><tr><td style="width: 48.2638%;"><span>Manufacturer</span></td><td style="width: 47.7362%;">SolarEdge</td></tr></tbody></table><p><strong><br></strong><strong>Warranty</strong><strong><br></strong></p><ul><li>12 Years</li></ul><p>* Refer to warranty document for terms and conditions</p>
USMS100-0275 | 0.33 | L-102-3 S | EcoFasten Solar L-102-3 S 3" Tall L Foot With SIM SEAL Bushing | <table width="100%" data-mce-fragment="1"><tbody data-mce-fragment="1"><tr data-mce-fragment="1"><td style="width: 955.59px;" data-mce-fragment="1" data-mce-style="width: 955.59px;"><strong>EcoFasten Solar L-102-3 S 3" Tall L Foot With SIM SEAL Bushing</strong></td></tr><tr data-mce-fragment="1"><td style="width: 955.59px;" data-mce-fragment="1" data-mce-style="width: 955.59px;"><p><span>EcoFasten Solar L-102-3 S 3" Tall L Foot With SIM SEAL Bushing</span></p><p>SimpleSeal was designed for installation on most metal roofs. The system has a cone-shaped EPDM rubber bushing that fits into the countersink of any EcoFasten compression bracket. When fastened to the roof, engaging a purlin or rafter, the SimpleSeal bushing is compressed inside the bracket, creating a watertight seal.</p><p><strong>SPECIFICATIONS</strong></p><table width="100%"><tbody><tr><td style="width: 48.2638%;" data-mce-style="width: 48.2638%;"><span>Model</span></td><td style="width: 47.7362%;" data-mce-style="width: 47.7362%;">L-102-3 S</td></tr><tr><td style="width: 48.2638%;" data-mce-style="width: 48.2638%;"><span>Manufacturer</span></td><td style="width: 47.7362%;" data-mce-style="width: 47.7362%;">EcoFastenÂ </td></tr></tbody></table></td></tr></tbody></table><p><strong>GENERAL SPECIFICATIONS</strong><br></p><table width="100%"><tbody><tr><td style="width: 49.0244%;" data-mce-style="width: 49.0244%;"><span>Item Weight</span></td><td style="width: 47.9756%;" data-mce-style="width: 47.9756%;"><span>0.5 lb</span></td></tr><tr><td style="width: 49.0244%;" data-mce-style="width: 49.0244%;"><span>Dimensions (LxWxH)</span></td><td style="width: 47.9756%;" data-mce-style="width: 47.9756%;"><span>Â 3 x 2 x 2 inches</span></td></tr></tbody></table><p>Â </p><p>* Refer to warranty document for terms and conditions</p><p><strong>Documentation</strong></p><table width="100%"><tbody><tr><td style="width: 24%;" data-mce-style="width: 24%;"><span style="color: #2b00ff;" data-mce-style="color: #2b00ff;">Data Sheet</span></td></tr></tbody></table><p><br><strong>Detailed Information</strong></p><p>The Simple Seal bracket device is designed to be mounted on most through-fastened new or existing (retrofit) metal roofs for solar panel applications, and most major roofing material manufacturers allow it without voiding warranties.</p><p><span>This is one of the easiest attachment points to mount in the industry due to its simplicity.</span></p><p><strong>High reliability</strong></p><p><span>Customized solutions for any proprietary hardware on the market are available.</span></p><p><span>SimpleSeal has been checked for pullout and shear and meets or exceeds all known building codes. 3/8-16 x 1-1/4" bolt and flange nut.</span></p>
USMS100-0274 | 0.41 | D145/16X4 | EcoFasten D145/16X4 Solar Lag Bolt, Stainless Steel, 5/16 x 4 inch | <table data-mce-fragment="1" width="100%"><tbody data-mce-fragment="1"><tr data-mce-fragment="1"><td data-mce-fragment="1" style="width: 955.59px;" data-mce-style="width: 955.59px;"><strong>EcoFasten D145/16X4 Solar Lag Bolt, Stainless Steel, 5/16 x 4 inch</strong></td></tr><tr data-mce-fragment="1"><td data-mce-fragment="1" style="width: 955.59px;" data-mce-style="width: 955.59px;"><p data-mce-fragment="1"><span>EcoFasten Solar Stainless Steel Hex Lag Bolt 5/16 x 4" - The GreenFastenâ„¢ GF1 bracket system is designed to be installed on most new or existing (retrofit) composition shingle roofs for solar panel applications, and is accepted by most major roofing material manufacturers without voiding warranties.</span></p><p><strong>SPECIFICATIONS</strong><br></p><table width="100%"><tbody><tr><td style="width: 48.2638%;" data-mce-style="width: 48.2638%;"><span>Model</span></td><td style="width: 47.7362%;" data-mce-style="width: 47.7362%;">D145/16X4</td></tr><tr><td style="width: 48.2638%;" data-mce-style="width: 48.2638%;"><span>Series</span></td><td style="width: 47.7362%;" data-mce-style="width: 47.7362%;"><span>-</span></td></tr><tr><td style="width: 48.2638%;" data-mce-style="width: 48.2638%;"><span>Manufacturer</span></td><td style="width: 47.7362%;" data-mce-style="width: 47.7362%;">EcoFasten<br></td></tr></tbody></table></td></tr></tbody></table><p><br><strong>GENERAL SPECIFICATIONS</strong><br></p><table width="100%"><tbody><tr><td style="width: 49.0244%;" data-mce-style="width: 49.0244%;"><span>Type</span></td><td style="width: 47.9756%;" data-mce-style="width: 47.9756%;"><span>Lag Bolt</span></td></tr><tr><td style="width: 49.0244%;" data-mce-style="width: 49.0244%;"><span>Bolt Size</span></td><td style="width: 47.9756%;" data-mce-style="width: 47.9756%;"><span>5/16</span></td></tr><tr><td style="width: 49.0244%;" data-mce-style="width: 49.0244%;"><span>Length</span></td><td style="width: 47.9756%;" data-mce-style="width: 47.9756%;"><span>4inch.</span></td></tr><tr><td style="width: 49.0244%;" data-mce-style="width: 49.0244%;"><span>Material</span></td><td style="width: 47.9756%;" data-mce-style="width: 47.9756%;">Stainless Steal<br></td></tr></tbody></table><p><strong>Warranty</strong><br data-mce-fragment="1"></p><ul><li>Manufacturer 25 Years Warranty</li></ul><p>* Refer to warranty document for terms and conditions<br data-mce-fragment="1"><strong>Documentation</strong></p><table width="100%"><tbody><tr><td style="width: 24%;" data-mce-style="width: 24%;"><span style="color: #2b00ff;" data-mce-style="color: #2b00ff;">Data Sheet</span></td></tr></tbody></table><p><br><strong>Detailed Information</strong></p><p><span>The GreenFastenâ„¢ GF1 bracket system is designed to be installed on most new or existing (retrofit) composition shingle roofs for solar panel applications, and is accepted by most major roofing material manufacturers without voiding warranties. The GreenFasten GF1 system features a patented, watertight seal compatible with a variety of bracket options. Ease of installation makes this one of the fastest attachment points to install in the industry. Customized solutions are available to match any proprietary hardware on the market. GreenFasten GF1 meets or exceeds all known building codes and has been tested for pullout and shear. See the IAPMO Uniform Evaluation Report below for GreenFasten GF1 utilizing specific bracket options.</span></p><p><span></span><strong>High Reliability</strong></p><p>StrongÂ </p><p><span>Simple Seal L-Foot Attachments</span></p>
USMS100-0273 | 3.86 | SIMPLEBLOCK-U-AL | EcoFasten SIMPLEBLOCK-U-AL 2in Utility Block SSR-AL 2-Set Screw For Vertical Seam Metal Roof | <table width="100%" data-mce-fragment="1"><tbody data-mce-fragment="1"><tr data-mce-fragment="1"><td style="width: 955.59px;" data-mce-fragment="1" data-mce-style="width: 955.59px;"><strong>EcoFasten SIMPLEBLOCK-U-AL 2in Utility Block SSR-AL 2-setscrew For Vertical Seam Metal Roof</strong></td></tr><tr data-mce-fragment="1"><td style="width: 955.59px;" data-mce-fragment="1" data-mce-style="width: 955.59px;"><p data-mce-fragment="1"><span>SimpleBlock-U is a rail-based clamp-to-seam solar mounting attachment designed specifically for use on standing seam metal roofs. The streamlined design of this innovative block (clamp) offers a lightweight yet durable solution for mounting a variety of solar brackets to a standing seam metal roof. Two oval-point set screws are pre-installed, saving time on installation while also eliminating the need to penetrate the roofing material.Â </span></p></td></tr></tbody></table><p><br></p><p><strong>SPECIFICATIONS</strong><br></p><table width="100%"><tbody><tr><td style="width: 48.2638%;"><span>Model</span></td><td style="width: 47.7362%;">SIMPLEBLOCK-U-AL</td></tr><tr><td style="width: 48.2638%;"><span>Series</span></td><td style="width: 47.7362%;"><span>-</span></td></tr><tr><td style="width: 48.2638%;"><span>Manufacturer</span></td><td style="width: 47.7362%;">EcoFasten</td></tr></tbody></table><p><br><strong>GENERAL SPECIFICATIONS</strong><br></p><table width="100%"><tbody><tr><td style="width: 49.0244%;" data-mce-style="width: 49.0244%;"><span>WEIGHT</span></td><td style="width: 47.9756%;" data-mce-style="width: 47.9756%;"><span>0.350000</span></td></tr><tr><td style="width: 49.0244%;" data-mce-style="width: 49.0244%;"><span>FINISH</span></td><td style="width: 47.9756%;" data-mce-style="width: 47.9756%;"><span>Mill Finish</span></td></tr><tr><td style="width: 49.0244%;" data-mce-style="width: 49.0244%;"><span>MATERIAL</span></td><td style="width: 47.9756%;" data-mce-style="width: 47.9756%;"><span>Aluminum</span></td></tr><tr><td style="width: 49.0244%;" data-mce-style="width: 49.0244%;"><span>MOUNTING TYPE</span></td><td style="width: 47.9756%;" data-mce-style="width: 47.9756%;"><span data-mce-fragment="1">Roof</span><br></td></tr></tbody></table><p><strong>Warranty</strong><br data-mce-fragment="1"></p><ul><li>Manufacturer 25 Years Warranty</li></ul><p>* Refer to warranty document for terms and conditions<br data-mce-fragment="1"><strong>Documentation</strong></p><table width="100%"><tbody><tr><td style="width: 24%;" data-mce-style="width: 24%;"><span style="color: #2b00ff;" data-mce-style="color: #2b00ff;">Data Sheet</span></td></tr></tbody></table><p><br><strong>Detailed Information</strong></p><p><span>SimpleBlock-U is a rail-based clamp-to-seam solar mounting attachment designed specifically for use on standing seam metal roofs. The streamlined design of this innovative block (clamp) offers a lightweight yet durable solution for mounting a variety of solar brackets to a standing seam metal roof. Two oval-point set screws are pre-installed, saving time on installation while also eliminating the need to penetrate the roofing material. The versatile two-inch SimpleBlock-U features an open-ended T-slot with hex tap bolt and hex nut, providing a variety of compatibility options with any racking manufacturerâ€™s connection points (L-feet, posts). SimpleBlock-U is designed to fit vertical/double-lock standing seam metal roof profiles and conforms to UL 2703. </span></p><p><span></span><strong>High Reliability</strong></p><p>Clamp-to-seam technology means no roof penetrations are required</p><p>Rail-based attachment for vertical/double lock metal standing seam profiles</p><p>The block (clamp) features an open-ended T-slot for North-South adjustability</p>
USSE100-0090 | 0.89 | BX-TCL-30MM-M1 | Ironridge BX-TCL-30MM-M1 30mm, Mill Top Clamp | <table data-mce-fragment="1" width="100%"><tbody data-mce-fragment="1"><tr data-mce-fragment="1"><td data-mce-fragment="1"><strong>IRONRIDGE BX-TCL-30MM-M1 30MM TOP CLAMP</strong></td></tr><tr data-mce-fragment="1"><td data-mce-fragment="1"><p><span>IronRidge BX System Top Clamps are module frame height specific and accommodate most common module sizes: 30 mm, 32 mm, 35 mm, 38 mm, 40 mm, 46 mm. When securing modules, place all Bottom Clamps on the Chassis followed by the PV panels. Place a matching number of Top Clamps aligned above the Bottom Clamps and make sure that all Clamps are fully engaged and square to the module and torqued appropriately.</span></p><table width="100%"><tbody><tr><td><table width="100%"><tbody><tr><td style="width: 51.4725%;" data-mce-style="width: 51.4725%;"></td><td style="width: 45.8759%;" data-mce-style="width: 45.8759%;"><br></td></tr><tr><td style="width: 51.4725%;" data-mce-style="width: 51.4725%;"><div style="text-align: start;"><img src="https://cdn.shopify.com/s/files/1/0566/3408/1340/files/ironridge.-1_480x480.png?v=1676521948" alt="Description image" style="margin-bottom: 16px; float: none;"></div></td><td style="width: 45.8759%;" data-mce-style="width: 45.8759%;"><br></td></tr><tr><td style="width: 51.4725%;" data-mce-style="width: 51.4725%;"></td><td style="width: 45.8759%;" data-mce-style="width: 45.8759%;"></td></tr></tbody></table><strong>Specifications</strong><table width="100%"><tbody><tr><td style="width: 48.2638%;" data-mce-style="width: 48.2638%;"><span>Model</span></td><td style="width: 47.7362%;" data-mce-style="width: 47.7362%;">IRONRIDGE BX-TCL-30MM-M1</td></tr><tr><td style="width: 48.2638%;" data-mce-style="width: 48.2638%;"><span>Series</span></td><td style="width: 47.7362%;" data-mce-style="width: 47.7362%;">BX</td></tr><tr><td style="width: 48.2638%;" data-mce-style="width: 48.2638%;"><span>Manufacturer</span></td><td style="width: 47.7362%;" data-mce-style="width: 47.7362%;">Iron Ridge<br></td></tr></tbody></table></td></tr></tbody></table><p><br><strong>GENERAL SPECIFICATION</strong><br></p><table width="100%"><tbody><tr></tr><tr><td style="width: 49.0244%;" data-mce-style="width: 49.0244%;">TypeÂ </td><td style="width: 47.9756%;" data-mce-style="width: 47.9756%;">Ballast</td></tr><tr><td style="width: 49.0244%;" data-mce-style="width: 49.0244%;">FinishÂ </td><td style="width: 47.9756%;" data-mce-style="width: 47.9756%;">Mill Finish</td></tr><tr><td style="width: 49.0244%;" data-mce-style="width: 49.0244%;">MaterialÂ </td><td style="width: 47.9756%;" data-mce-style="width: 47.9756%;">Aluminum/Stainless Steel</td></tr><tr><td style="width: 49.0244%;" data-mce-style="width: 49.0244%;">ApplicationÂ </td><td style="width: 47.9756%;" data-mce-style="width: 47.9756%;">Flat Roof - Ballast</td></tr></tbody></table><p><strong>Warranty</strong><br data-mce-fragment="1"></p><ul><li>25 Years Product Warranty.<br></li></ul><p>* Refer to warranty document for terms and conditions<br data-mce-fragment="1"><strong>Documentation</strong></p><table width="100%"><tbody><tr><td style="width: 24%;" data-mce-style="width: 24%;"><a href="https://cdn.shopify.com/s/files/1/0566/3408/1340/files/ZZ084700318_DS.pdf?v=1678345297"><span style="color: #2b00ff;" data-mce-style="color: #2b00ff;">Data Sheet</span></a></td></tr></tbody></table><p><br><strong>Detailed Information</strong></p><p><span>IronRidge BX System Top Clamps are module frame height specific and accommodate most common module sizes: 30 mm, 32 mm, 35 mm, 38 mm, 40 mm, 46 mm.Â </span></p><p><strong>High reliability</strong></p><p>Cell interconnections and diode placement use well-established industry practice and are field-proven to provide excellent reliability.<br></p><p>BX has an 8-10% increase in power density when compared with leading competitor systems</p><p><span>One-tool attachment</span></p><p>Free online Design Assistant provides a bill of materials, ballast map, PE dry stamp, and more</p></td></tr></tbody></table>
USMS100-0272 | 3.03 | L-102-3-Anodized | EcoFasten Solar L-102-3-Anodized Black Flashing Anodized Compression Adjustable L-foot Bracket | <table width="100%" data-mce-fragment="1"><tbody data-mce-fragment="1"><tr data-mce-fragment="1"><td style="width: 955.59px;" data-mce-fragment="1" data-mce-style="width: 955.59px;"><strong>EcoFasten Solar L-102-3-Anodized Black Flashing Anodized Compression Adjustable L-foot Bracket</strong></td></tr><tr data-mce-fragment="1"><td style="width: 955.59px;" data-mce-fragment="1" data-mce-style="width: 955.59px;"><p><span>EcoFasten Solar manufactures patented, watertight solar panel roof mounting brackets in the United States. They have solutions for composition shingle, shake, slate, membrane, metal, and tile roofing, as well as a patent-pending Solar Snow Management System that they recently introduced.</span></p><p><strong>SPECIFICATIONS</strong></p><table width="100%"><tbody><tr><td style="width: 48.2638%;" data-mce-style="width: 48.2638%;"><span>Model</span></td><td style="width: 47.7362%;" data-mce-style="width: 47.7362%;">L-102-3-Anodized</td></tr><tr><td style="width: 48.2638%;" data-mce-style="width: 48.2638%;"><span>Manufacturer</span></td><td style="width: 47.7362%;" data-mce-style="width: 47.7362%;">EcoFastenÂ </td></tr></tbody></table></td></tr></tbody></table><p><strong>GENERAL SPECIFICATIONS</strong><br></p><table width="100%"><tbody><tr><td style="width: 49.0244%;" data-mce-style="width: 49.0244%;"><span>Item Weight</span></td><td style="width: 47.9756%;" data-mce-style="width: 47.9756%;"><span>0.5 lb</span></td></tr><tr><td style="width: 49.0244%;" data-mce-style="width: 49.0244%;"><span>Dimensions (LxWxH)</span></td><td style="width: 47.9756%;" data-mce-style="width: 47.9756%;"><span>Â 3 x 2 x 2 inches</span></td></tr></tbody></table><p>Â </p><p>* Refer to warranty document for terms and conditions<br data-mce-fragment="1"><strong>Documentation</strong></p><table width="100%"><tbody><tr><td style="width: 24%;" data-mce-style="width: 24%;"><span style="color: #2b00ff;" data-mce-style="color: #2b00ff;">Data Sheet</span></td></tr></tbody></table><p><br><strong>Detailed Information</strong></p><p>The Simple Seal bracket device is designed to be mounted on most through-fastened new or existing (retrofit) metal roofs for solar panel applications, and most major roofing material manufacturers allow it without voiding warranties.</p><p><span>This is one of the easiest attachment points to mount in the industry due to its simplicity.</span></p><p><strong>High reliability</strong></p><p><span>Customized solutions for any proprietary hardware on the market are available.</span></p><p><span>SimpleSeal has been checked for pullout and shear and meets or exceeds all known building codes. 3/8-16 x 1-1/4" bolt and flange nut.</span></p>
USIN100-0288 | 1348.91 | SE3800H-US000BNI4 | SolarEdge SE3800H-US000BNI4 3.8kW 380VDC 240VAC Single Phase Non-Isolated Grid Tied Inverter w/ SetApp HD-Wave Technology, Arc Fault Protection & Revenue Grade Meter (RGM) | <table width="100%" data-mce-fragment="1"><tbody data-mce-fragment="1"><tr data-mce-fragment="1"><td style="width: 955.59px;" data-mce-fragment="1" data-mce-style="width: 955.59px;"><strong>SolarEdge SE3800H-US000BNI4 3.8kW 380VDC 240VAC Single Phase Non-Isolated Grid Tied Inverter w/ SetApp HD-Wave Technology, Arc Fault Protection &amp; Revenue Grade Meter (RGM)</strong></td></tr><tr data-mce-fragment="1"><td style="width: 955.59px;" data-mce-fragment="1" data-mce-style="width: 955.59px;"><p data-mce-fragment="1"><span>SolarEdge's latest generation of single phase inverters are designed using a novel power conversion technology that is based on a distributed switching and powerful DSP processing. The inverter is able to synthesize a clean sine wave that leads to a dramatic reduction in the magnetics and heavy cooling elements. The result is an even smaller and lighter inverter for simplified shipping and storing, and easy one-person installation. The record-breaking 99% efficiency allows more energy production for an improved ROI.</span></p></td></tr></tbody></table><p><strong><br>SPECIFICATIONS</strong><br></p><table width="100%"><tbody><tr><td style="width: 48.2638%;"><span>Model</span></td><td style="width: 47.7362%;">SE3800H-US000BNI4</td></tr><tr><td style="width: 48.2638%;"><span>Series</span></td><td style="width: 47.7362%;"><span>-</span></td></tr><tr><td style="width: 48.2638%;"><span>Manufacturer</span></td><td style="width: 47.7362%;">SolarEdge</td></tr></tbody></table><p><strong><br>GENERAL SPECIFICATIONS</strong><br></p><table width="100%"><tbody><tr><td style="width: 49.0244%;" data-mce-style="width: 49.0244%;"><span>Type</span></td><td style="width: 47.9756%;" data-mce-style="width: 47.9756%;"><span>Single-Phase Inverter w/HD-Wave Technology</span></td></tr><tr><td style="width: 49.0244%;" data-mce-style="width: 49.0244%;"><span>Watts</span></td><td style="width: 47.9756%;" data-mce-style="width: 47.9756%;"><span>3800W</span></td></tr><tr><td style="width: 49.0244%;" data-mce-style="width: 49.0244%;"><span>Input Voltage</span></td><td style="width: 47.9756%;" data-mce-style="width: 47.9756%;"><span>380V DC</span></td></tr><tr><td style="width: 49.0244%;" data-mce-style="width: 49.0244%;"><span>Dimension</span></td><td style="width: 47.9756%;" data-mce-style="width: 47.9756%;"><span>17.7 x 14.6 x 6.8 in.</span></td></tr></tbody></table><p><strong>Warranty</strong><br data-mce-fragment="1"></p><ul><li>Manufacturer 12 Years Warranty</li></ul><p>* Refer to warranty document for terms and conditions<br data-mce-fragment="1"><strong>Documentation</strong></p><table width="100%"><tbody><tr><td style="width: 24%;" data-mce-style="width: 24%;"><a href="https://cdn.shopify.com/s/files/1/0566/3408/1340/files/40008799962.pdf?v=1678164778"><span style="color: #2b00ff;" data-mce-style="color: #2b00ff;">Data Sheet</span></a></td></tr></tbody></table><p><br><strong>Detailed Information</strong></p><p><span>SolarEdge's latest generation of single phase inverters are designed using a novel power conversion technology that is based on a distributed switching and powerful DSP processing. The inverter is able to synthesize a clean sine wave that leads to a dramatic reduction in the magnetics and heavy cooling elements. The result is an even smaller and lighter inverter for simplified shipping and storing, and easy one-person installation. The record-breaking 99% efficiency allows more energy production for an improved ROI.</span></p><p><span></span><strong>High Reliability</strong></p><p>Small, lightweight, and easy to install</p><p>High reliability due to lower heat dissipation</p>
USMS100-0271 | 2.37 | GF1-GAL-BLK-812 | EcoFasten GF1-GAL-BLK-812 Galvalume Roof Flashing 8 x 12 In. Black | <table width="100%" data-mce-fragment="1"><tbody data-mce-fragment="1"><tr data-mce-fragment="1"><td style="width: 955.59px;" data-mce-fragment="1" data-mce-style="width: 955.59px;"><strong>EcoFasten GF1-GAL-BLK-812 Galvalume Roof Flashing 8 x 12 In. Black</strong></td></tr><tr data-mce-fragment="1"><td style="width: 955.59px;" data-mce-fragment="1" data-mce-style="width: 955.59px;"><p>EcoFasten, GreenFasten1, Flashing, 8" x 12", Galvalume base for single bracket, Matte Black, includes one 5/16" ID bonded washer, Qty. 1, GF1-GAL-BLK-0812</p><p>The GreenFasten GF1 bracket system is designed to be installed on most new or existing (retrofit) composition shingle roofs for solar panel applications, and is accepted by most major roofing material manufacturers without voiding warranties.<br></p><p><strong>SPECIFICATIONS</strong></p><table width="100%"><tbody><tr><td style="width: 48.2638%;" data-mce-style="width: 48.2638%;"><span>Model</span></td><td style="width: 47.7362%;" data-mce-style="width: 47.7362%;">GF1-GAL-BLK-812</td></tr><tr><td style="width: 48.2638%;" data-mce-style="width: 48.2638%;"><span>Series</span></td><td style="width: 47.7362%;" data-mce-style="width: 47.7362%;"><span>GreenFasten</span></td></tr><tr><td style="width: 48.2638%;" data-mce-style="width: 48.2638%;"><span>Manufacturer</span></td><td style="width: 47.7362%;" data-mce-style="width: 47.7362%;">EcoFastenÂ </td></tr></tbody></table></td></tr></tbody></table><p><strong>GENERAL SPECIFICATIONS</strong><br></p><table width="100%"><tbody><tr><td style="width: 49.0244%;" data-mce-style="width: 49.0244%;"><span>Item Weight</span></td><td style="width: 47.9756%;" data-mce-style="width: 47.9756%;"><span>1.5 lb</span></td></tr><tr><td style="width: 49.0244%;" data-mce-style="width: 49.0244%;"><span>Dimensions (LxWxH)</span></td><td style="width: 47.9756%;" data-mce-style="width: 47.9756%;"><span>12 x 1 x 8 inches</span></td></tr></tbody></table><p>Â </p><p>* Refer to warranty document for terms and conditions<br data-mce-fragment="1"><strong>Documentation</strong></p><table width="100%"><tbody><tr><td style="width: 24%;" data-mce-style="width: 24%;"><span style="color: #2b00ff;" data-mce-style="color: #2b00ff;">Data Sheet</span></td></tr></tbody></table><p><br><strong>Detailed Information</strong><br></p><p><span>The GreenFasten GF1 system features a patented, watertight seal compatible with a variety of bracket options.</span></p><p><span data-mce-fragment="1">Ease of installation makes this one of the fastest attachment points to install in the industry. Customized solutions are available to match any proprietary hardware on the market.</span><br></p><p><strong>High reliability</strong></p><p><span>GreenFasten GF1 meets or exceeds all known building codes and has been tested for pullout and shear.</span></p><p><span>See the IAPMO Uniform Evaluation Report below for GreenFasten GF1 utilizing specific bracket options.</span></p>
USMS100-0270 | 3.16 | ROCK-IT SYSTEM | EcoFasten ROCK-IT SYSTEM SLIDE Slide Tile 8â€ V2 or V3 | <table width="100%" data-mce-fragment="1"><tbody data-mce-fragment="1"><tr data-mce-fragment="1"><td style="width: 955.59px;" data-mce-fragment="1" data-mce-style="width: 955.59px;"><strong>EcoFasten ROCK-IT SYSTEM SLIDE Slide Tile 8â€ V2 or V3</strong></td></tr><tr data-mce-fragment="1"><td style="width: 955.59px;" data-mce-fragment="1" data-mce-style="width: 955.59px;"><p>The innovative RockIt system conforms to UL 2703 and is the solar industryâ€™s premier rail-less PV racking system for use on a variety of roof types including composition shingle, tile (flat, S, and W), and metal pitched rooftops. Designed in conjunction with solar installers, the RockIt System quickly &amp; easily installs with the use of just a single tool, speeding up the overall installation time.</p><p>The RockIt System features an easy-to-position mount alignment and a top-down leveling system that gives the installer the ability to level the PV array during or after the initial installation. Solar installers appreciate the north-south adjustability the RockIt System provides, as it allows for greater flexibility and versatility. The RockIt System is logistically intelligent since there is no need to ship, transport, or store long rails. RockIt System components are available in a black finish that complements both commercial and residential rooftop solar applications alike.</p><p><strong>SPECIFICATIONS</strong><br></p><table width="100%"><tbody><tr><td style="width: 48.2638%;" data-mce-style="width: 48.2638%;"><span>Model</span></td><td style="width: 47.7362%;" data-mce-style="width: 47.7362%;">ROCK-IT SYSTEM</td></tr><tr><td style="width: 48.2638%;" data-mce-style="width: 48.2638%;"><span>Series</span></td><td style="width: 47.7362%;" data-mce-style="width: 47.7362%;"><span>-</span></td></tr><tr><td style="width: 48.2638%;" data-mce-style="width: 48.2638%;"><span>Manufacturer</span></td><td style="width: 47.7362%;" data-mce-style="width: 47.7362%;">EcoFasten</td></tr></tbody></table></td></tr></tbody></table><p><br><strong>GENERAL SPECIFICATIONS</strong><br></p><table width="100%"><tbody><tr><td style="width: 49.0244%;" data-mce-style="width: 49.0244%;"><span>Type</span></td><td style="width: 47.9756%;" data-mce-style="width: 47.9756%;"><span>Storage Solution</span></td></tr><tr><td style="width: 49.0244%;" data-mce-style="width: 49.0244%;"><span>Material</span></td><td style="width: 47.9756%;" data-mce-style="width: 47.9756%;"><span>Aluminium</span></td></tr><tr><td style="width: 49.0244%;" data-mce-style="width: 49.0244%;"><span>Application</span></td><td style="width: 47.9756%;" data-mce-style="width: 47.9756%;"><span>Other</span></td></tr><tr><td style="width: 49.0244%;" data-mce-style="width: 49.0244%;"><span>Color</span></td><td style="width: 47.9756%;" data-mce-style="width: 47.9756%;">Black<br></td></tr></tbody></table><p><strong>Warranty</strong><br data-mce-fragment="1"></p><ul><li>Manufacturer 25 Years Warranty</li></ul><p>* Refer to warranty document for terms and conditions<br data-mce-fragment="1"><strong>Documentation</strong></p><table width="100%"><tbody><tr><td style="width: 24%;" data-mce-style="width: 24%;"><a href="https://ecofastensolar.com/wp-content/uploads/2021/01/TileMount_SystemSpec.pdf"><span style="color: #2b00ff;" data-mce-style="color: #2b00ff;">Data Sheet</span></a></td></tr></tbody></table><p><br><strong>Detailed Information</strong></p><p><span>The RockIt System features an easy-to-position mount alignment and a top-down leveling system that gives the installer the ability to level the PV array during or after the initial installation. Solar installers appreciate the north-south adjustability the RockIt System provides, as it allows for greater flexibility and versatility. The RockIt System is logistically intelligent since there is no need to ship, transport, or store long rails. RockIt System components are available in a black finish that complements both commercial and residential rooftop solar applications alike.</span></p><p><span></span><strong>High Reliability</strong></p><p>Patented<span>Â WaterlightÂ </span>Technology</p><p>Single tool install</p><p>North-South adjustability &amp;Â Top-down leveling system</p>
USMS100-0269 | 16.53 | ROCK-IT-V3-SKIRT-A65 | EcoFasten ROCK-IT V3 SKIRT A65 Array Skirt 65â€ | <table data-mce-fragment="1" width="100%"><tbody data-mce-fragment="1"><tr data-mce-fragment="1"><td data-mce-fragment="1" style="width: 955.59px;" data-mce-style="width: 955.59px;"><strong>EcoFasten ROCK-IT V3 SKIRT A65 Array Skirt 65â€</strong></td></tr><tr data-mce-fragment="1"><td data-mce-fragment="1" style="width: 955.59px;" data-mce-style="width: 955.59px;"><p>The innovative RockIt system conforms to UL 2703 and is the solar industryâ€™s premier rail-less PV racking system for use on a variety of roof types including composition shingle, tile (flat, S, and W), and metal pitched rooftops. Designed in conjunction with solar installers, the RockIt System quickly &amp; easily installs with the use of just a single tool, speeding up the overall installation time.</p><p>The RockIt System features an easy-to-position mount alignment and a top-down leveling system that gives the installer the ability to level the PV array during or after the initial installation. Solar installers appreciate the north-south adjustability the RockIt System provides, as it allows for greater flexibility and versatility. The RockIt System is logistically intelligent since there is no need to ship, transport, or store long rails. RockIt System components are available in a black finish that complements both commercial and residential rooftop solar applications alike.</p><p><strong>SPECIFICATIONS</strong><br></p><table width="100%"><tbody><tr><td style="width: 48.2638%;" data-mce-style="width: 48.2638%;"><span>Model</span></td><td style="width: 47.7362%;" data-mce-style="width: 47.7362%;">ROCK-IT V3</td></tr><tr><td style="width: 48.2638%;" data-mce-style="width: 48.2638%;"><span>Series</span></td><td style="width: 47.7362%;" data-mce-style="width: 47.7362%;"><span>-</span></td></tr><tr><td style="width: 48.2638%;" data-mce-style="width: 48.2638%;"><span>Manufacturer</span></td><td style="width: 47.7362%;" data-mce-style="width: 47.7362%;">EcoFasten</td></tr></tbody></table></td></tr></tbody></table><p><br><strong>GENERAL SPECIFICATIONS</strong><br></p><table width="100%"><tbody><tr><td style="width: 49.0244%;" data-mce-style="width: 49.0244%;"><span>Type</span></td><td style="width: 47.9756%;" data-mce-style="width: 47.9756%;"><span>Storage Solution</span></td></tr><tr><td style="width: 49.0244%;" data-mce-style="width: 49.0244%;"><span>Material</span></td><td style="width: 47.9756%;" data-mce-style="width: 47.9756%;"><span>Aluminium</span></td></tr><tr><td style="width: 49.0244%;" data-mce-style="width: 49.0244%;"><span>Application</span></td><td style="width: 47.9756%;" data-mce-style="width: 47.9756%;"><span>Other</span></td></tr><tr><td style="width: 49.0244%;" data-mce-style="width: 49.0244%;"><span>Color</span></td><td style="width: 47.9756%;" data-mce-style="width: 47.9756%;">Black<br></td></tr></tbody></table><p><strong>Warranty</strong><br data-mce-fragment="1"></p><ul><li>Manufacturer 25 Years Warranty</li></ul><p>* Refer to warranty document for terms and conditions<br data-mce-fragment="1"><strong>Documentation</strong></p><table width="100%"><tbody><tr><td style="width: 24%;" data-mce-style="width: 24%;"><a href="https://ecofastensolar.com/wp-content/uploads/2021/01/TileMount_SystemSpec.pdf"><span style="color: #2b00ff;" data-mce-style="color: #2b00ff;">Data Sheet</span></a></td></tr></tbody></table><p><br><strong>Detailed Information</strong></p><p><span>The RockIt System features an easy-to-position mount alignment and a top-down leveling system that gives the installer the ability to level the PV array during or after the initial installation. Solar installers appreciate the north-south adjustability the RockIt System provides, as it allows for greater flexibility and versatility. The RockIt System is logistically intelligent since there is no need to ship, transport, or store long rails. RockIt System components are available in a black finish that complements both commercial and residential rooftop solar applications alike.</span></p><p><span></span><strong>High Reliability</strong></p><p>Patented<span>Â WaterlightÂ </span>Technology</p><p>Single tool install</p><p>North-South adjustability &amp;Â Top-down leveling system</p>
USSE100-0196 | 16.5 | ROCK-IT-V3-SKIRT-A79 | EcoFasten ROCK-IT V3 SKIRT A79 Array Skirt 79â€ | <table width="100%" data-mce-fragment="1"><tbody data-mce-fragment="1"><tr data-mce-fragment="1"><td style="width: 955.59px;" data-mce-fragment="1" data-mce-style="width: 955.59px;"><strong>EcoFasten ROCK-IT V3 SKIRT A79 Array Skirt 79â€</strong></td></tr><tr data-mce-fragment="1"><td style="width: 955.59px;" data-mce-fragment="1" data-mce-style="width: 955.59px;"><p>The innovative RockIt system conforms to UL 2703 and is the solar industryâ€™s premier rail-less PV racking system for use on a variety of roof types including composition shingle, tile (flat, S, and W), and metal pitched rooftops. Designed in conjunction with solar installers, the RockIt System quickly &amp; easily installs with the use of just a single tool, speeding up the overall installation time.</p><p>The RockIt System features an easy-to-position mount alignment and a top-down leveling system that gives the installer the ability to level the PV array during or after the initial installation. Solar installers appreciate the north-south adjustability the RockIt System provides, as it allows for greater flexibility and versatility. The RockIt System is logistically intelligent since there is no need to ship, transport, or store long rails. RockIt System components are available in a black finish that complements both commercial and residential rooftop solar applications alike.</p><p><strong>SPECIFICATIONS</strong><br></p><table width="100%"><tbody><tr><td style="width: 48.2638%;" data-mce-style="width: 48.2638%;"><span>Model</span></td><td style="width: 47.7362%;" data-mce-style="width: 47.7362%;">ROCK-IT V3</td></tr><tr><td style="width: 48.2638%;" data-mce-style="width: 48.2638%;"><span>Series</span></td><td style="width: 47.7362%;" data-mce-style="width: 47.7362%;"><span>-</span></td></tr><tr><td style="width: 48.2638%;" data-mce-style="width: 48.2638%;"><span>Manufacturer</span></td><td style="width: 47.7362%;" data-mce-style="width: 47.7362%;">EcoFasten</td></tr></tbody></table></td></tr></tbody></table><p><br><strong>GENERAL SPECIFICATIONS</strong><br></p><table width="100%"><tbody><tr><td style="width: 49.0244%;" data-mce-style="width: 49.0244%;"><span>Type</span></td><td style="width: 47.9756%;" data-mce-style="width: 47.9756%;"><span>Storage Solution</span></td></tr><tr><td style="width: 49.0244%;" data-mce-style="width: 49.0244%;"><span>Material</span></td><td style="width: 47.9756%;" data-mce-style="width: 47.9756%;"><span>Aluminium</span></td></tr><tr><td style="width: 49.0244%;" data-mce-style="width: 49.0244%;"><span>Application</span></td><td style="width: 47.9756%;" data-mce-style="width: 47.9756%;"><span>Other</span></td></tr><tr><td style="width: 49.0244%;" data-mce-style="width: 49.0244%;"><span>Color</span></td><td style="width: 47.9756%;" data-mce-style="width: 47.9756%;">Black<br></td></tr></tbody></table><p><strong>Warranty</strong><br data-mce-fragment="1"></p><ul><li>Manufacturer 25 Years Warranty</li></ul><p>* Refer to warranty document for terms and conditions<br data-mce-fragment="1"><strong>Documentation</strong></p><table width="100%"><tbody><tr><td style="width: 24%;" data-mce-style="width: 24%;"><a href="https://ecofastensolar.com/wp-content/uploads/2021/01/TileMount_SystemSpec.pdf"><span style="color: #2b00ff;" data-mce-style="color: #2b00ff;">Data Sheet</span></a></td></tr></tbody></table><p><br><strong>Detailed Information</strong></p><p><span>The RockIt System features an easy-to-position mount alignment and a top-down leveling system that gives the installer the ability to level the PV array during or after the initial installation. Solar installers appreciate the north-south adjustability the RockIt System provides, as it allows for greater flexibility and versatility. The RockIt System is logistically intelligent since there is no need to ship, transport, or store long rails. RockIt System components are available in a black finish that complements both commercial and residential rooftop solar applications alike.</span></p><p><span></span><strong>High Reliability</strong></p><p>Patented<span>Â WaterlightÂ </span>Technology</p><p>Single tool install</p><p>North-South adjustability &amp;Â Top-down leveling system</p>
USIN100-0287 | 1279.32 | SE3000H-US000BNI4 | Solaredge, SE3000H-US000BNI4,HD Wave, Set App String Inverter,3000W, 240VAC, With Rgm And Consumption Monitoring | <table width="100%" data-mce-fragment="1"><tbody data-mce-fragment="1"><tr data-mce-fragment="1"><td style="width: 955.59px;" data-mce-fragment="1" data-mce-style="width: 955.59px;"><strong>Solaredge, SE3000H-US000BNI4,HD Wave, Set App String Inverter,3000W, 240VAC, With Rgm And Consumption Monitoring</strong></td></tr><tr data-mce-fragment="1"><td style="width: 955.59px;" data-mce-fragment="1" data-mce-style="width: 955.59px;"><p data-mce-fragment="1"><span>SolarEdge's latest generation of single phase inverters are designed using a novel power conversion technology that is based on a distributed switching and powerful DSP processing. The inverter is able to synthesize a clean sine wave that leads to a dramatic reduction in the magnetics and heavy cooling elements. The result is an even smaller and lighter inverter for simplified shipping and storing, and easy one-person installation. The record-breaking 99% efficiency allows more energy production for an improved ROI.</span></p></td></tr></tbody></table><p><strong><br>SPECIFICATIONS</strong><br></p><table width="100%"><tbody><tr><td style="width: 48.2638%;"><span>Model</span></td><td style="width: 47.7362%;">SE3000H-US000BNI4</td></tr><tr><td style="width: 48.2638%;"><span>Series</span></td><td style="width: 47.7362%;"><span>-</span></td></tr><tr><td style="width: 48.2638%;"><span>Manufacturer</span></td><td style="width: 47.7362%;">SolarEdge</td></tr></tbody></table><p><strong><br>GENERAL SPECIFICATIONS</strong><br></p><table width="100%"><tbody><tr><td style="width: 49.0244%;" data-mce-style="width: 49.0244%;"><span>Type</span></td><td style="width: 47.9756%;" data-mce-style="width: 47.9756%;"><span data-mce-fragment="1">Grid Tird</span></td></tr><tr><td style="width: 49.0244%;" data-mce-style="width: 49.0244%;"><span>Color</span></td><td style="width: 47.9756%;" data-mce-style="width: 47.9756%;">Clear</td></tr><tr><td style="width: 49.0244%;" data-mce-style="width: 49.0244%;"><span>Weight</span></td><td style="width: 47.9756%;" data-mce-style="width: 47.9756%;"><span>22 lb</span></td></tr><tr><td style="width: 49.0244%;" data-mce-style="width: 49.0244%;"><span>Dimension</span></td><td style="width: 47.9756%;" data-mce-style="width: 47.9756%;"><span data-mce-fragment="1">17.7 Inch</span> x <span data-mce-fragment="1">14.6 in</span> x <span data-mce-fragment="1">6.8 Inch</span></td></tr></tbody></table><p><strong>Warranty</strong><br data-mce-fragment="1"></p><ul><li>Manufacturer 12 Years Warranty</li><li><span>extendable to 20 or 25 years</span></li></ul><p>* Refer to warranty document for terms and conditions<br data-mce-fragment="1"><strong>Documentation</strong></p><table width="100%"><tbody><tr><td style="width: 24%;" data-mce-style="width: 24%;"><a href="https://cdn.shopify.com/s/files/1/0566/3408/1340/files/https___www.solaredge.com_sites_default_files_se-hd-wave-single-phase-inverter-datasheet-na.pdf?v=1678165743"><span style="color: #2b00ff;" data-mce-style="color: #2b00ff;">Data Sheet</span></a></td></tr></tbody></table><p><br><strong>Detailed Information</strong></p><p><span>SolarEdge's latest generation of single phase inverters are designed using a novel power conversion technology that is based on a distributed switching and powerful DSP processing. The inverter is able to synthesize a clean sine wave that leads to a dramatic reduction in the magnetics and heavy cooling elements. The result is an even smaller and lighter inverter for simplified shipping and storing, and easy one-person installation. The record-breaking 99% efficiency allows more energy production for an improved ROI.</span></p><p><span></span><strong>High Reliability</strong></p><p>High reliability due to lower heat dissipation</p><p>Specifically designed to work with SolarEdge power optimizers</p>
USMS100-0059 | 40.25 | BX-5D-P1 | IRONRIDGE BX-5D-P1 5Â° CHASSIS | <table width="100%" data-mce-fragment="1"><tbody data-mce-fragment="1"><tr data-mce-fragment="1"><td style="width: 955.59px;" data-mce-fragment="1" data-mce-style="width: 955.59px;"><strong>IRONRIDGE BX-5D-P1 5Â° CHASSIS</strong></td></tr><tr data-mce-fragment="1"><td style="width: 955.59px;" data-mce-fragment="1" data-mce-style="width: 955.59px;"><p><span>The Iron Ridge BX System is designed to meet the needs of commercial solar - navigating complex roof layouts, while also handling the most extreme environmental conditions.</span><br></p><p><strong>SPECIFICATIONS</strong></p><table width="100%"><tbody><tr><td style="width: 48.2638%;" data-mce-style="width: 48.2638%;"><span>Model</span></td><td style="width: 47.7362%;" data-mce-style="width: 47.7362%;">IRONRIDGE BX-5D-P1</td></tr><tr><td style="width: 48.2638%;" data-mce-style="width: 48.2638%;"><span>Series</span></td><td style="width: 47.7362%;" data-mce-style="width: 47.7362%;">BX</td></tr><tr><td style="width: 48.2638%;" data-mce-style="width: 48.2638%;"><span>Manufacturer</span></td><td style="width: 47.7362%;" data-mce-style="width: 47.7362%;">Ironridge</td></tr></tbody></table></td></tr></tbody></table><p><br><strong>GENERAL SPECIFICATION</strong><br></p><table width="100%"><tbody><tr></tr><tr><td style="width: 49.0244%;" data-mce-style="width: 49.0244%;">Manufacturer Part Number</td><td style="width: 47.9756%;" data-mce-style="width: 47.9756%;">BX-5D-P1</td></tr><tr><td style="width: 49.0244%;" data-mce-style="width: 49.0244%;">Weight</td><td style="width: 47.9756%;" data-mce-style="width: 47.9756%;">4.7222 lb</td></tr><tr><td style="width: 49.0244%;" data-mce-style="width: 49.0244%;">Dimensions</td><td style="width: 47.9756%;" data-mce-style="width: 47.9756%;">30 x 26 x 15 in</td></tr><tr><td style="width: 49.0244%;" data-mce-style="width: 49.0244%;">Case Qty</td><td style="width: 47.9756%;" data-mce-style="width: 47.9756%;">70</td></tr><tr><td style="width: 49.0244%;" data-mce-style="width: 49.0244%;">Pallet Qty</td><td style="width: 47.9756%;" data-mce-style="width: 47.9756%;">70</td></tr></tbody></table><p><strong>Warranty</strong><br data-mce-fragment="1"></p><ul><li>25Â Year Standard Warranty.</li></ul><p>* Refer to warranty document for terms and conditions<br data-mce-fragment="1"><strong>Documentation</strong></p><table width="100%"><tbody><tr><td style="width: 24%;" data-mce-style="width: 24%;"><a href="https://cdn.shopify.com/s/files/1/0566/3408/1340/files/BX_Chassis_10_degrees_-DS.pdf?v=1678341847"><span style="color: #2b00ff;" data-mce-style="color: #2b00ff;">Data Sheet</span></a></td></tr></tbody></table><p><br><strong>Detailed Information</strong><br></p><p><span>At the core of the BX system is the Chassis, a ballasted mount made of BASF Ultramid. Ultramid polyamides are exceptional for their high mechanical strength, rigidity and thermal stability</span></p><p>BX has an 8-10% increase in power density when compared with leading competitor systems</p><p>designed to offer protection for PV conductors and leads running row-to-row in the N-S direction</p><p><strong>High reliability</strong><br></p><p>Cell interconnections and diode placement use well-established industry practice and are field-proven to provide excellent reliability.</p><p>Fewer than 10 parts per project, with no wind deflectors required</p><p><strong>Quality and certifications</strong></p>
USSE100-0195 | 396.89 | SE-EV-KIT-25J | SolarEdge SE-EV-KIT-25J40-2 40A Level 2 EV Charger Holder w/ 25ft Cable & J1772 Connector | <table data-mce-fragment="1" width="100%"><tbody data-mce-fragment="1"><tr data-mce-fragment="1"><td data-mce-fragment="1" style="width: 955.59px;" data-mce-style="width: 955.59px;"><strong>SolarEdge SE-EV-KIT-25J40-2 40A Level 2 EV Charger Holder w/ 25ft Cable &amp; J1772 Connector</strong></td></tr><tr data-mce-fragment="1"><td data-mce-fragment="1" style="width: 955.59px;" data-mce-style="width: 955.59px;"><p>The SolarEdge EV charging single phase inverter supports full network connectivity and integrates seamlessly with the SolarEdge monitoring platform. Homeowners can track their charging status, control vehicle charging, and set charging schedules.</p><p>Increase your revenue by offering homeowners a SolarEdge single phase inverter with an integrated EV charger. It offers users the ability to charge electric vehicles up to six times faster than a standard Level 1 charger through an innovative solar boost mode that utilizes grid and PV charging simultaneously. This product is the worldâ€™s first EV charging PV inverter.</p><p><strong>SPECIFICATIONS</strong><br></p><table width="100%"><tbody><tr><td style="width: 48.2638%;" data-mce-style="width: 48.2638%;"><span>Model</span></td><td style="width: 47.7362%;" data-mce-style="width: 47.7362%;">SE-EV-KIT-25J</td></tr><tr><td style="width: 48.2638%;" data-mce-style="width: 48.2638%;"><span>Series</span></td><td style="width: 47.7362%;" data-mce-style="width: 47.7362%;">HD Wave</td></tr><tr><td style="width: 48.2638%;" data-mce-style="width: 48.2638%;"><span>Manufacturer</span></td><td style="width: 47.7362%;" data-mce-style="width: 47.7362%;">SolarEdge<br></td></tr></tbody></table></td></tr></tbody></table><p><br><strong>GENERAL SPECIFICATIONS</strong><br></p><table width="100%"><tbody><tr><td style="width: 49.0244%;" data-mce-style="width: 49.0244%;"><span>Length</span></td><td style="width: 47.9756%;" data-mce-style="width: 47.9756%;"><span>25 ft</span></td></tr><tr><td style="width: 49.0244%;" data-mce-style="width: 49.0244%;"><span>Type</span></td><td style="width: 47.9756%;" data-mce-style="width: 47.9756%;"><span>Cable</span></td></tr></tbody></table><p><strong>Warranty</strong><br data-mce-fragment="1"></p><ul><li>Manufacturer 5 Years Lifetime LimitedÂ Warranty</li></ul><p>* Refer to warranty document for terms and conditions<br data-mce-fragment="1"><strong>Documentation</strong></p><table width="100%"><tbody><tr><td style="width: 24%;" data-mce-style="width: 24%;"><a href="https://www.solarflexion.com/v/vspfiles/files/pdfs/solaredge/SE-EV-KIT-25J40-2_Data_Sheet.pdf"><span style="color: #2b00ff;" data-mce-style="color: #2b00ff;">Data Sheet</span></a></td></tr></tbody></table><p><br><strong>Detailed Information</strong></p><p>The SolarEdge HD-Wave PV inverter (SE7600H-US000NNV2) combines sophisticated digital control technology with efficient power conversion architecture to achieve superior solar power harvesting and best-in-class reliability.</p><p><br></p><p><strong>High reliability</strong></p><p>Combines sun and grid power for charging up to six times faster than existing electrical infrastructure</p><p>Reduces workload and costs of installing a standalone EV charger and a PV inverter</p><p>Saves space on main distribution panel to avoid potential upgrade</p>
USMS100-0268 | 2.85 | ROCK-IT SLIDECOMP | EcoFasten ROCK-IT SLIDECOMP Slide Comp. V2 or V3 | <table data-mce-fragment="1" width="100%"><tbody data-mce-fragment="1"><tr data-mce-fragment="1"><td data-mce-fragment="1" style="width: 955.59px;" data-mce-style="width: 955.59px;"><strong>EcoFasten ROCK-IT SLIDECOMP Slide Comp. V2 or V3</strong></td></tr><tr data-mce-fragment="1"><td data-mce-fragment="1" style="width: 955.59px;" data-mce-style="width: 955.59px;"><p><span>The Rock-It System conforms to UL Subject 2703, bearing the ETL Listed mark by Intertek Nationally Recognized Testing Laboratory (NRTL), and holds a Class A Fire Resistance Rating when using Type 1, listed PV modules.</span></p><p><strong>SPECIFICATIONS</strong></p><table width="100%"><tbody><tr><td style="width: 48.2638%;" data-mce-style="width: 48.2638%;"><span>Model</span></td><td style="width: 47.7362%;" data-mce-style="width: 47.7362%;">ROCK-IT SLIDECOMP</td></tr><tr><td style="width: 48.2638%;" data-mce-style="width: 48.2638%;"><span>Series</span></td><td style="width: 47.7362%;" data-mce-style="width: 47.7362%;"><br></td></tr><tr><td style="width: 48.2638%;" data-mce-style="width: 48.2638%;"><span>Manufacturer</span></td><td style="width: 47.7362%;" data-mce-style="width: 47.7362%;">EcoFasten<br></td></tr></tbody></table></td></tr></tbody></table><p><br><strong>GENERAL SPECIFICATION</strong><br></p><table width="100%"><tbody><tr></tr><tr><td style="width: 49.0244%;" data-mce-style="width: 49.0244%;"><span>Type</span></td><td style="width: 47.9756%;" data-mce-style="width: 47.9756%;">Slide Comp</td></tr><tr><td style="width: 49.0244%;" data-mce-style="width: 49.0244%;"><span>Application</span></td><td style="width: 47.9756%;" data-mce-style="width: 47.9756%;"><span>Pitched Roof</span></td></tr><tr><td style="width: 49.0244%;" data-mce-style="width: 49.0244%;"><span>Color</span></td><td style="width: 47.9756%;" data-mce-style="width: 47.9756%;"><span mce-data-marked="1">Black</span></td></tr></tbody></table><p><strong>Warranty</strong><br data-mce-fragment="1"></p><ul><li>25 Year Standard Warranty.</li></ul><p>* Refer to warranty document for terms and conditions<br data-mce-fragment="1"><strong>Documentation</strong></p><table width="100%"><tbody><tr><td style="width: 24%;" data-mce-style="width: 24%;"><span style="color: #2b00ff;" data-mce-style="color: #2b00ff;">Data Sheet</span></td></tr></tbody></table><p><br><strong>Detailed Information</strong><br></p><p><span>The Rock-It System conforms to UL Subject 2703, bearing the ETL Listed mark by Intertek Nationally Recognized Testing Laboratory (NRTL), and holds a Class A Fire Resistance Rating when using Type 1, listed PV modules.</span></p><p><span>The solar roof mount system features North-South adjustability of up to 4 in., and the unique top-down leveling allows the installer the freedom to level as they go, as well as after the array is installed.</span></p><p><strong>High reliability</strong></p><p>Integrated Grounding and Bonding</p><p>Fire Classification</p><p>Mechanical Loading</p>
USIN100-0125 | 26.08 | MTC-1.7 | Chiliconpower MTC-1.7 1.7m 10AWG modular trunk cable | <table width="100%" data-mce-fragment="1"><tbody data-mce-fragment="1"><tr data-mce-fragment="1"><td style="width: 955.59px;" data-mce-fragment="1" data-mce-style="width: 955.59px;"><strong>Chiliconpower MTC-1.7 1.7m 10AWG modular trunk cable</strong></td></tr><tr data-mce-fragment="1"><td style="width: 955.59px;" data-mce-fragment="1" data-mce-style="width: 955.59px;"><p><span>The trunk cabling portion of a microinverter system is extremely important since it directly impacts labor costs at an installation site. The Chilicon modular trunk and branch cabling system incorporates industry standard 10 AWG VNTC tray cable with a UV and cut resistant outer jacket.</span></p></td></tr></tbody></table><p><strong><br>SPECIFICATIONS</strong><br></p><table width="100%"><tbody><tr><td style="width: 48.2638%;"><span>Model</span></td><td style="width: 47.7362%;">Chiliconpower MTC-1.7</td></tr><tr><td style="width: 48.2638%;"><span>Series</span></td><td style="width: 47.7362%;">-<br></td></tr><tr><td style="width: 48.2638%;"><span>Manufacturer</span></td><td style="width: 47.7362%;">Chiliconpower</td></tr></tbody></table><p><strong><br>GENERAL SPECIFICATION</strong><br></p><table width="100%"><tbody><tr></tr><tr><td style="width: 49.0244%;" data-mce-style="width: 49.0244%;"><span>Type</span></td><td style="width: 47.9756%;" data-mce-style="width: 47.9756%;"><span>Cable</span></td></tr><tr><td style="width: 49.0244%;" data-mce-style="width: 49.0244%;"><span>Color</span></td><td style="width: 47.9756%;" data-mce-style="width: 47.9756%;">Black</td></tr></tbody></table><p><strong><br>Warranty</strong><br data-mce-fragment="1"></p><ul><li>25 Year Standard Warranty.</li></ul><p>* Refer to warranty document for terms and conditions<br data-mce-fragment="1"></p><p><strong>Detailed Information</strong><br></p><p><span>The trunk cable's 10 AWG cabling enables use of 30 A OCP devices (typically a 2 pole circuit breakers). This means that 20 CP250e devices running 289W output can be wired on a single 30 A string in 240V split phase mode, or 18 CP250e devices running 277W output can be wired on a single 30A string in 208V three phase mode.</span></p><p><strong>High reliability</strong><br></p><p>Cell interconnections and diode placement use well-established industry practice and are field-proven to provide excellent reliability.</p><p><span>Chilicon Power inverters feature Integrated (DC isolated) Ground</span></p><p><span>These microinverters do not require a Grounding Electrode Conductor (GEC) connected between each microinverter</span></p>
USWC001-0070 | 14.61 | Q-12-10-240 Q | Enphase Q-12-10-240 Q Cable for 60/72 Cell Module, Portrait Layout | <table width="100%" data-mce-fragment="1"><tbody data-mce-fragment="1"><tr data-mce-fragment="1"><td style="width: 955.59px;" data-mce-fragment="1" data-mce-style="width: 955.59px;"><strong>Enphase Q-12-10-240 Q Cable for 60/72 Cell Module, Portrait Layout</strong></td></tr><tr data-mce-fragment="1"><td style="width: 955.59px;" data-mce-fragment="1" data-mce-style="width: 955.59px;"><p data-mce-fragment="1"><span>The Enphase Q-12-10-240Â two-wire, double-insulated Enphase Q Cable is 50% lighter than the previous generation Enphase cable and new cable numbering and plug and play connectors speed up installation and simplify wire management. The Q Cable is a continuous length of outdoor rated cable with integrated connectors for Enphase IQâ„¢ and IQ+â„¢ Microinverters. These connectors are preinstalled along the Q Cableâ„¢ at intervals to accommodate PV module widths. The microinverters plug directly into the cable connectors. The cable is installed by simply rolling out the desired length of cable and cutting it to size. One end is wired directly into the junction box or Epnhase Q Aggregator at the head of the branch circuit, eliminating the need for a separate AC interconnect cable. The other end is sealed from the environment using an Enphase Terminator and any unused connectors should be sealed with Q Cableâ„¢ Sealing Caps. The microinverter AC cable connectors are then plugged into the regularly-spaced connectors.</span></p></td></tr></tbody></table><p><strong><br>SPECIFICATIONS</strong><br></p><table width="100%"><tbody><tr><td style="width: 48.2638%;"><span>Model</span></td><td style="width: 47.7362%;">Q-12-10-240 Q</td></tr><tr><td style="width: 48.2638%;"><span>Series</span></td><td style="width: 47.7362%;">Enphase Q Cable Accessories</td></tr><tr><td style="width: 48.2638%;"><span>Manufacturer</span></td><td style="width: 47.7362%;">Enphase</td></tr></tbody></table><p><strong><br>GENERAL SPECIFICATIONS</strong><br></p><table width="100%"><tbody><tr><td style="width: 49.0244%;" data-mce-style="width: 49.0244%;"><span>Weight</span></td><td style="width: 47.9756%;" data-mce-style="width: 47.9756%;"><span mce-data-marked="1">0.5lbs</span></td></tr><tr><td style="width: 49.0244%;" data-mce-style="width: 49.0244%;"><span>Manufacturer</span></td><td style="width: 47.9756%;" data-mce-style="width: 47.9756%;">Enphase Energy</td></tr></tbody></table><p><strong><br>Warranty</strong><br data-mce-fragment="1"></p><ul><li>Manufacturer 25 Years Warranty</li></ul><p>* Refer to warranty document for terms and conditions<br data-mce-fragment="1"></p><table width="100%"><tbody></tbody></table><p><br><strong>Detailed Information</strong></p><p><span>The Enphase Q-12-10-240Â two-wire, double-insulated Enphase Q Cableâ„¢ is 50% lighter than the previous generation Enphase cable and new cable numbering and plug and play connectors speed up installation and simplify wire management. The Q Cableâ„¢ is a continuous length of outdoor rated cable with integrated connectors for Enphase IQâ„¢ and IQ+â„¢ Microinverters. These connectors are preinstalled along the Q Cableâ„¢ at intervals to accommodate PV module widths. The microinverters plug directly into the cable connectors. The cable is installed by simply rolling out the desired length of cable and cutting it to size. One end is wired directly into the junction box or Enphase Q Aggregator at the head of the branch circuit, eliminating the need for a separate AC interconnect cable. The other end is sealed from the environment using an Enphase Terminator and any unused connectors should be sealed with Q Cableâ„¢ Sealing Caps. The microinverter AC cable connectors are then plugged into the regularly-spaced connectors.</span></p><p><strong>High reliability</strong></p><p><span>Two-wire Enphase Q Cable is 50% lighter than the previous generation Enphase cable</span></p><p><span>New cable numbering and plug and play connectors speed up installation and simplify wire management</span></p><p>Easily connect Q cables on the roof without complex wiring</p>
USSE100-0192 | 17.19 | Q-12-17-240 | Enphase Q-12-17-240, 1.7M Landscape Trunk Cable | <table width="100%" data-mce-fragment="1"><tbody data-mce-fragment="1"><tr data-mce-fragment="1"><td style="width: 955.59px;" data-mce-fragment="1" data-mce-style="width: 955.59px;"><strong>Enphase Q-12-17-240, 1.7M Landscape Trunk Cable</strong></td></tr><tr data-mce-fragment="1"><td style="width: 955.59px;" data-mce-fragment="1" data-mce-style="width: 955.59px;"><p data-mce-fragment="1"><span>The Enphase two-wire, double-insulated Enphase Q Cableâ„¢ is 50% lighter than the previous generation Enphase cable and new cable numbering and plug and play connectors speed up installation and simplify wire management. The Q Cableâ„¢ is a continuous length of outdoor rated cable with integrated connectors for Enphase IQâ„¢ and IQ+â„¢ Microinverters. These connectors are preinstalled along the Q Cableâ„¢ at intervals to accommodate PV module widths. The microinverters plug directly into the cable connectors. The cable is installed by simply rolling out the desired length of cable and cutting it to size. One end is wired directly into the junction box or Epnhase Q Aggregator at the head of the branch circuit, eliminating the need for a separate AC interconnect cable. The other end is sealed from the environment using an Enphase Terminator and any unused connectors should be sealed with Q Cableâ„¢ Sealing Caps. The microinverter AC cable connectors are then plugged into the regularly-spaced connectors.</span></p><p><strong>SPECIFICATIONS</strong><br></p><table width="100%"><tbody><tr><td style="width: 48.2638%;" data-mce-style="width: 48.2638%;"><span>Model</span></td><td style="width: 47.7362%;" data-mce-style="width: 47.7362%;">Q-12-17-240</td></tr><tr><td style="width: 48.2638%;" data-mce-style="width: 48.2638%;"><span>Series</span></td><td style="width: 47.7362%;" data-mce-style="width: 47.7362%;"><span>-</span></td></tr><tr><td style="width: 48.2638%;" data-mce-style="width: 48.2638%;"><span>Manufacturer</span></td><td style="width: 47.7362%;" data-mce-style="width: 47.7362%;">Enphase<br></td></tr></tbody></table></td></tr></tbody></table><p><br><strong>GENERAL SPECIFICATIONS</strong><br></p><table width="100%"><tbody><tr><td style="width: 49.0244%;" data-mce-style="width: 49.0244%;"><span>Conductor Size</span></td><td style="width: 47.9756%;" data-mce-style="width: 47.9756%;"><span>12 AWG</span></td></tr><tr><td style="width: 49.0244%;" data-mce-style="width: 49.0244%;"><span>Max Voltage</span></td><td style="width: 47.9756%;" data-mce-style="width: 47.9756%;"><span>277 V</span></td></tr><tr><td style="width: 49.0244%;" data-mce-style="width: 49.0244%;"><span>Wire Size</span></td><td style="width: 47.9756%;" data-mce-style="width: 47.9756%;"><span>12 AWG</span></td></tr><tr><td style="width: 49.0244%;" data-mce-style="width: 49.0244%;"><span>Conductor Type</span></td><td style="width: 47.9756%;" data-mce-style="width: 47.9756%;"><span>Thhn,Thwn-2 Dry,Wet</span></td></tr></tbody></table><p><strong>Warranty</strong><br data-mce-fragment="1"></p><ul><li>Manufacturer 12 Years Warranty</li></ul><p>* Refer to warranty document for terms and conditions<br data-mce-fragment="1"><strong>Documentation</strong></p><table width="100%"><tbody><tr><td style="width: 24%;" data-mce-style="width: 24%;"><a href="https://7534425.app.netsuite.com/core/media/media.nl?id=23420&amp;c=7534425&amp;h=cLU36Ap8Nu39MRtB0biP2LXtRQBwGbINBZXi3LTeUIbanc8D&amp;_xt=.pdf"><span style="color: #2b00ff;" data-mce-style="color: #2b00ff;">Data Sheet</span></a></td></tr></tbody></table><p><br><strong>Detailed Information</strong></p><p><span>The Enphase two-wire, double-insulated Enphase Q Cableâ„¢ is 50% lighter than the previous generation Enphase cable and new cable numbering and plug and play connectors speed up installation and simplify wire management. The Q Cableâ„¢ is a continuous length of outdoor rated cable with integrated connectors for Enphase IQâ„¢ and IQ+â„¢ Microinverters. These connectors are preinstalled along the Q Cableâ„¢ at intervals to accommodate PV module widths. The microinverters plug directly into the cable connectors. The cable is installed by simply rolling out the desired length of cable and cutting it to size. One end is wired directly into the junction box or Epnhase Q Aggregator at the head of the branch circuit, eliminating the need for a separate AC interconnect cable. The other end is sealed from the environment using an Enphase Terminator and any unused connectors should be sealed with Q Cableâ„¢ Sealing Caps. The microinverter AC cable connectors are then plugged into the regularly-spaced connectors.</span></p><p><span></span><strong>High Reliability</strong></p><p>New cable numbering simplifies wire management</p><p>Plug-and-play connectors speed up installation</p>
USSE100-0191 | 357.73 | CELLMODEM | Enphase Mobile Connect + CELLMODEM-M1-M Cell Modem | Enphase, Envoy IQ LTE-M1 Cell Modem, Enphase Mobile Connect, Plug and Play modem, includes 5 Year data plan for US, Puerto Rico, US Virgin Islands, Canada, Mexico up to 60 Inverters, CELLMODEM-M1 M<br data-mce-fragment="1"><br data-mce-fragment="1"><br data-mce-fragment="1"><br data-mce-fragment="1">The Enphase Mobile Connect cellular modems deliver easy, reliable networking for Enphase Systems using S and IQTM Series Envoys. <br data-mce-fragment="1"><br data-mce-fragment="1"><br data-mce-fragment="1"><br data-mce-fragment="1">Key Features:<br data-mce-fragment="1"><br data-mce-fragment="1">Comes with 5-year pre-paid AT&amp;T data plan<br data-mce-fragment="1">5-year equipment warranty<br data-mce-fragment="1">Supports any number of microinverters at your site<br data-mce-fragment="1">The modem supports up to 60 microinverters and coverage can purchased for additional microinverters based on the site as well.
USSE100-0071 | 22.36 | EN-CT-200-SPLIT | Enphase EN-CT-200-SPLIT Split-Core Current Transformer | <table width="100%" data-mce-fragment="1"><tbody data-mce-fragment="1"><tr data-mce-fragment="1"><td style="width: 955.59px;" data-mce-fragment="1" data-mce-style="width: 955.59px;"><strong>Enphase EN-CT-200-SPLIT Split-Core Current Transformer</strong></td></tr><tr data-mce-fragment="1"><td style="width: 955.59px;" data-mce-fragment="1" data-mce-style="width: 955.59px;"><p data-mce-fragment="1"><span>The Enphase Envoy-S communications gateway delivers solar production and energy consumption data to Enphase Enlighten monitoring and analysis software for comprehensive, remote maintenance and management of the Enphase System. With revenue grade production metering and consumption monitoring options, Envoy-S is the platform for total energy management and integrates with the Enphase AC Battery.</span></p><p><strong>SPECIFICATIONS</strong><br></p><table width="100%"><tbody><tr><td style="width: 48.2638%;" data-mce-style="width: 48.2638%;"><span>Model</span></td><td style="width: 47.7362%;" data-mce-style="width: 47.7362%;">EN-CT-200-SPLIT</td></tr><tr><td style="width: 48.2638%;" data-mce-style="width: 48.2638%;"><span>Series</span></td><td style="width: 47.7362%;" data-mce-style="width: 47.7362%;"><span>-</span></td></tr><tr><td style="width: 48.2638%;" data-mce-style="width: 48.2638%;"><span>Manufacturer</span></td><td style="width: 47.7362%;" data-mce-style="width: 47.7362%;">Enphase<br></td></tr></tbody></table></td></tr></tbody></table><p><br><strong>GENERAL SPECIFICATIONS</strong><br></p><table width="100%"><tbody><tr><td style="width: 49.0244%;" data-mce-style="width: 49.0244%;"><span>Weight</span></td><td style="width: 47.9756%;" data-mce-style="width: 47.9756%;"><span>75Â lb</span></td></tr><tr><td style="width: 49.0244%;" data-mce-style="width: 49.0244%;"><span>Dimensions (LxWxH)</span></td><td style="width: 47.9756%;" data-mce-style="width: 47.9756%;"><span>7x5x2 inches</span></td></tr></tbody></table><p><strong>Warranty</strong><br data-mce-fragment="1"></p><ul><li>Manufacturer 12 Years Warranty</li></ul><p>* Refer to warranty document for terms and conditions<br data-mce-fragment="1"><strong>Documentation</strong></p><table width="100%"><tbody><tr><td style="width: 24%;" data-mce-style="width: 24%;"><a href="https://www.solarflexion.com/v/vspfiles/files/pdfs/enphase/EN-CT-200-SPLIT_Data_Sheet.pdf"><span style="color: #2b00ff;" data-mce-style="color: #2b00ff;">Data Sheet</span></a></td></tr></tbody></table><p><br><strong>Detailed Information</strong></p><p><span>Enphase split-core current transformer for consumption metering. Compatible with IQ and S series metered envoys. Two CTs are required for most residential 240V applications (three or six for commercial).Â </span><br><br><span>Split-core current transformers (CT's) enable whole-house consumption metering, accurate to +/- 2.5%. Two CTs needed per Envoy/Gateway. Intended for residential use only. For installation inside the existing load center, wires to the following using twisted-pair leads, up to 13ft(4m).</span></p><p><strong>High reliability</strong></p><p>Smart - Enables web-based monitoring and control. Bidirectional communications for remote upgrade.</p><p><span>Simple - Easy system configuration using Installer Toolkit mobile app.</span></p><p><span>Flexible networking with Wi-Fi, Ethernet or cellular.</span></p>
USCG001-0001 | 480.83 | EN-ENV-IQ-AM1-240-M | Enphase ENV-IQ-AM1-240-M IQ Envoy Communications Gateway | <p>The Enphase IQ Envoy Communications Gateway is an essential component of the Enphase microinverter system, offering an all-in-one solution that combines an inverter, charger controller, display, and remote monitoring capabilities. This versatile device simplifies the integration of solar, battery, grid, loads, and generators for grid-tied, off-grid, or battery backup inverter systems.</p><p><strong>Specifications:</strong></p><ul><li><strong>Model:</strong> Enphase ENV-IQ-AM1-240</li><li><strong>Series:</strong> Enphase IQ Envoy</li><li><strong>Manufacturer:</strong> Enphase</li><li><strong>Manufacturer Part Number:</strong> ENV-IQ-AM1-240 M</li><li><strong>Function:</strong> Gateway to Enlighten Portal</li><li><strong>Dimensions (LxWxH):</strong> 8.4" x 5" x 1.8"</li><li><strong>Weight:</strong> 1.1 lbs</li><li><strong>Volume:</strong> 75.6 cubic inches</li></ul><p><strong>Warranty:</strong></p><ul><li>25 Year Standard Warranty (Refer to warranty document for terms and conditions)</li></ul><p><strong>Documentation:</strong></p><ul><li><a href="https://cdn.shopify.com/s/files/1/0566/3408/1340/files/ENV-IQ-AM1-240_M_Data_Sheet.pdf?v=1678186168" target="_new">Data Sheet</a></li></ul><p><strong>Detailed Information:</strong> The Enphase IQ Envoy communications gateway plays a crucial role in providing comprehensive monitoring and analysis of solar production and energy consumption data. It seamlessly integrates with the Enphase Enlighten monitoring and analysis software, enabling remote maintenance and management of the entire Enphase IQ System. The Envoy IQ is equipped with integrated revenue-grade production metering and offers optional consumption monitoring, making it a powerful platform for total energy management. It also integrates seamlessly with the Enphase IQ Battery.</p><p><strong>Key Features:</strong></p><ul><li>High Reliability: Utilizes industry-standard cell interconnections and diode placement, proven to provide excellent reliability.</li><li>Web-Based Monitoring and Control: Enables web-based monitoring and control of your solar energy system.</li><li>Bidirectional Communications: Supports bidirectional communications for remote upgrades.</li></ul><p><strong>Quality and Certifications:</strong></p><ul><li>UL 916</li><li>CAN/CSA C22.2 No. 61010-1</li><li>47 CFR, Part 15, Class B, ICES 003</li><li>IEC/EN 61010-1:2010</li><li>EN50065-1, EN6100-4-5, EN610-6-1, EN61000-6-2</li><li>Metering: ANSI C12.20 Accuracy Class 0.5</li></ul><p>The Enphase IQ Envoy Communications Gateway is designed to provide reliable and efficient monitoring and control capabilities for your solar energy system, making it a valuable addition to your renewable energy setup.</p>
USMI100-0033 | 548.8 | HCS-40-C13-P5-L25-187 | Enphase HCS-40, 32 Amp, Level 2 EVSE, 240V, Hardwired, with 25 ft cable, ETL Listed, Energy Star Certified | <table width="100%" data-mce-fragment="1"><tbody data-mce-fragment="1"><tr data-mce-fragment="1"><td style="width: 955.59px;" data-mce-fragment="1" data-mce-style="width: 955.59px;"><strong>Enphase HCS-40, 32 Amp, Level 2 EVSE, 240V, Hardwired, with 25 ft cable, ETL Listed, Energy Star Certified</strong></td></tr><tr data-mce-fragment="1"><td style="width: 955.59px;" data-mce-fragment="1" data-mce-style="width: 955.59px;"><p><span>EnphaseÂ microinverter System is a all-in-one system that includes an inverter, charger controller, a display with remote monitoring. TheÂ Fronius is simple to install to a Grid-tied, Off-Grid, or Battery Backup Inverter, while being able to manages power to and from Solar, Battery, Grid, Loads, and Generator.Â </span></p></td></tr></tbody></table><p><strong><br>SPECIFICATIONS</strong></p><table width="100%"><tbody><tr><td style="width: 48.2638%;"><span>Model</span></td><td style="width: 47.7362%;">Enphase HCS-40</td></tr><tr><td style="width: 48.2638%;"><span>Series</span></td><td style="width: 47.7362%;">SUNNY TRIPOWER CORE</td></tr><tr><td style="width: 48.2638%;"><span>Manufacturer</span></td><td style="width: 47.7362%;">SMA</td></tr></tbody></table><p><strong><br>GENERAL SPECIFICATION</strong><br></p><table width="100%"><tbody><tr></tr><tr><td style="width: 49.0244%;" data-mce-style="width: 49.0244%;">Vehicle Type</td><td style="width: 47.9756%;" data-mce-style="width: 47.9756%;">Nissan, Chevrolet, BMW, Ford, Other</td></tr><tr><td style="width: 49.0244%;" data-mce-style="width: 49.0244%;">Cable Length</td><td style="width: 47.9756%;" data-mce-style="width: 47.9756%;">25 Feet</td></tr><tr><td style="width: 49.0244%;" data-mce-style="width: 49.0244%;">Installation Type</td><td style="width: 47.9756%;" data-mce-style="width: 47.9756%;">Hard Wired</td></tr><tr><td style="width: 49.0244%;" data-mce-style="width: 49.0244%;">Weather Rating</td><td style="width: 47.9756%;" data-mce-style="width: 47.9756%;">Indoor, Outdoor</td></tr><tr><td style="width: 49.0244%;" data-mce-style="width: 49.0244%;">Charging Level</td><td style="width: 47.9756%;" data-mce-style="width: 47.9756%;">Level 2 (240 V)</td></tr><tr><td style="width: 49.0244%;" data-mce-style="width: 49.0244%;">Output (kW)</td><td style="width: 47.9756%;" data-mce-style="width: 47.9756%;">7.7 kW</td></tr><tr><td style="width: 49.0244%;" data-mce-style="width: 49.0244%;">Amps (A)</td><td style="width: 47.9756%;" data-mce-style="width: 47.9756%;">32 Amps</td></tr><tr><td style="width: 49.0244%;" data-mce-style="width: 49.0244%;">Volts (V)</td><td style="width: 47.9756%;" data-mce-style="width: 47.9756%;">240 Volts</td></tr></tbody></table><p><strong><br>Warranty</strong><br data-mce-fragment="1"></p><ul><li>3 Year Standard Warranty.</li></ul><p>* Refer to warranty document for terms and conditions<br data-mce-fragment="1"></p><p><br><strong>Detailed Information</strong><br></p><p><span>Introducing the HCS-40, the latest high quality, high power, low price charging station from ClipperCreek. Built and tested to automaker standards to ensure a reliable charge every time. Rated for indoor or outdoor use.</span></p><p><span>The HCS-40 takes the wear-and-tear of everyday use in all environments. Its tough NEMA 4 outdoor rated enclosure ensures you can install this unit anywhere with confidence.</span></p><p><strong>High reliability</strong><br></p><p>Cell interconnections and diode placement use well-established industry practice and are field-proven to provide excellent reliability.</p><p>Easy to installâ€“ your electrician can install anywhere. Indoors or out!</p><p>Lightsâ€“indicates charging status</p><p>Integrated Cord Hangerâ€“low profile stores cord and connector out of the way</p><p>Wall Mount J1772 Connector Holster Included</p>
USWC001-0027 | 9.71 | EN-Q-12-10-240 | Enphase C Portrait field-wireable connectors | <table width="100%" data-mce-fragment="1"><tbody data-mce-fragment="1"><tr data-mce-fragment="1"><td style="width: 955.59px;" data-mce-fragment="1" data-mce-style="width: 955.59px;"><strong>Enphase EN-Q-12-10-240 Portrait field-wireable connectors</strong></td></tr><tr data-mce-fragment="1"><td style="width: 955.59px;" data-mce-fragment="1" data-mce-style="width: 955.59px;"><p data-mce-fragment="1"><span>The Enphase Q-12-10-240Â two-wire, double-insulated Enphase Q Cableâ„¢ is 50% lighter than the previous generation Enphase cable and new cable numbering and plug and play connectors speed up installation and simplify wire management. The Q Cableâ„¢ is a continuous length of outdoor rated cable with integrated connectors for Enphase IQâ„¢ and IQ+â„¢ Microinverters. These connectors are preinstalled along the Q Cableâ„¢ at intervals to accommodate PV module widths. The microinverters plug directly into the cable connectors. The cable is installed by simply rolling out the desired length of cable and cutting it to size. One end is wired directly into the junction box or Epnhase Q Aggregator at the head of the branch circuit, eliminating the need for a separate AC interconnect cable. The other end is sealed from the environment using an Enphase Terminator and any unused connectors should be sealed with Q Cableâ„¢ Sealing Caps. The microinverter AC cable connectors are then plugged into the regularly-spaced connectors.</span></p><p><strong>SPECIFICATIONS</strong><br></p><table width="100%"><tbody><tr><td style="width: 48.2638%;" data-mce-style="width: 48.2638%;"><span>Model</span></td><td style="width: 47.7362%;" data-mce-style="width: 47.7362%;">EN-Q-12-10-240</td></tr><tr><td style="width: 48.2638%;" data-mce-style="width: 48.2638%;"><span>Series</span></td><td style="width: 47.7362%;" data-mce-style="width: 47.7362%;"><span>-</span></td></tr><tr><td style="width: 48.2638%;" data-mce-style="width: 48.2638%;"><span>Manufacturer</span></td><td style="width: 47.7362%;" data-mce-style="width: 47.7362%;">Enphase<br></td></tr></tbody></table></td></tr></tbody></table><p><br><strong>GENERAL SPECIFICATIONS</strong><br></p><table width="100%"><tbody><tr><td style="width: 49.0244%;" data-mce-style="width: 49.0244%;"><span>Weight</span></td><td style="width: 47.9756%;" data-mce-style="width: 47.9756%;"><span>130lbs</span></td></tr><tr><td style="width: 49.0244%;" data-mce-style="width: 49.0244%;"><span>Dimensions</span></td><td style="width: 47.9756%;" data-mce-style="width: 47.9756%;">30 x 23 x 22 in</td></tr><tr><td style="width: 49.0244%;" data-mce-style="width: 49.0244%;"><span>Voltage</span></td><td style="width: 47.9756%;" data-mce-style="width: 47.9756%;"><span>240 VAC</span></td></tr><tr><td style="width: 49.0244%;" data-mce-style="width: 49.0244%;"><span>Layout</span></td><td style="width: 47.9756%;" data-mce-style="width: 47.9756%;">Potrait</td></tr></tbody></table><p><strong>Warranty</strong><br data-mce-fragment="1"></p><ul><li>Manufacturer 12 Years Warranty</li></ul><p>* Refer to warranty document for terms and conditions<br data-mce-fragment="1"><strong>Documentation</strong></p><table width="100%"><tbody><tr><td style="width: 24%;" data-mce-style="width: 24%;"><a href="https://ressupply.com/documents/enphase/IQ_Components_List.pdf"><span style="color: #2b00ff;" data-mce-style="color: #2b00ff;">Data Sheet</span></a></td></tr></tbody></table><p><br><strong>Detailed Information</strong></p><p><span>The Enphase Q-12-10-240Â two-wire, double-insulated Enphase Q Cableâ„¢ is 50% lighter than the previous generation Enphase cable and new cable numbering and plug and play connectors speed up installation and simplify wire management. The Q Cableâ„¢ is a continuous length of outdoor rated cable with integrated connectors for Enphase IQâ„¢ and IQ+â„¢ Microinverters. These connectors are preinstalled along the Q Cableâ„¢ at intervals to accommodate PV module widths. The microinverters plug directly into the cable connectors. The cable is installed by simply rolling out the desired length of cable and cutting it to size. One end is wired directly into the junction box or Epnhase Q Aggregator at the head of the branch circuit, eliminating the need for a separate AC interconnect cable. The other end is sealed from the environment using an Enphase Terminator and any unused connectors should be sealed with Q Cableâ„¢ Sealing Caps. The microinverter AC cable connectors are then plugged into the regularly-spaced connectors.</span></p><p><span></span><strong>High Reliability</strong></p><p>2-wire cable is 50% lighter than previous generation Enphase cable</p><p>New cable numbering simplifies wire management</p>
USWC001-0028 | 20.8 | EN-Q-12-17-240 | Enphase EN-Q-12-17-240 Landscape field-wireable connectors | <table width="100%" data-mce-fragment="1"><tbody data-mce-fragment="1"><tr data-mce-fragment="1"><td style="width: 955.59px;" data-mce-fragment="1" data-mce-style="width: 955.59px;"><strong>Enphase EN-Q-12-17-240 Landscape field-wireable connectors</strong></td></tr><tr data-mce-fragment="1"><td style="width: 955.59px;" data-mce-fragment="1" data-mce-style="width: 955.59px;"><p data-mce-fragment="1"><span>The Enphase two-wire, double-insulated Enphase Q Cableâ„¢ is 50% lighter than the previous generation Enphase cable and new cable numbering and plug and play connectors speed up installation and simplify wire management. The Q Cableâ„¢ is a continuous length of outdoor rated cable with integrated connectors for Enphase IQâ„¢ and IQ+â„¢ Microinverters. These connectors are preinstalled along the Q Cableâ„¢ at intervals to accommodate PV module widths. The microinverters plug directly into the cable connectors. The cable is installed by simply rolling out the desired length of cable and cutting it to size. One end is wired directly into the junction box or Epnhase Q Aggregator at the head of the branch circuit, eliminating the need for a separate AC interconnect cable. The other end is sealed from the environment using an Enphase Terminator and any unused connectors should be sealed with Q Cableâ„¢ Sealing Caps. The microinverter AC cable connectors are then plugged into the regularly-spaced connectors.</span></p><p><strong>SPECIFICATIONS</strong><br></p><table width="100%"><tbody><tr><td style="width: 48.2638%;" data-mce-style="width: 48.2638%;"><span>Model</span></td><td style="width: 47.7362%;" data-mce-style="width: 47.7362%;">EN-Q-12-17-240</td></tr><tr><td style="width: 48.2638%;" data-mce-style="width: 48.2638%;"><span>Series</span></td><td style="width: 47.7362%;" data-mce-style="width: 47.7362%;"><span>-</span></td></tr><tr><td style="width: 48.2638%;" data-mce-style="width: 48.2638%;"><span>Manufacturer</span></td><td style="width: 47.7362%;" data-mce-style="width: 47.7362%;">Enphase<br></td></tr></tbody></table></td></tr></tbody></table><p><br><strong>GENERAL SPECIFICATIONS</strong><br></p><table width="100%"><tbody><tr><td style="width: 49.0244%;" data-mce-style="width: 49.0244%;"><span>Conductor Size</span></td><td style="width: 47.9756%;" data-mce-style="width: 47.9756%;"><span>12 AWG</span></td></tr><tr><td style="width: 49.0244%;" data-mce-style="width: 49.0244%;"><span>Max Voltage</span></td><td style="width: 47.9756%;" data-mce-style="width: 47.9756%;"><span>277 V</span></td></tr><tr><td style="width: 49.0244%;" data-mce-style="width: 49.0244%;"><span>Wire Size</span></td><td style="width: 47.9756%;" data-mce-style="width: 47.9756%;"><span>12 AWG</span></td></tr><tr><td style="width: 49.0244%;" data-mce-style="width: 49.0244%;"><span>Conductor Type</span></td><td style="width: 47.9756%;" data-mce-style="width: 47.9756%;"><span>Thhn,Thwn-2 Dry,Wet</span></td></tr></tbody></table><p><strong>Warranty</strong><br data-mce-fragment="1"></p><ul><li>Manufacturer 12 Years Warranty</li></ul><p>* Refer to warranty document for terms and conditions<br data-mce-fragment="1"><strong>Documentation</strong></p><table width="100%"><tbody><tr><td style="width: 24%;" data-mce-style="width: 24%;"><a href="https://7534425.app.netsuite.com/core/media/media.nl?id=23420&amp;c=7534425&amp;h=cLU36Ap8Nu39MRtB0biP2LXtRQBwGbINBZXi3LTeUIbanc8D&amp;_xt=.pdf"><span style="color: #2b00ff;" data-mce-style="color: #2b00ff;">Data Sheet</span></a></td></tr></tbody></table><p><br><strong>Detailed Information</strong></p><p><span>The Enphase two-wire, double-insulated Enphase Q Cableâ„¢ is 50% lighter than the previous generation Enphase cable and new cable numbering and plug and play connectors speed up installation and simplify wire management. The Q Cableâ„¢ is a continuous length of outdoor rated cable with integrated connectors for Enphase IQâ„¢ and IQ+â„¢ Microinverters. These connectors are preinstalled along the Q Cableâ„¢ at intervals to accommodate PV module widths. The microinverters plug directly into the cable connectors. The cable is installed by simply rolling out the desired length of cable and cutting it to size. One end is wired directly into the junction box or Epnhase Q Aggregator at the head of the branch circuit, eliminating the need for a separate AC interconnect cable. The other end is sealed from the environment using an Enphase Terminator and any unused connectors should be sealed with Q Cableâ„¢ Sealing Caps. The microinverter AC cable connectors are then plugged into the regularly-spaced connectors.</span></p><p><span></span><strong>High Reliability</strong></p><p>New cable numbering simplifies wire management</p><p>Plug-and-play connectors speed up installation</p>
USSE100-0006 | 4.3 | Q-disc-10 | Enphase EN-Q-DISC-10 Disconnect Tool | <table data-mce-fragment="1" width="100%"><tbody data-mce-fragment="1"><tr data-mce-fragment="1"><td data-mce-fragment="1" style="width: 955.59px;" data-mce-style="width: 955.59px;"><strong>Enphase EN-Q-DISC-01 Disconnect Tool</strong></td></tr><tr data-mce-fragment="1"><td data-mce-fragment="1" style="width: 955.59px;" data-mce-style="width: 955.59px;"><p data-mce-fragment="1"><span>Enphase Q Cable Disconnect Tool use to separate Q Cable connections, DC module connectors, and AC module mount. Compatible with both Amphenol and MC DC connectors.</span></p><p><strong>SPECIFICATIONS</strong><br></p><table width="100%"><tbody><tr><td style="width: 48.2638%;" data-mce-style="width: 48.2638%;"><span>Model</span></td><td style="width: 47.7362%;" data-mce-style="width: 47.7362%;">EN-Q-DISC-01</td></tr><tr><td style="width: 48.2638%;" data-mce-style="width: 48.2638%;"><span>Series</span></td><td style="width: 47.7362%;" data-mce-style="width: 47.7362%;"><span>-</span></td></tr><tr><td style="width: 48.2638%;" data-mce-style="width: 48.2638%;"><span>Manufacturer</span></td><td style="width: 47.7362%;" data-mce-style="width: 47.7362%;">Enphase</td></tr></tbody></table></td></tr></tbody></table><p><br><strong>GENERAL SPECIFICATIONS</strong><br></p><table width="100%"><tbody><tr><td style="width: 49.0244%;" data-mce-style="width: 49.0244%;"><span>Manufacturer Part Number</span></td><td style="width: 47.9756%;" data-mce-style="width: 47.9756%;"><span>Q-DISC-10</span></td></tr><tr><td style="width: 49.0244%;" data-mce-style="width: 49.0244%;"><span>Color</span></td><td style="width: 47.9756%;" data-mce-style="width: 47.9756%;">Black</td></tr><tr><td style="width: 49.0244%;" data-mce-style="width: 49.0244%;"><span>Weight</span></td><td style="width: 47.9756%;" data-mce-style="width: 47.9756%;">.03lbs<br></td></tr><tr><td style="width: 49.0244%;" data-mce-style="width: 49.0244%;"><span>Dimension</span></td><td style="width: 47.9756%;" data-mce-style="width: 47.9756%;"><span>3.25 x 0.125 x 2 in</span></td></tr></tbody></table><p><strong>Warranty</strong><br data-mce-fragment="1"></p><ul><li>Manufacturer 12 Years Warranty</li></ul><p>* Refer to warranty document for terms and conditions<br data-mce-fragment="1"><strong>Documentation</strong></p><table width="100%"><tbody><tr><td style="width: 24%;" data-mce-style="width: 24%;"><a href="https://s3.amazonaws.com/ecodirect_docs/ENPHASE/IQ6/IQ6-IQ6-plus_DS_EN-US_Prelim.pdf"><span style="color: #2b00ff;" data-mce-style="color: #2b00ff;">Data Sheet</span></a></td></tr></tbody></table><p><br><strong>Detailed Information</strong></p><p><span>The Q-DISC-10 Cable Disconnect Tool is used to disconnect a microinverter from the Q-Cable system and also can be used to disconnect DC connectors and AC modules. Plan to use at least one per installation.</span></p><p><strong>High Reliability</strong></p><p>Easily connect Q cables on the roof without complex wiring. Make connections from any open connector and center feed any section of cable within branch limits. Available in male and female connector types</p>
USSE100-0188 | 14.92 | Q-TERM-01 | Enphase Q-TERM-01 IQ Inverter Q Cable Branch Terminator Cap | <table width="100%" data-mce-fragment="1"><tbody data-mce-fragment="1"><tr data-mce-fragment="1"><td style="width: 955.59px;" data-mce-fragment="1" data-mce-style="width: 955.59px;"><strong>Enphase Q-TERM-01 IQ Inverter Q Cable Branch Terminator Cap</strong></td></tr><tr data-mce-fragment="1"><td style="width: 955.59px;" data-mce-fragment="1" data-mce-style="width: 955.59px;"><p data-mce-fragment="1"><span>The Enphase Q Aggregator and Enphase Q Cable are part of the sixth generation Enphase IQ System. These accessories provide simplicity, reliability, and faster installation times.</span></p><p><strong>SPECIFICATIONS</strong><br></p><table width="100%"><tbody><tr><td style="width: 48.2638%;" data-mce-style="width: 48.2638%;"><span>Model</span></td><td style="width: 47.7362%;" data-mce-style="width: 47.7362%;">Q-TERM-01</td></tr><tr><td style="width: 48.2638%;" data-mce-style="width: 48.2638%;"><span>Series</span></td><td style="width: 47.7362%;" data-mce-style="width: 47.7362%;"><span>-</span></td></tr><tr><td style="width: 48.2638%;" data-mce-style="width: 48.2638%;"><span>Manufacturer</span></td><td style="width: 47.7362%;" data-mce-style="width: 47.7362%;">Enphase<br></td></tr></tbody></table></td></tr></tbody></table><p><br><strong>GENERAL SPECIFICATIONS</strong><br></p><table width="100%"><tbody><tr><td style="width: 49.0244%;" data-mce-style="width: 49.0244%;"><span>Type</span></td><td style="width: 47.9756%;" data-mce-style="width: 47.9756%;"><span>Terminator Cap</span></td></tr><tr><td style="width: 49.0244%;" data-mce-style="width: 49.0244%;"><span>Weight</span></td><td style="width: 47.9756%;" data-mce-style="width: 47.9756%;"><span>06 lb</span></td></tr><tr><td style="width: 49.0244%;" data-mce-style="width: 49.0244%;"><span>Dimensions</span></td><td style="width: 47.9756%;" data-mce-style="width: 47.9756%;"><span>2 x 1 x 1 in</span></td></tr><tr><td style="width: 49.0244%;" data-mce-style="width: 49.0244%;"><span>Color</span></td><td style="width: 47.9756%;" data-mce-style="width: 47.9756%;">Black<br></td></tr></tbody></table><p><strong>Warranty</strong><br data-mce-fragment="1"></p><ul><li>Manufacturer 12 Years Warranty</li></ul><p>* Refer to warranty document for terms and conditions<br data-mce-fragment="1"><strong>Documentation</strong></p><table width="100%"><tbody><tr><td style="width: 24%;" data-mce-style="width: 24%;"><a href="https://www.solarflexion.com/v/vspfiles/files/pdfs/enphase/Q-TERM-10-1_Data_Sheet.pdf"><span style="color: #2b00ff;" data-mce-style="color: #2b00ff;">Data Sheet</span></a></td></tr></tbody></table><p><br><strong>Detailed Information</strong></p><p><span>The Enphase Q Aggregator and Enphase Q Cable are part of the sixth generation Enphase IQ System. These accessories provide simplicity, reliability, and faster installation times.</span></p><p><span></span><strong>High Reliability</strong></p><p>Safety - Easily connect Q cables on the roof without complex wiring. Make connections from any open connector and center feed any section of cable within branch limits. Available in male and female connector types.</p>
USIN100-0106 | 134.17 | Enphase IQ7PLUS-72-2-INT | Enphase IQ7PLUS-72-2-INT 7+ Microinverter | <table width="100%" data-mce-fragment="1"><tbody data-mce-fragment="1"><tr data-mce-fragment="1"><td style="width: 955.59px;" data-mce-fragment="1" data-mce-style="width: 955.59px;"><strong>Enphase IQ7PLUS-72-2-INT 7+ Microinverter</strong></td></tr><tr data-mce-fragment="1"><td style="width: 955.59px;" data-mce-fragment="1" data-mce-style="width: 955.59px;"><p><span>EnphaseÂ microinverter System is a all-in-one system that includes an inverter, charger controller, a display with remote monitoring. TheÂ Fronius is simple to install to a Grid-tied, Off-Grid, or Battery Backup Inverter, while being able to manages power to and from Solar, Battery, Grid, Loads, and Generator.Â </span></p></td></tr></tbody></table><p>Â </p><p><strong>SPECIFICATIONS</strong></p><table width="100%"><tbody><tr><td style="width: 48.2638%;"><span>Model</span></td><td style="width: 47.7362%;">Enphase IQ7PLUS-72-2-INT</td></tr><tr><td style="width: 48.2638%;"><span>Series</span></td><td style="width: 47.7362%;">Enphase IQ 7 and IQ 7+ Microinverters</td></tr><tr><td style="width: 48.2638%;"><span>Manufacturer</span></td><td style="width: 47.7362%;">Enphase</td></tr></tbody></table><p><strong><br>GENERAL SPECIFICATION</strong><br></p><table width="100%"><tbody><tr></tr><tr><td style="width: 49.0244%;" data-mce-style="width: 49.0244%;">Solar Panel Compatibility</td><td style="width: 47.9756%;" data-mce-style="width: 47.9756%;">235 W - 440 W +</td></tr><tr><td style="width: 49.0244%;" data-mce-style="width: 49.0244%;">Maximum DC Input</td><td style="width: 47.9756%;" data-mce-style="width: 47.9756%;">58 V</td></tr><tr><td style="width: 49.0244%;" data-mce-style="width: 49.0244%;">Peak Power Tracking Voltage</td><td style="width: 47.9756%;" data-mce-style="width: 47.9756%;">27-45 V</td></tr><tr><td style="width: 49.0244%;" data-mce-style="width: 49.0244%;">Operating Range</td><td style="width: 47.9756%;" data-mce-style="width: 47.9756%;">38-43 V</td></tr><tr><td style="width: 49.0244%;" data-mce-style="width: 49.0244%;">Max DC Short Circuit Current</td><td style="width: 47.9756%;" data-mce-style="width: 47.9756%;">15 A</td></tr><tr><td style="width: 49.0244%;" data-mce-style="width: 49.0244%;">Maximum Voltage</td><td style="width: 47.9756%;" data-mce-style="width: 47.9756%;">349 VAC</td></tr><tr><td style="width: 49.0244%;" data-mce-style="width: 49.0244%;">Peak output power</td><td style="width: 47.9756%;" data-mce-style="width: 47.9756%;">366 VA</td></tr><tr><td style="width: 49.0244%;" data-mce-style="width: 49.0244%;">Maximum continuous output power</td><td style="width: 47.9756%;" data-mce-style="width: 47.9756%;">349 VA</td></tr></tbody></table><p><strong>Warranty</strong><br data-mce-fragment="1"></p><ul><li>25Â Year Standard Warranty.</li></ul><p>* Refer to warranty document for terms and conditions<br data-mce-fragment="1"><strong>Documentation</strong></p><table width="100%"><tbody><tr><td style="width: 24%;" data-mce-style="width: 24%;"><a href="https://cdn.shopify.com/s/files/1/0566/3408/1340/files/Datasheet-Enphase-IQ7-IQ7plus-DS-EN-UK_1.pdf?v=1678186775"><span style="color: #2b00ff;" data-mce-style="color: #2b00ff;">Data Sheet</span></a></td></tr></tbody></table><p><br><strong>Detailed Information</strong><br></p><p><span>The smart-grid ready Enphase IQ7+ Microinverter is built on the seventh-generation platform and achieves the highest efficiency for module-level power electronics.Â Its polymeric enclosure and revolutionary cabling system simplify installation.</span></p><p><strong>High reliability</strong><br></p><p>Cell interconnections and diode placement use well-established industry practice and are field-proven to provide excellent reliability.</p><p><span>Lightweight and simple</span></p><p><span>Faster installation with improved</span></p><p><span>Optimized for high powered 60-cell, 72-cell* and 96-cell* modules</span></p><p><span>Complies with advanced grid support, voltage and frequency ride-through requirements</span></p><p><span></span><strong>Quality and certifications</strong><br></p><p>AS 4777.2, RCM, IEC/EN 61000-6-3, IEC/EN 62019-1, IEC/EN 62109-2</p>
USIN100-0119 | 147.83 | IQ8PLUS-72-2-US | Enphase, IQ8PLUS-72-2-US, MC4 DC Inputs, Micro-Inverter, 300W, 240VAC | <p data-mce-fragment="1"><strong data-mce-fragment="1">Enphase, IQ 8+ Micro Inverter, compatible with 60 -72 cell PV Modules, 240V, 300VA Peak Power, MC4 DC Connectors, Female AC Connector, IQ8PLUS-72-2-US</strong></p><p data-mce-fragment="1"><br data-mce-fragment="1"></p><p data-mce-fragment="1">The new IQ8PLUS-72-2-US Microinverters are the industryâ€™s first microgrid-forming, software defined microinverters with split-phase power conversion capability to convert DC power to AC power efficiently. The brain of the semiconductor-based microinverter is our proprietary application-specific integrated circuit (ASIC) which enables the microinverter to operate in grid-tied or off-grid modes. This chip is built in advanced 55nm technology with high speed digital logic and has super-fast response times to changing loads and grid events, alleviating constraints on battery sizing for home energy systems.<br></p><p data-mce-fragment="1"><br data-mce-fragment="1"></p><ul data-mce-fragment="1"><li data-mce-fragment="1">Lightweight and compact with plug-n-play connectors</li><li data-mce-fragment="1">Power Line Communication (PLC) between components</li><li data-mce-fragment="1">Faster installation with simple two-wire cabling</li><li data-mce-fragment="1">Produce power even when the grid is down</li><li data-mce-fragment="1">More than one million cumulative hours of testing</li><li data-mce-fragment="1">Class II double-insulated enclosure</li><li data-mce-fragment="1">Optimized for the latest high-powered PV modules</li><li data-mce-fragment="1">Complies with the latest advanced grid support</li><li data-mce-fragment="1">Remote automatic updates for the latest grid requirements</li><li data-mce-fragment="1">Configurable to support a wide range of grid profiles</li><li data-mce-fragment="1">Meets CA Rule 21 (UL 1741-SA) requirements</li></ul>
USSE100-0187 | 1471.39 | SE-CELL-B-R05-S-S5 | SolarEdge Cellular Plug-in w/ 5 Year Data Plan, ACâ‰¤1000kW, SE-CELL-B-R05-S-S5 | <table width="100%" data-mce-fragment="1"><tbody data-mce-fragment="1"><tr data-mce-fragment="1"><td style="width: 955.59px;" data-mce-fragment="1" data-mce-style="width: 955.59px;"><strong>SolarEdge Cellular Plug-in w/ 5 Year Data Plan, ACâ‰¤1000kW, SE-CELL-B-R05-S-S5</strong></td></tr><tr data-mce-fragment="1"><td style="width: 955.59px;" data-mce-fragment="1" data-mce-style="width: 955.59px;"><p data-mce-fragment="1"><span>SolarEdge SetAPP series of commercial inverters to the internet via cell signal. Reduces or eliminates the need for additional internet infrastructure delivered to inverter. Comprehensive US coverage enables remote monitoring and troubleshooting..</span></p><p><strong>SPECIFICATIONS</strong><br></p><table width="100%"><tbody><tr><td style="width: 48.2638%;" data-mce-style="width: 48.2638%;"><span>Model</span></td><td style="width: 47.7362%;" data-mce-style="width: 47.7362%;">SE-CELL-B-R05-S-S5</td></tr><tr><td style="width: 48.2638%;" data-mce-style="width: 48.2638%;"><span>Series</span></td><td style="width: 47.7362%;" data-mce-style="width: 47.7362%;"><span>-</span></td></tr><tr><td style="width: 48.2638%;" data-mce-style="width: 48.2638%;"><span>Manufacturer</span></td><td style="width: 47.7362%;" data-mce-style="width: 47.7362%;">Solaredge</td></tr></tbody></table></td></tr></tbody></table><p><br><strong>GENERAL SPECIFICATIONS</strong><br></p><table width="100%"><tbody><tr><td style="width: 49.0244%;" data-mce-style="width: 49.0244%;"><span>Manufacturer Part Number</span></td><td style="width: 47.9756%;" data-mce-style="width: 47.9756%;"><span>CELL-B-R05-US-S-S5</span></td></tr><tr><td style="width: 49.0244%;" data-mce-style="width: 49.0244%;"><span>Voltage</span></td><td style="width: 47.9756%;" data-mce-style="width: 47.9756%;"><span>Voltage</span></td></tr><tr><td style="width: 49.0244%;" data-mce-style="width: 49.0244%;"><span>Dimensions</span></td><td style="width: 47.9756%;" data-mce-style="width: 47.9756%;"><span>2 x 2 x 2 in</span></td></tr><tr><td style="width: 49.0244%;" data-mce-style="width: 49.0244%;">Weight</td><td style="width: 47.9756%;" data-mce-style="width: 47.9756%;"><span>2 lb</span></td></tr></tbody></table><p><strong>Warranty</strong><br data-mce-fragment="1"></p><ul><li>Manufacturer 5 Years Warranty</li></ul><p>* Refer to warranty document for terms and conditions<br data-mce-fragment="1"><strong>Documentation</strong></p><table width="100%"><tbody><tr><td style="width: 24%;" data-mce-style="width: 24%;"><a href="https://7534425.app.netsuite.com/core/media/media.nl?id=602766&amp;c=7534425&amp;h=Akly1Dxp5v_4gNzXPnWusSnPa7aqteFJENHYmbpnq2bzmdL4&amp;_xt=.pdf"><span style="color: #2b00ff;" data-mce-style="color: #2b00ff;">Data Sheet</span></a></td></tr></tbody></table><p><br><strong>Detailed Information</strong></p><p><span>SolarEdge SetAPP series of commercial inverters to the internet via cell signal. Reduces or eliminates the need for additional internet infrastructure delivered to inverter. Comprehensive US coverage enables remote monitoring and troubleshooting.</span></p><p><span>Compatible with inverters with SetApp configuration. Connects SolarEdge inverters wirelessly to the Internet.</span></p><p><span></span><strong>High Reliability</strong></p><p>No need for internet infrastructure at site</p><p>Enables remote analysis and troubleshooting</p><p>Connects SolarEdge inverters wirelessly to the internet</p>
USSE100-0186 | 626.8 | SE-CELL-B-R05-S-S4 | SolarEdge Cellular Plug-in w/ 5 Year Data Plan, ACâ‰¤200kW, SE-CELL-B-R05-S-S4 | <table width="100%" data-mce-fragment="1"><tbody data-mce-fragment="1"><tr data-mce-fragment="1"><td style="width: 955.59px;" data-mce-fragment="1" data-mce-style="width: 955.59px;"><strong>SolarEdge Cellular Plug-in w/ 5 Year Data Plan, ACâ‰¤200kW, SE-CELL-B-R05-S-S4</strong></td></tr><tr data-mce-fragment="1"><td style="width: 955.59px;" data-mce-fragment="1" data-mce-style="width: 955.59px;"><p data-mce-fragment="1"><span>SolarEdge SetAPP series of commercial inverters to the internet via cell signal. Reduces or eliminates the need for additional internet infrastructure delivered to inverter. Comprehensive US coverage enables remote monitoring and troubleshooting..</span></p><p><strong>SPECIFICATIONS</strong><br></p><table width="100%"><tbody><tr><td style="width: 48.2638%;" data-mce-style="width: 48.2638%;"><span>Model</span></td><td style="width: 47.7362%;" data-mce-style="width: 47.7362%;">SE-CELL-B-R05-S-S4</td></tr><tr><td style="width: 48.2638%;" data-mce-style="width: 48.2638%;"><span>Series</span></td><td style="width: 47.7362%;" data-mce-style="width: 47.7362%;"><span>-</span></td></tr><tr><td style="width: 48.2638%;" data-mce-style="width: 48.2638%;"><span>Manufacturer</span></td><td style="width: 47.7362%;" data-mce-style="width: 47.7362%;">Solaredge</td></tr></tbody></table></td></tr></tbody></table><p><br><strong>GENERAL SPECIFICATIONS</strong><br></p><table width="100%"><tbody><tr><td style="width: 49.0244%;" data-mce-style="width: 49.0244%;"><span>Manufacturer Part Number</span></td><td style="width: 47.9756%;" data-mce-style="width: 47.9756%;">CELL-B-R05-S-S4</td></tr><tr><td style="width: 49.0244%;" data-mce-style="width: 49.0244%;"><span>Voltage</span></td><td style="width: 47.9756%;" data-mce-style="width: 47.9756%;"><span>Voltage</span></td></tr><tr><td style="width: 49.0244%;" data-mce-style="width: 49.0244%;"><span>Dimensions</span></td><td style="width: 47.9756%;" data-mce-style="width: 47.9756%;"><span>2 x 2 x 2 in</span></td></tr><tr><td style="width: 49.0244%;" data-mce-style="width: 49.0244%;">Weight</td><td style="width: 47.9756%;" data-mce-style="width: 47.9756%;"><span>2 lb</span></td></tr></tbody></table><p><strong>Warranty</strong><br data-mce-fragment="1"></p><ul><li>Manufacturer 5 Years Warranty</li></ul><p>* Refer to warranty document for terms and conditions<br data-mce-fragment="1"><strong>Documentation</strong></p><table width="100%"><tbody><tr><td style="width: 24%;" data-mce-style="width: 24%;"><a href="https://7534425.app.netsuite.com/core/media/media.nl?id=602766&amp;c=7534425&amp;h=Akly1Dxp5v_4gNzXPnWusSnPa7aqteFJENHYmbpnq2bzmdL4&amp;_xt=.pdf"><span style="color: #2b00ff;" data-mce-style="color: #2b00ff;">Data Sheet</span></a></td></tr></tbody></table><p><br><strong>Detailed Information</strong></p><p><span>SolarEdge SetAPP series of commercial inverters to the internet via cell signal. Reduces or eliminates the need for additional internet infrastructure delivered to inverter. Comprehensive US coverage enables remote monitoring and troubleshooting.</span></p><p><span>Compatible with inverters with SetApp configuration. Connects SolarEdge inverters wirelessly to the Internet.</span></p><p><span></span><strong>High Reliability</strong></p><p>No need for internet infrastructure at site</p><p>Enables remote analysis and troubleshooting</p><p>Connects SolarEdge inverters wirelessly to the internet</p>
USSE100-0185 | 27.69 | BRK-20A-2P-240V-B | Enphase Iq Combiner BRK-20A-2P-240V-B 2-pole 20a Combiner Breaker | <table width="100%" data-mce-fragment="1"><tbody data-mce-fragment="1"><tr data-mce-fragment="1"><td style="width: 955.59px;" data-mce-fragment="1" data-mce-style="width: 955.59px;"><strong>ENPHASE IQ COMBINER BRK-20A-2P-240V-B 2-POLE 20A COMBINER BREAKER</strong></td></tr><tr data-mce-fragment="1"><td style="width: 955.59px;" data-mce-fragment="1" data-mce-style="width: 955.59px;"><p><span>The Enphase IQ System Controller 2 connects the home to grid power, the IQ Battery system, and solar PV. It provides microgrid interconnection device (MID) functionality by automatically detecting and seamlessly transitioning the home energy system from grid power to backup power in the event of a grid failure. It consolidates interconnection equipment into a single enclosure and streamlines grid independent capabilities of PV and storage installations by providing a consistent, pre-wired solution for residential applications.</span></p><p><strong>SPECIFICATIONS</strong><br></p><table width="100%"><tbody><tr><td style="width: 48.2638%;" data-mce-style="width: 48.2638%;"><span>Model</span></td><td style="width: 47.7362%;" data-mce-style="width: 47.7362%;">BRK-20A-2P-240V-BÂ </td></tr><tr><td style="width: 48.2638%;" data-mce-style="width: 48.2638%;"><span>Series</span></td><td style="width: 47.7362%;" data-mce-style="width: 47.7362%;"><span>-</span></td></tr><tr><td style="width: 48.2638%;" data-mce-style="width: 48.2638%;"><span>Manufacturer</span></td><td style="width: 47.7362%;" data-mce-style="width: 47.7362%;">Enhpase<br></td></tr></tbody></table></td></tr></tbody></table><p><br><strong>GENERAL SPECIFICATIONS</strong><br></p><table width="100%"><tbody><tr><td style="width: 49.0244%;" data-mce-style="width: 49.0244%;"><span>Amps</span></td><td style="width: 47.9756%;" data-mce-style="width: 47.9756%;"><span>20 A</span></td></tr><tr><td style="width: 49.0244%;" data-mce-style="width: 49.0244%;"><span>Volts</span></td><td style="width: 47.9756%;" data-mce-style="width: 47.9756%;"><span>120/240 VAC</span></td></tr><tr><td style="width: 49.0244%;" data-mce-style="width: 49.0244%;"><span>Mount</span></td><td style="width: 47.9756%;" data-mce-style="width: 47.9756%;"><span>BR (Plug-in)</span></td></tr><tr><td style="width: 49.0244%;" data-mce-style="width: 49.0244%;"><span>Type</span></td><td style="width: 47.9756%;" data-mce-style="width: 47.9756%;"><span>Two Pole</span></td></tr></tbody></table><p><strong>Warranty</strong><br data-mce-fragment="1"></p><ul><li>Manufacturer 5 Years Warranty</li></ul><p>* Refer to warranty document for terms and conditions<br data-mce-fragment="1"><strong>Documentation</strong></p><table width="100%"><tbody><tr><td style="width: 24%;" data-mce-style="width: 24%;"><span style="color: #2b00ff;" data-mce-style="color: #2b00ff;">Data Sheet</span></td></tr></tbody></table><p><br><strong>Detailed Information</strong></p><p><span data-mce-fragment="1">The Enphase IQ System Controller 2 connects the home to grid power, the IQ Battery system, and solar PV. It provides microgrid interconnection device (MID) functionality by automatically detecting and seamlessly transitioning the home energy system from grid power to backup power in the event of a grid failure. It consolidates interconnection equipment into a single enclosure and streamlines grid independent capabilities of PV and storage installations by providing a consistent, pre-wired solution for residential applications.</span>Â </p><p><span></span><strong>High Reliability</strong></p><p>Reverse polarity protection (anycombination)</p><p>Short-circuit protection</p><p>Overcurrent protection</p>
USIN100-0039 | 2689.7 | SE40K-USR8IBNZ4 | SolarEdge SE40K-USR8IBNZ4 40000W 3-Phase Inverter, 277/480V | <p data-mce-fragment="1">The SolarEdge SE40K-USR8IBNZ4 is a three-phase inverter designed for solar energy systems. It incorporates an inverter, charger controller, and a display with remote monitoring. The system is versatile and can be installed in grid-tied, off-grid, or battery backup solar setups. It manages power flow between various sources including solar panels, batteries, the grid, loads, and generators.</p><p data-mce-fragment="1"><strong data-mce-fragment="1">Specifications:</strong></p><ul data-mce-fragment="1"><li data-mce-fragment="1"><strong data-mce-fragment="1">Model:</strong> SolarEdge - SE40K-USR8IBNZ4</li><li data-mce-fragment="1"><strong data-mce-fragment="1">Series:</strong> Three Phase</li><li data-mce-fragment="1"><strong data-mce-fragment="1">Manufacturer:</strong> SolarEdge</li></ul><p data-mce-fragment="1"><strong data-mce-fragment="1">Electrical Data - Output:</strong></p><ul data-mce-fragment="1"><li data-mce-fragment="1"><strong data-mce-fragment="1">Rated AC Power Output:</strong> 40000VA</li><li data-mce-fragment="1"><strong data-mce-fragment="1">Maximum AC Power Output:</strong> 40000VA</li><li data-mce-fragment="1"><strong data-mce-fragment="1">AC Output Line Connections:</strong> 3W + PE, 4W + PE</li><li data-mce-fragment="1"><strong data-mce-fragment="1">AC Output Voltage (L-N):</strong> Ranges from Minimum: 244VAC, Nominal: 277VAC, to Maximum: 305VAC</li><li data-mce-fragment="1"><strong data-mce-fragment="1">AC Output Voltage (L-L):</strong> Ranges from Minimum: 422.5VAC, Nominal: 480VAC, to Maximum: 529VAC</li><li data-mce-fragment="1"><strong data-mce-fragment="1">AC Frequency:</strong> Ranges from Minimum: 59.3Hz, Nominal: 60Hz, to Maximum: 60.5Hz</li><li data-mce-fragment="1"><strong data-mce-fragment="1">Maximum Continuous Output Current:</strong> 48.25 Amps per Phase</li><li data-mce-fragment="1"><strong data-mce-fragment="1">GFDI Threshold:</strong> 1</li><li data-mce-fragment="1"><strong data-mce-fragment="1">Utility Monitoring, Islanding Protection, County Configurable Set Points:</strong> Yes</li></ul><p data-mce-fragment="1"><strong data-mce-fragment="1">Electrical Data - Input:</strong></p><ul data-mce-fragment="1"><li data-mce-fragment="1"><strong data-mce-fragment="1">Maximum DC Power (Module STC):</strong> 60000 Watts</li><li data-mce-fragment="1"><strong data-mce-fragment="1">Transformer-Less Ungrounded:</strong> Yes</li><li data-mce-fragment="1"><strong data-mce-fragment="1">Maximum Input Voltage DC+ to DC-:</strong> 1000 VDC</li><li data-mce-fragment="1"><strong data-mce-fragment="1">Nominal Input Voltage DC+ to DC-:</strong> 850 VDC</li><li data-mce-fragment="1"><strong data-mce-fragment="1">Maximum Input Current:</strong> 48.25 ADC</li><li data-mce-fragment="1"><strong data-mce-fragment="1">Maximum Input Short Circuit Current:</strong> 55 ADC</li><li data-mce-fragment="1"><strong data-mce-fragment="1">Reverse-Polarity Protection:</strong> Yes</li><li data-mce-fragment="1"><strong data-mce-fragment="1">Ground-Fault Isolation Detection:</strong> 167kO Sensitivity</li><li data-mce-fragment="1"><strong data-mce-fragment="1">CEC Weighted Efficiency:</strong> 0.985</li><li data-mce-fragment="1"><strong data-mce-fragment="1">Night-Time Power Consumption:</strong> &lt; 4 Watts</li></ul><p data-mce-fragment="1"><strong data-mce-fragment="1">Warranty:</strong></p><ul data-mce-fragment="1"><li data-mce-fragment="1">Manufacturer Warranty: 12 Years</li><li data-mce-fragment="1">Performance Warranty: 12 Years</li><li data-mce-fragment="1">Refer to the warranty document for terms and conditions.</li></ul><p data-mce-fragment="1"><strong data-mce-fragment="1">Documentation:</strong></p><ul data-mce-fragment="1"><li data-mce-fragment="1">Data Sheet: <a href="https://cdn.shopify.com/s/files/1/0566/3408/1340/files/SolarEdge-SEXXK-USR8IBNZ4-se-three-phase-inverter-setapp-480-datasheet-na_d7e6b3f4-c78c-497c-bee1-db6158589c76.pdf?v=1678335254" data-mce-fragment="1" data-mce-href="https://cdn.shopify.com/s/files/1/0566/3408/1340/files/SolarEdge-SEXXK-USR8IBNZ4-se-three-phase-inverter-setapp-480-datasheet-na_d7e6b3f4-c78c-497c-bee1-db6158589c76.pdf?v=1678335254" target="_new">Link</a></li></ul><p data-mce-fragment="1"><strong data-mce-fragment="1">Additional Information:</strong></p><ul data-mce-fragment="1"><li data-mce-fragment="1">The SE40K-USR8IBNZ4 is part of SolarEdge's line of commercial inverters and comes in 17.3kW and 40kW models.</li><li data-mce-fragment="1">These inverters are designed to be lightweight, easy to install, and offer improved energy production.</li><li data-mce-fragment="1">They have enhanced protection against lightning events with replaceable surge protection devices.</li><li data-mce-fragment="1">The product adheres to various quality and certification standards including UL1741, IEEE1547, FCC Part 15 class A, and more.</li></ul>
USIN100-0074 | 2447.26 | SE33.3K-USR48BNU4 | SolarEdge SE33.3K-USR48BNU4 Three Phase Inverter 33.3.0kW, 270/480V | <p data-mce-fragment="1">The SolarEdge SE33.3K-USR48BNU4 is a three-phase inverter with a power output of 33.3 kW and voltage compatibility of 270/480V. This inverter is a part of the SolarEdge Inverter System, an all-in-one solution that includes an inverter, charger controller, and a display with remote monitoring capabilities. Designed for Grid-tied, Off-Grid, or Battery Backup solar systems, the Sol-Ark efficiently manages power flow between Solar, Battery, Grid, Loads, and Generator.</p><p data-mce-fragment="1"><strong data-mce-fragment="1">Specifications:</strong></p><ul data-mce-fragment="1"><li data-mce-fragment="1"><strong data-mce-fragment="1">Model:</strong> SolarEdge SE33.3K-USR48BNU4</li><li data-mce-fragment="1"><strong data-mce-fragment="1">Series:</strong> Energy Hub</li><li data-mce-fragment="1"><strong data-mce-fragment="1">Manufacturer:</strong> SolarEdge</li></ul><p data-mce-fragment="1"><strong data-mce-fragment="1">ELECTRICAL DATA - OUTPUT:</strong></p><ul data-mce-fragment="1"><li data-mce-fragment="1">Rated AC Power Output: 33,300 VA</li><li data-mce-fragment="1">Maximum AC Power Output: 33,300 VA</li><li data-mce-fragment="1">AC Output Voltage @240V: 244-277-305 V</li><li data-mce-fragment="1">AC Output Voltage @208V: 422.5-480-529 V</li><li data-mce-fragment="1">AC Frequency (Nominal): 59.3-60-60.5 Hz</li><li data-mce-fragment="1">Maximum Continuous Output Current @240V: 40 A</li><li data-mce-fragment="1">Maximum Continuous Output Current @208V: 40 A</li><li data-mce-fragment="1">GFDI Threshold: 1 A</li><li data-mce-fragment="1">Utility Monitoring, Islanding Protection, County Configurable Set Points: Yes</li></ul><p data-mce-fragment="1"><strong data-mce-fragment="1">ELECTRICAL DATA - INPUT:</strong></p><ul data-mce-fragment="1"><li data-mce-fragment="1">Maximum DC Power @240V: 45,000 W</li><li data-mce-fragment="1">Maximum DC Power @208V: 45,000 W</li><li data-mce-fragment="1">Transformer-Less Ungrounded: Yes</li><li data-mce-fragment="1">Maximum Input Voltage: 490 VDC</li><li data-mce-fragment="1">Nominal DC Input Voltage: 490 VDC</li><li data-mce-fragment="1">Maximum Input Current @240V: 40 ADC</li><li data-mce-fragment="1">Maximum Input Current @208V: 45 ADC</li><li data-mce-fragment="1">Maximum Input Short Circuit Current: 45 ADC</li><li data-mce-fragment="1">Reverse-Polarity Protection: Yes</li></ul><p data-mce-fragment="1"><strong data-mce-fragment="1">Warranty:</strong></p><ul data-mce-fragment="1"><li data-mce-fragment="1">Manufacturer Warranty: 12 Years</li><li data-mce-fragment="1"><em data-mce-fragment="1">Refer to warranty document for terms and conditions</em></li></ul><p data-mce-fragment="1"><strong data-mce-fragment="1">Documentation:</strong></p><ul data-mce-fragment="1"><li data-mce-fragment="1">Data Sheet: <a href="https://cdn.shopify.com/s/files/1/0566/3408/1340/files/ZZ084600217_DS_1.pdf?v=1678172350" data-mce-fragment="1" data-mce-href="https://cdn.shopify.com/s/files/1/0566/3408/1340/files/ZZ084600217_DS_1.pdf?v=1678172350" target="_new">Download Data Sheet</a></li></ul><p data-mce-fragment="1"><strong data-mce-fragment="1">Detailed Information:</strong> The SolarEdge three-phase inverter incorporates advanced digital control technology and efficient power conversion architecture to optimize solar power harvesting and ensure exceptional reliability. The fixed-voltage technology maintains the inverter's optimal input voltage across various string lengths and environmental conditions. A proprietary data monitoring receiver is integrated into the inverter, aggregating power optimizer performance data from each PV module.</p><p data-mce-fragment="1"><strong data-mce-fragment="1">High reliability:</strong> The inverter's cell interconnections and diode placement adhere to industry standards, delivering proven reliability.</p><p data-mce-fragment="1"><strong data-mce-fragment="1">Installation and Quality:</strong> The inverter is designed to be small, lightweight, and easy to install. It meets quality standards such as UL1741, UL1741 SA, UL1699B, CSA C22.2, and is equipped with Canadian AFCI according to T.I.L. M-07.</p>
USIN100-0038 | 1454.6932 | SE20K-USR8TBNU4 | SolarEdge SE20K-USR8TBNU4 20kW 480VDC 3-Phase SetAPP Inverter w/ AC RSD, DC Safety Switch & AFCI | <div class="flex-1 overflow-hidden"><div class="react-scroll-to-bottom--css-wfwih-79elbk h-full dark:bg-gray-800"><div class="react-scroll-to-bottom--css-wfwih-1n7m0yu"><div class="flex flex-col text-sm dark:bg-gray-800"><div data-testid="conversation-turn-58" class="group w-full text-token-text-primary border-b border-black/10 dark:border-gray-900/50 bg-gray-50 dark:bg-[#444654]"><div class="p-4 justify-center text-base md:gap-6 md:py-6 m-auto"><div class="flex flex-1 gap-4 text-base mx-auto md:gap-6 md:max-w-2xl lg:max-w-[38rem] xl:max-w-3xl }"><div class="relative flex w-[calc(100%-50px)] flex-col gap-1 md:gap-3 lg:w-[calc(100%-115px)]"><div class="flex flex-grow flex-col gap-3 max-w-full"><div class="min-h-[20px] flex flex-col items-start gap-3 overflow-x-auto whitespace-pre-wrap break-words"><div class="markdown prose w-full break-words dark:prose-invert light"><p>The SolarEdge three-phase inverter merges advanced digital control technology with efficient power conversion mechanisms. This fusion results in outstanding solar power harvesting and leading reliability. The inverter's fixed-voltage technology ensures it consistently operates at its optimal input voltage, regardless of string lengths or environmental variables.</p><hr><h4>Key Features:</h4><ul><li><strong>High reliability:</strong> Established industry practices for cell interconnections and diode placements ensure robust reliability.</li><li><strong>Convenient Installation:</strong> The design is compact, lightweight, and installation-friendly.</li><li><strong>Certifications:</strong> UL1741, UL1741 SA, UL1699B, CSA C22.2, Canadian AFCI according to T.I.L. M-07, IEEE1547, Rule 21, Rule 14(HI).</li></ul><hr><p>For more details, see the <a href="https://cdn.shopify.com/s/files/1/0566/3408/1340/files/se-three-phase-us-inverter-277-480V-setapp-datasheet_-DS.pdf?v=1678171792" target="_new">Data Sheet</a>.</p><hr><p>Note: The HTML source you provided does not contain details for weight and dimensions for the SolarEdge Inverter System. Please consult the product manual or website for that information.</p></div></div></div></div></div></div></div></div></div></div></div><div class="absolute bottom-0 left-0 w-full border-t md:border-t-0 dark:border-white/20 md:border-transparent md:dark:border-transparent md:bg-vert-light-gradient bg-white dark:bg-gray-800 md:!bg-transparent dark:md:bg-vert-dark-gradient pt-2 md:pl-2 md:w-[calc(100%-.5rem)]"><form class="stretch mx-2 flex flex-row gap-3 last:mb-2 md:mx-4 md:last:mb-6 lg:mx-auto lg:max-w-2xl xl:max-w-3xl"><div class="relative flex h-full flex-1 items-stretch md:flex-col"><div class="flex w-full items-center"><br></div></div></form></div><ul></ul>
USSE100-0184 | 154.36 | SEACTL-1250-300-C3 | SolarEdge SEACTL-1250-300-C3 300A Current Transformer | <table width="100%" data-mce-fragment="1"><tbody data-mce-fragment="1"><tr data-mce-fragment="1"><td style="width: 955.59px;" data-mce-style="width: 955.59px;" data-mce-fragment="1"><strong>SolarEdge SEACTL-1250-300-C3 300A Current Transformer</strong></td></tr><tr data-mce-fragment="1"><td style="width: 955.59px;" data-mce-style="width: 955.59px;" data-mce-fragment="1"><p data-mce-fragment="1"><span>Current transformers (CT's) provide a simple, inexpensive, and accurate means of measuring current flow in SolarEdge Revenue Grade Meters. When ordering a Revenue Grade Meter, order a compatible current transformer as well.</span></p><p><strong>SPECIFICATIONS</strong><br></p><table width="100%"><tbody><tr><td style="width: 48.2638%;" data-mce-style="width: 48.2638%;"><span>Model</span></td><td style="width: 47.7362%;" data-mce-style="width: 47.7362%;">SEACTL-1250-300-C3</td></tr><tr><td style="width: 48.2638%;" data-mce-style="width: 48.2638%;"><span>Series</span></td><td style="width: 47.7362%;" data-mce-style="width: 47.7362%;"><span>-</span></td></tr><tr><td style="width: 48.2638%;" data-mce-style="width: 48.2638%;"><span>Manufacturer</span></td><td style="width: 47.7362%;" data-mce-style="width: 47.7362%;">SolarEdge</td></tr></tbody></table></td></tr></tbody></table><p><br><strong>GENERAL SPECIFICATIONS</strong><br></p><table width="100%"><tbody><tr><td style="width: 49.0244%;" data-mce-style="width: 49.0244%;"><span>Type</span></td><td style="width: 47.9756%;" data-mce-style="width: 47.9756%;"><span>Transformer</span></td></tr><tr><td style="width: 49.0244%;" data-mce-style="width: 49.0244%;"><span>Manufacturer</span></td><td style="width: 47.9756%;" data-mce-style="width: 47.9756%;"><span>Prosolar</span></td></tr><tr><td style="width: 49.0244%;" data-mce-style="width: 49.0244%;"><span>Application</span></td><td style="width: 47.9756%;" data-mce-style="width: 47.9756%;"><span>Commercial Consumption/RGM Meter</span></td></tr><tr><td style="width: 49.0244%;" data-mce-style="width: 49.0244%;">Color</td><td style="width: 47.9756%;" data-mce-style="width: 47.9756%;">Blue</td></tr></tbody></table><p><strong>Warranty</strong><br data-mce-fragment="1"></p><ul><li>Manufacturer 25 Years Warranty</li></ul><p>* Refer to warranty document for terms and conditions<br data-mce-fragment="1"><strong>Documentation</strong></p><table width="100%"><tbody><tr><td style="width: 24%;" data-mce-style="width: 24%;"><a href="https://buy.wesco.com/static/catalog/products/images/PDF/ZZ084600228_DS.pdf"><span style="color: #2b00ff;" data-mce-style="color: #2b00ff;">Data Sheet</span></a></td></tr></tbody></table><p><br><strong>Detailed Information</strong></p><p><span>Current transformers (CT's) provide a simple, inexpensive, and accurate means of measuring current flow in SolarEdge Revenue Grade Meters. When ordering a Revenue Grade Meter, order a compatible current transformer as well.</span></p><p><span></span><strong>High Reliability</strong></p><p>Easy to install</p><p>One current transformer per phase; sold in kits of three. For other ratings contact SolarEdge.</p>
USSPO001-0014 | 91.45 | SE5000H-US000BNV4 | SolarEdge SE5000H-US000BNV4 5000w HD Wave & EV Charger | <table data-mce-fragment="1" width="100%"><tbody data-mce-fragment="1"><tr data-mce-fragment="1"><td data-mce-fragment="1" style="width: 955.59px;" data-mce-style="width: 955.59px;"><strong>SolarEdge SE5000H-US000BNV4 5000w hd wave &amp; ev charger</strong></td></tr><tr data-mce-fragment="1"><td data-mce-fragment="1" style="width: 955.59px;" data-mce-style="width: 955.59px;"><p data-mce-fragment="1"><span>SolarEdge's latest generation of single phase inverters are designed using a novel power conversion technology that is based on a distributed switching and powerful DSP processing. The inverter is able to synthesize a clean sine wave that leads to a dramatic reduction in the magnetics and heavy cooling elements. The result is an even smaller and lighter inverter for simplified shipping and storing, and easy one-person installation. The record-breaking 99% efficiency allows more energy production for an improved ROI.</span></p><p><strong>SPECIFICATIONS</strong><br></p><table width="100%"><tbody><tr><td style="width: 48.2638%;" data-mce-style="width: 48.2638%;"><span>Model</span></td><td style="width: 47.7362%;" data-mce-style="width: 47.7362%;">SE5000H-US000BNV4</td></tr><tr><td style="width: 48.2638%;" data-mce-style="width: 48.2638%;"><span>Series</span></td><td style="width: 47.7362%;" data-mce-style="width: 47.7362%;"><span>-</span></td></tr><tr><td style="width: 48.2638%;" data-mce-style="width: 48.2638%;"><span>Manufacturer</span></td><td style="width: 47.7362%;" data-mce-style="width: 47.7362%;">Solaredge</td></tr></tbody></table></td></tr></tbody></table><p><br><strong>GENERAL SPECIFICATIONS</strong><br></p><table width="100%"><tbody><tr><td style="width: 49.0244%;" data-mce-style="width: 49.0244%;"><span>Type</span></td><td style="width: 47.9756%;" data-mce-style="width: 47.9756%;">Inverter</td></tr><tr><td style="width: 49.0244%;" data-mce-style="width: 49.0244%;"><span>Weight</span></td><td style="width: 47.9756%;" data-mce-style="width: 47.9756%;"><span>1.55 lb</span></td></tr><tr><td style="width: 49.0244%;" data-mce-style="width: 49.0244%;"><span>Dimensions</span></td><td style="width: 47.9756%;" data-mce-style="width: 47.9756%;"><span>15 x 4.15 x 1 inches</span></td></tr><tr><td style="width: 49.0244%;" data-mce-style="width: 49.0244%;">Color</td><td style="width: 47.9756%;" data-mce-style="width: 47.9756%;">White</td></tr></tbody></table><p><strong>Warranty</strong><br data-mce-fragment="1"></p><ul><li><span>Standard 12-year warranty</span></li><li><span>extendable to 20 or 25 years</span></li></ul><p>* Refer to warranty document for terms and conditions<br data-mce-fragment="1"><strong>Documentation</strong></p><table width="100%"><tbody><tr><td style="width: 24%;" data-mce-style="width: 24%;"><a href="https://www.solarflexion.com/v/vspfiles/files/pdfs/solaredge/SE7600H-US000BNV4_Data_Sheet.pdf"><span style="color: #2b00ff;" data-mce-style="color: #2b00ff;">Data Sheet</span></a></td></tr></tbody></table><p><br><strong>Detailed Information</strong></p><p><span>SolarEdge'sÂ HD-Wave technology inverter, winner of the prestigious 2016 Intersolar award, breaks the mold of traditional inverters. Using a novel power conversion technology that is based on a distributed switching and powerful DSP processing, the HD-Wave technology inverter is able to synthesize a clean sine wave that leads to a dramatic reduction in the magnetics and heavy cooling elements. This small and lightweight inverter enables simplified shipping and storing and one-person installation. The record-breaking efficiency allows more energy production for an improved ROI.</span></p><p><span></span><strong>High Reliability</strong></p><p>High reliability due to lower heat dissipation</p><p>Quick and easy inverter commissioning directly from your smartphone using the SolarEdge SetApp</p>
USSE100-0182 | 32.54 | SEACT0750-200NA | SolarEdge SEACT0750-200NA 200A CT Electricity Meter | <table width="100%" data-mce-fragment="1"><tbody data-mce-fragment="1"><tr data-mce-fragment="1"><td style="width: 955.59px;" data-mce-fragment="1" data-mce-style="width: 955.59px;"><strong>SolarEdge SEACT0750-200NA 200A CT electricity meter</strong></td></tr><tr data-mce-fragment="1"><td style="width: 955.59px;" data-mce-fragment="1" data-mce-style="width: 955.59px;"><p data-mce-fragment="1"><span>Current transformers (CTâ€™s) provide a simple, inexpensive, and accurate means of measuring current flow in SolarEdge Electricity Meters. When ordering a SolarEdge Electricity Meter, order compatible current transformers as well.</span></p><p><strong>SPECIFICATIONS</strong><br></p><table width="100%"><tbody><tr><td style="width: 48.2638%;" data-mce-style="width: 48.2638%;"><span>Model</span></td><td style="width: 47.7362%;" data-mce-style="width: 47.7362%;">SEACT0750-200NA</td></tr><tr><td style="width: 48.2638%;" data-mce-style="width: 48.2638%;"><span>Series</span></td><td style="width: 47.7362%;" data-mce-style="width: 47.7362%;"><span>-</span></td></tr><tr><td style="width: 48.2638%;" data-mce-style="width: 48.2638%;"><span>Manufacturer</span></td><td style="width: 47.7362%;" data-mce-style="width: 47.7362%;">SolarEdge</td></tr></tbody></table></td></tr></tbody></table><p><br><strong>GENERAL SPECIFICATIONS</strong><br></p><table width="100%"><tbody><tr><td style="width: 49.0244%;" data-mce-style="width: 49.0244%;"><span>Type</span></td><td style="width: 47.9756%;" data-mce-style="width: 47.9756%;"><span data-mce-fragment="1">Current</span></td></tr><tr><td style="width: 49.0244%;" data-mce-style="width: 49.0244%;"><span>Color</span></td><td style="width: 47.9756%;" data-mce-style="width: 47.9756%;">Blue<br></td></tr><tr><td style="width: 49.0244%;" data-mce-style="width: 49.0244%;"><span>Weight</span></td><td style="width: 47.9756%;" data-mce-style="width: 47.9756%;"><span>3.9 Lbs.</span></td></tr><tr><td style="width: 49.0244%;" data-mce-style="width: 49.0244%;"><span>Dimension</span></td><td style="width: 47.9756%;" data-mce-style="width: 47.9756%;">8.1 x 12.4 x 4.6 (206.6 x 316 x 117.5) In. (mm)</td></tr></tbody></table><p><strong>Warranty</strong><br data-mce-fragment="1"></p><ul><li>Manufacturer 12 Years Warranty</li></ul><p>* Refer to warranty document for terms and conditions<br data-mce-fragment="1"><strong>Documentation</strong></p><table width="100%"><tbody><tr><td style="width: 24%;" data-mce-style="width: 24%;"><span style="color: #2b00ff;" data-mce-style="color: #2b00ff;">Data Sheet</span></td></tr></tbody></table><p><br><strong>Detailed Information</strong></p><p><span>Current transformers (CTâ€™s) provide a simple, inexpensive, and accurate means of measuring current flow in SolarEdge Electricity Meters. When ordering a SolarEdge Electricity Meter, order compatible current transformers as well.</span></p><p><strong>High Reliability</strong></p><p>Simple installation and connectivity</p><p>Provides high accuracy meter readings</p><p>Suitable for export limitation, consumption monitoring and StorEdge applications</p>
USSE100-0181 | 171.04 | SE-MTR240-0-000-S2 | SolarEdge SE-MTR240-0-000-S2 Inverters NEMA3R 1PH 240V Electricity Meter | <table width="100%" data-mce-fragment="1"><tbody data-mce-fragment="1"><tr data-mce-fragment="1"><td style="width: 955.59px;" data-mce-fragment="1" data-mce-style="width: 955.59px;"><strong>SolarEdge SE-MTR240-0-000-S2 Inverters NEMA3R 1PH 240V Electricity Meter</strong></td></tr><tr data-mce-fragment="1"><td style="width: 955.59px;" data-mce-fragment="1" data-mce-style="width: 955.59px;"><p data-mce-fragment="1"><span>The SolarEdge SE-MTR240-2-200-S2 Electricity Meter is suitable for import/export monitoring, export limitation, and StorEdgeâ„¢ products. Any SolarEdge inverter or Control and Communication Gateway (CCG) will read the exported power from the meter installed at the grid connection point or the consumption from the meter installed at the load consumption point. The SE-MTR240-2-200-S2 is single/split phase and can be connected to the RS485 port of SolarEdge devices. A SolarEdge device will read the energy values from the electricity meter and send it to the SolarEdge monitoring portal.</span></p><p><strong>SPECIFICATIONS</strong><br></p><table width="100%"><tbody><tr><td style="width: 48.2638%;" data-mce-style="width: 48.2638%;"><span>Model</span></td><td style="width: 47.7362%;" data-mce-style="width: 47.7362%;">SE-MTR240-0-000-S2</td></tr><tr><td style="width: 48.2638%;" data-mce-style="width: 48.2638%;"><span>Series</span></td><td style="width: 47.7362%;" data-mce-style="width: 47.7362%;"><span>-</span></td></tr><tr><td style="width: 48.2638%;" data-mce-style="width: 48.2638%;"><span>Manufacturer</span></td><td style="width: 47.7362%;" data-mce-style="width: 47.7362%;">SolarEdge<br></td></tr></tbody></table></td></tr></tbody></table><p><br><strong>GENERAL SPECIFICATIONS</strong><br></p><table width="100%"><tbody><tr><td style="width: 49.0244%;" data-mce-style="width: 49.0244%;"><span>Operating voltage range</span></td><td style="width: 47.9756%;" data-mce-style="width: 47.9756%;"><span>211 - 264 Volts AC</span></td></tr><tr><td style="width: 49.0244%;" data-mce-style="width: 49.0244%;"><span>Power consumption</span></td><td style="width: 47.9756%;" data-mce-style="width: 47.9756%;"><span data-mce-fragment="1">1.2 Watts</span></td></tr><tr><td style="width: 49.0244%;" data-mce-style="width: 49.0244%;"><span>Weight</span></td><td style="width: 47.9756%;" data-mce-style="width: 47.9756%;"><span>3.9 pounds</span></td></tr><tr><td style="width: 49.0244%;" data-mce-style="width: 49.0244%;"><span>Dimension</span></td><td style="width: 47.9756%;" data-mce-style="width: 47.9756%;"><span>8.1" x 12.4" x 4.6"</span></td></tr></tbody></table><p><strong>Warranty</strong><br data-mce-fragment="1"></p><ul><li>Manufacturer 12 Years Warranty</li></ul><p>* Refer to warranty document for terms and conditions<br data-mce-fragment="1"><strong>Documentation</strong></p><table width="100%"><tbody><tr><td style="width: 24%;" data-mce-style="width: 24%;"><a href="https://knowledge-center.solaredge.com/sites/kc/files/se_electricity_meter_na.pdf"><span style="color: #2b00ff;" data-mce-style="color: #2b00ff;">Data Sheet</span></a></td></tr></tbody></table><p><br><strong>Detailed Information</strong></p><p>The SolarEdge SE-MTR240-2-200-S2 Electricity Meter is suitable for import/export monitoring, export limitation, and StorEdge products. Any SolarEdge inverter or Control and Communication Gateway (CCG) will read the exported power from the meter installed at the grid connection point or the consumption from the meter installed at the load consumption point.</p><p>The SE-MTR240-2-200-S2 is single/split phase and can be connected to the RS485 port of SolarEdge devices. A SolarEdge device will read the energy values from the electricity meter and send it to the SolarEdge monitoring portal.</p><p>NOTE: You will also need two 200A or 400A Current Transformers (CT's) which are sold separately.</p><p><strong>High Reliability</strong></p><p>Simple installation and connectivity</p><p>Meter enclosed in type NEMA 3R box for outdoor protection</p>
USIN100-0041 | 441.77 | SolarEdge, SE1000-DTLG-S1 | SolarEdge, SE1000-DTLG-S1, Communication Data Logger | <div data-testid="conversation-turn-60" class="group w-full text-token-text-primary border-b border-black/10 dark:border-gray-900/50 bg-gray-50 dark:bg-[#444654]"><div class="p-4 justify-center text-base md:gap-6 md:py-6 m-auto"><div class="flex flex-1 gap-4 text-base mx-auto md:gap-6 md:max-w-2xl lg:max-w-[38rem] xl:max-w-3xl }"><div class="relative flex w-[calc(100%-50px)] flex-col gap-1 md:gap-3 lg:w-[calc(100%-115px)]"><div class="flex flex-grow flex-col gap-3 max-w-full"><div class="min-h-[20px] flex flex-col items-start gap-3 overflow-x-auto whitespace-pre-wrap break-words"><div class="markdown prose w-full break-words dark:prose-invert light"><p>SolarEdge Inverter System is an all-in-one system that includes an inverter, charger controller, and a display with remote monitoring. The Sol-Ark is simple to install to a Grid-tied, Off-Grid, or Battery Backup solar system, while being able to manage power to and from Solar, Battery, Grid, Loads, and Generator.</p><hr><h4>Specifications:</h4><ul><li><strong>Model:</strong> SolarEdge, SE1000-DTLG-S1</li><li><strong>Series:</strong> Data Logger</li><li><strong>Manufacturer:</strong> SolarEdge</li></ul><hr><h4>General Specifications:</h4><ul><li><strong>Type:</strong> Communication Data Logger</li><li><strong>Voltage:</strong> 208/277V AC</li><li><strong>Current AC:</strong> 10 mA</li><li><strong>Frequency:</strong> 50/60Hz</li><li><strong>Size (H x W x D):</strong> 4.6 x 12.4 x 4.6 in.</li><li><strong>Weight:</strong> 3.9 lb.</li></ul><hr><h4>Warranty:</h4><ul><li><strong>Manufacturer Warranty:</strong> 10 Years<ul><li><em>Refer to warranty document for terms and conditions</em></li></ul></li></ul><hr><h4>Documentation:</h4><ul><li><strong>Data Sheet:</strong> <a href="https://cdn.shopify.com/s/files/1/0566/3408/1340/files/se_datalogger_ds_na.pdf?v=1678178330" target="_new">Data Sheet</a></li></ul><hr><h4>Detailed Information:</h4><p>SolarEdge Data Logger acts as a weather station in combination with environmental sensors and is enclosed in a box for outdoor protection. The Communication and Control Gateway in the Data Logger provides several wireless connectivity types and includes an interface for controlling the power of multiple SolarEdge inverters.</p><hr><h4>Key Features:</h4><ul><li><strong>High Reliability:</strong> Cell interconnections and diode placement use well-established industry practice and are field-proven to provide excellent reliability.</li><li><strong>Wireless Connectivity Types:</strong> Including optional ZigBee and GSM cards</li><li><strong>Compatibility:</strong> Compatible with all SolarEdge inverters</li></ul><hr><h4>Quality and Certifications:</h4><ul><li>UL6-950-1, IEC-60950-1</li><li>FCC Part 15 Class B</li><li>IEC61000-6-2, IEC61000-6-3</li></ul><hr><p>Feel free to refer to the official <a href="https://cdn.shopify.com/s/files/1/0566/3408/1340/files/se_datalogger_ds_na.pdf?v=1678178330" target="_new">Data Sheet</a> for more details.</p></div></div></div></div></div></div></div>
USSE100-0180 | 323.14 | CELL-B-R05-S-S2 | SolarEdge SE-CELL-B-R05-S-S2 Cellular Plugin With 5 Year Data Plan For Residential SETAPP Solar Inverters | <table width="100%" data-mce-fragment="1"><tbody data-mce-fragment="1"><tr data-mce-fragment="1"><td style="width: 955.59px;" data-mce-fragment="1" data-mce-style="width: 955.59px;"><strong>SolarEdge SE-CELL-B-R05-S-S2 Cellular Plugin With 5 Year Data Plan For Residential SETAPP Solar Inverters</strong></td></tr><tr data-mce-fragment="1"><td style="width: 955.59px;" data-mce-fragment="1" data-mce-style="width: 955.59px;"><p data-mce-fragment="1"><span>SolarEdge SetAPP series of commercial inverters to the internet via cell signal. Reduces or eliminates the need for additional internet infrastructure delivered to inverter. Comprehensive US coverage enables remote monitoring and troubleshooting..</span></p><p><strong>SPECIFICATIONS</strong><br></p><table width="100%"><tbody><tr><td style="width: 48.2638%;" data-mce-style="width: 48.2638%;"><span>Model</span></td><td style="width: 47.7362%;" data-mce-style="width: 47.7362%;">CELL-B-R05-S-S2</td></tr><tr><td style="width: 48.2638%;" data-mce-style="width: 48.2638%;"><span>Series</span></td><td style="width: 47.7362%;" data-mce-style="width: 47.7362%;"><span>-</span></td></tr><tr><td style="width: 48.2638%;" data-mce-style="width: 48.2638%;"><span>Manufacturer</span></td><td style="width: 47.7362%;" data-mce-style="width: 47.7362%;">Solaredge</td></tr></tbody></table></td></tr></tbody></table><p><br><strong>GENERAL SPECIFICATIONS</strong><br></p><table width="100%"><tbody><tr><td style="width: 49.0244%;" data-mce-style="width: 49.0244%;"><span>Manufacturer Part Number</span></td><td style="width: 47.9756%;" data-mce-style="width: 47.9756%;">CELL-B-R05-S-S2</td></tr><tr><td style="width: 49.0244%;" data-mce-style="width: 49.0244%;"><span>Voltage</span></td><td style="width: 47.9756%;" data-mce-style="width: 47.9756%;"><span>Voltage</span></td></tr><tr><td style="width: 49.0244%;" data-mce-style="width: 49.0244%;"><span>Dimensions</span></td><td style="width: 47.9756%;" data-mce-style="width: 47.9756%;"><span>2 x 2 x 2 in</span></td></tr><tr><td style="width: 49.0244%;" data-mce-style="width: 49.0244%;">Weight</td><td style="width: 47.9756%;" data-mce-style="width: 47.9756%;"><span>2 lb</span></td></tr></tbody></table><p><strong>Warranty</strong><br data-mce-fragment="1"></p><ul><li>Manufacturer 5 Years Warranty</li></ul><p>* Refer to warranty document for terms and conditions<br data-mce-fragment="1"><strong>Documentation</strong></p><table width="100%"><tbody><tr><td style="width: 24%;" data-mce-style="width: 24%;"><a href="https://7534425.app.netsuite.com/core/media/media.nl?id=602766&amp;c=7534425&amp;h=Akly1Dxp5v_4gNzXPnWusSnPa7aqteFJENHYmbpnq2bzmdL4&amp;_xt=.pdf"><span style="color: #2b00ff;" data-mce-style="color: #2b00ff;">Data Sheet</span></a></td></tr></tbody></table><p><br><strong>Detailed Information</strong></p><p><span>SolarEdge SetAPP series of commercial inverters to the internet via cell signal. Reduces or eliminates the need for additional internet infrastructure delivered to inverter. Comprehensive US coverage enables remote monitoring and troubleshooting.</span></p><p><span>Compatible with inverters with SetApp configuration. Connects SolarEdge inverters wirelessly to the Internet.</span></p><p><span></span><strong>High Reliability</strong></p><p>No need for internet infrastructure at site</p><p>Enables remote analysis and troubleshooting</p><p>Connects SolarEdge inverters wirelessly to the internet</p>
USSS100-0015 | 2203.99 | SBS-ABU-200-US-10 | SMA SBS-ABU-200-US-10 Automatic Backup Unit | <p data-mce-fragment="1" data-sourcepos="7:1-7:236">The SMA Sunny Boy Storage ABU-200US-10 is a battery backup system that is designed to provide backup power during power outages. It is compatible with SMA Sunny Boy inverters and can be used to power a variety of appliances and devices.</p><p data-mce-fragment="1" data-sourcepos="9:1-9:18"><strong data-mce-fragment="1">Specifications</strong></p><ul data-mce-fragment="1" data-sourcepos="11:1-24:0"><li data-mce-fragment="1" data-sourcepos="11:1-11:21">Model: ABU-200US-10</li><li data-mce-fragment="1" data-sourcepos="12:1-12:19">Manufacturer: SMA</li><li data-mce-fragment="1" data-sourcepos="13:1-13:29">Type: Battery backup system</li><li data-mce-fragment="1" data-sourcepos="14:1-14:33">Input Voltage Range: 90-280 VAC</li><li data-mce-fragment="1" data-sourcepos="15:1-15:23">Output Power: 2000 VA</li><li data-mce-fragment="1" data-sourcepos="16:1-16:26">Battery Capacity: 10 kWh</li><li data-mce-fragment="1" data-sourcepos="17:1-17:14">Voltage: 48V</li><li data-mce-fragment="1" data-sourcepos="18:1-18:31">Depth of Discharge (DoD): 80%</li><li data-mce-fragment="1" data-sourcepos="19:1-19:23">Efficiency: Up to 98%</li><li data-mce-fragment="1" data-sourcepos="20:1-20:43">Operating Temperature Range: -25 to +60Â°C</li><li data-mce-fragment="1" data-sourcepos="21:1-21:17">Weight: 124 lbs</li><li data-mce-fragment="1" data-sourcepos="22:1-22:39">Dimensions: (LxWxH): 31 x 23 x 13.5 inches</li><li data-mce-fragment="1" data-sourcepos="23:1-24:0">Warranty: 5 years</li></ul><p data-mce-fragment="1" data-sourcepos="25:1-25:24"><strong data-mce-fragment="1">Detailed Information</strong></p><ul data-mce-fragment="1" data-sourcepos="27:1-35:0"><li data-mce-fragment="1" data-sourcepos="27:1-27:45"><strong data-mce-fragment="1">Compatible with SMA Sunny Boy inverters</strong></li><li data-mce-fragment="1" data-sourcepos="28:1-28:62"><strong data-mce-fragment="1">Can be used to power a variety of appliances and devices</strong></li><li data-mce-fragment="1" data-sourcepos="29:1-29:81"><strong data-mce-fragment="1">80% Depth of Discharge (DoD)</strong><span data-mce-fragment="1">Â </span>allows you to use more of the battery's energy</li><li data-mce-fragment="1" data-sourcepos="30:1-30:83"><strong data-mce-fragment="1">98% Efficiency</strong><span data-mce-fragment="1">Â </span>means that less energy is lost during charging and discharging</li><li data-mce-fragment="1" data-sourcepos="31:1-31:89"><strong data-mce-fragment="1">Wide operating temperature range</strong><span data-mce-fragment="1">Â </span>makes it suitable for use in a variety of climates</li><li data-mce-fragment="1" data-sourcepos="32:1-32:59"><strong data-mce-fragment="1">155 lbs</strong><span data-mce-fragment="1">Â </span>weight makes it easy to transport and install</li><li data-mce-fragment="1" data-sourcepos="33:1-33:80"><strong data-mce-fragment="1">22.4 x 19.7 x 15.7 inches</strong><span data-mce-fragment="1">Â </span>dimensions are compact and take up minimal space</li><li data-mce-fragment="1" data-sourcepos="34:1-35:0"><strong data-mce-fragment="1">5-year warranty</strong><span data-mce-fragment="1">Â </span>gives you peace of mind knowing that your battery backup system is covered</li></ul>
USIN100-0004 | 4269.66 | Sol-Ark-12K-P | Sol-Ark, Sol-Ark-12K-P, 12KW Inverter 120/240VAC, 48VDC, Indoor/Outdoor | <p data-mce-fragment="1">The Sol-Ark 12K Pre-Wired Hybrid Inverter System is an all-in-one package. It boasts an inverter, charger controller, and a display with remote monitoring. Designed for ease of installation, it's perfect for Grid-tied, Off-Grid, or Battery Backup solar systems. Moreover, it can manage power from various sources, including Solar, Battery, Grid, Loads, and Generator.</p><h4 data-mce-fragment="1"><strong data-mce-fragment="1">Images</strong>:</h4><p data-mce-fragment="1"><img src="https://cdn.shopify.com/s/files/1/0566/3408/1340/files/8kimg-1_480x480.png?v=1676026897" alt="Image 1" data-mce-fragment="1" data-mce-src="https://cdn.shopify.com/s/files/1/0566/3408/1340/files/8kimg-1_480x480.png?v=1676026897"> <img src="https://cdn.shopify.com/s/files/1/0566/3408/1340/files/8kimg_480x480.png?v=1676026919" alt="Image 2" data-mce-fragment="1" data-mce-src="https://cdn.shopify.com/s/files/1/0566/3408/1340/files/8kimg_480x480.png?v=1676026919"></p><h4 data-mce-fragment="1"><strong data-mce-fragment="1">SPECIFICATIONS</strong>:</h4><ul data-mce-fragment="1"><li data-mce-fragment="1"><strong data-mce-fragment="1">Model</strong>: Sol-Ark, Sol-Ark-12K-P</li><li data-mce-fragment="1"><strong data-mce-fragment="1">Series</strong>: 12K Series</li><li data-mce-fragment="1"><strong data-mce-fragment="1">Manufacturer</strong>: Sol-Ark</li></ul><h4 data-mce-fragment="1"><strong data-mce-fragment="1">GENERAL SPECIFICATIONS</strong>:</h4><ul data-mce-fragment="1"><li data-mce-fragment="1"><strong data-mce-fragment="1">Max allowed PV Power</strong>: 6500W + 6500W = 13000W</li><li data-mce-fragment="1"><strong data-mce-fragment="1">Max allowed PV Power per MPPT</strong>: 12000W</li><li data-mce-fragment="1"><strong data-mce-fragment="1">Max DC voltage</strong>: 500V @ 18A, 450V @ 20A</li><li data-mce-fragment="1"><strong data-mce-fragment="1">MPPT voltage range</strong>: 150-425V</li><li data-mce-fragment="1"><strong data-mce-fragment="1">MPPT Starting Voltage</strong>: 125V</li><li data-mce-fragment="1"><strong data-mce-fragment="1">Number of MPPT</strong>: 2</li><li data-mce-fragment="1"><strong data-mce-fragment="1">Nominal AC Output Voltage</strong>: 120/240/208V Split Phase</li><li data-mce-fragment="1"><strong data-mce-fragment="1">Peak Inverter Efficiency</strong>: 97.5%</li><li data-mce-fragment="1"><strong data-mce-fragment="1">Continuous AC power to Grid (On Grid)</strong>: 9000W 37.5A-L (240V)</li><li data-mce-fragment="1"><strong data-mce-fragment="1">Continuous AC power to Loads (Off-Grid)</strong>: 9000W 37.5A-L (240V)</li><li data-mce-fragment="1"><strong data-mce-fragment="1">Battery Type</strong>: Lead-Acid or Li-Ion</li><li data-mce-fragment="1"><strong data-mce-fragment="1">Nominal DC Input</strong>: 48V</li><li data-mce-fragment="1"><strong data-mce-fragment="1">Capacity</strong>: 50 â€” 9900Ah</li><li data-mce-fragment="1"><strong data-mce-fragment="1">Grid to Battery Charging Efficiency</strong>: 96.0%</li><li data-mce-fragment="1"><strong data-mce-fragment="1">Dimensions (H x W x D)</strong>: 30.0â€ x 18.3â€ x 10.0â€</li><li data-mce-fragment="1"><strong data-mce-fragment="1">Weight</strong>: 78 lbs</li></ul><h4 data-mce-fragment="1"><strong data-mce-fragment="1">Warranty</strong>:</h4><ul data-mce-fragment="1"><li data-mce-fragment="1">Standard Warranty: 10 Years <em data-mce-fragment="1">(Refer to warranty document for terms and conditions)</em></li></ul><h4 data-mce-fragment="1"><strong data-mce-fragment="1">Documentation</strong>:</h4><ul data-mce-fragment="1"><li data-mce-fragment="1"><a href="https://cdn.shopify.com/s/files/1/0566/3408/1340/files/12KSpecSheet_9-24-2021.pdf?v=1678334338" data-mce-fragment="1" data-mce-href="https://cdn.shopify.com/s/files/1/0566/3408/1340/files/12KSpecSheet_9-24-2021.pdf?v=1678334338" target="_new">Data Sheet</a></li></ul><h4 data-mce-fragment="1"><strong data-mce-fragment="1">Detailed Information</strong>:</h4><ul data-mce-fragment="1"><li data-mce-fragment="1">Simple to install with touchscreen interface.</li><li data-mce-fragment="1">Time of Use: Use batteries to avoid costly power.</li><li data-mce-fragment="1">Programmable Loads for high-power off-grid items save battery capacity.</li></ul><h4 data-mce-fragment="1"><strong data-mce-fragment="1">High Reliability</strong>:</h4><ul data-mce-fragment="1"><li data-mce-fragment="1">Cell interconnections and diode placement use well-established industry practice and are field-proven to provide excellent reliability.</li><li data-mce-fragment="1">Reduces peak demand charges.</li><li data-mce-fragment="1">Protect your system and appliances from EMP/Solar Flare/Lightning at 2X military requirements.</li></ul><h4 data-mce-fragment="1"><strong data-mce-fragment="1">Quality and Certifications</strong>:</h4><ul data-mce-fragment="1"><li data-mce-fragment="1">UL1741-2010/2018</li><li data-mce-fragment="1">IEEE1547a-2003/2014</li><li data-mce-fragment="1">FCC 15 Class B, UL1741SA</li><li data-mce-fragment="1">NEC 690.4B &amp; NEC 705.4/6</li></ul>
USIN100-0241 | 2340.19 | SE11400H-US000BNU4 | SolarEdge SE11400H-US000BNU4 11.4kW 240VAC Single Phase String Inverter w/ SetApp HD-Wave Technology | <p data-sourcepos="5:1-5:376">The SolarEdge SE11400H-US000BNU4 is a single-phase inverter that uses HD-Wave technology to convert DC solar power to AC power. It is designed to work with SolarEdge power optimizers, which helps to maximize solar energy production. The inverter has a record-breaking efficiency of up to 98.5%, which means that it can convert more of the solar energy into usable electricity.</p><p data-sourcepos="7:1-7:18"><strong>Specifications</strong></p><ul data-sourcepos="9:1-17:0"><ul data-sourcepos="9:1-17:0"><li data-sourcepos="9:1-9:27">Model: SE11400H-US000BNU4</li><li data-sourcepos="10:1-10:11">Series: -</li><li data-sourcepos="11:1-11:25">Manufacturer: SolarEdge</li><li data-sourcepos="12:1-12:22"><span class="citation-0">Type: Grid-tie</span></li></ul></ul><span class="citation-0"></span><ul data-sourcepos="9:1-17:0"><ul data-sourcepos="9:1-17:0"><li data-sourcepos="13:1-13:47"><span class="citation-0">Operating temperature range: -25Â° C to +60Â° C</span></li></ul></ul><span class="citation-0"></span><ul data-sourcepos="9:1-17:0"><ul data-sourcepos="9:1-17:0"><li data-sourcepos="14:1-14:17"><span class="citation-0">Weight: 33.5</span></li></ul></ul><span class="citation-0"></span><ul data-sourcepos="9:1-17:0"><ul data-sourcepos="9:1-17:0"><li data-sourcepos="15:1-15:33"><span class="citation-0">Dimension: (LxWxH): 21.3 x 14.6 x 7.3 in</span></li></ul></ul><span class="citation-0"></span><ul data-sourcepos="9:1-17:0"><li data-sourcepos="16:1-17:0"><span class="citation-0 citation-end-0">Warranty: Manufacturer 12 years,</span><span>Â </span>extendable to 20 or 25 years</li></ul><p data-sourcepos="18:1-18:24"><strong>Detailed Information</strong></p><p data-sourcepos="20:1-20:120">The SolarEdge SE11400H-US000BNU4 has a number of features that make it a good choice for solar power systems, including:</p><ul data-sourcepos="22:1-27:0"><li data-sourcepos="22:1-22:140">HD-Wave technology: This technology allows the inverter to convert DC solar power to AC power more efficiently than traditional inverters.</li><li data-sourcepos="23:1-23:179">Integration with SolarEdge power optimizers: This integration helps to maximize solar energy production by ensuring that each solar panel is operating at its maximum efficiency.</li><li data-sourcepos="24:1-24:173">Record-breaking efficiency: The inverter has a record-breaking efficiency of up to 98.5%, which means that it can convert more of the solar energy into usable electricity.</li><li data-sourcepos="25:1-25:93">Easy installation: The inverter is designed to be easy to install, even by a single person.</li><li data-sourcepos="26:1-27:0">Remote monitoring: The inverter can be monitored remotely via the SolarEdge monitoring platform. This allows you to track the performance of your solar power system and identify any potential problems.</li></ul><p data-sourcepos="28:1-28:12"><strong>Warranty</strong></p><p data-sourcepos="30:1-30:174">The SolarEdge SE11400H-US000BNU4 comes with a manufacturer's warranty of 12 years. This warranty can be extended to 20 or 25 years by registering the inverter with SolarEdge.</p><p data-sourcepos="32:1-32:17"><strong>Documentation</strong></p><p data-sourcepos="34:1-34:181">The datasheet for the SolarEdge SE11400H-US000BNU4 can be found here: https://cdn.shopify.com/s/files/1/0566/3408/1340/files/SE3000H-SE11400H-US000BNX4_Data_Sheet_2.pdf?v=1678163928</p><p data-sourcepos="36:1-36:22"><strong>Additional Details</strong></p><ul data-sourcepos="38:1-42:0"><li data-sourcepos="38:1-38:80">The inverter is specifically designed to work with SolarEdge power optimizers.</li><li data-sourcepos="39:1-39:53">It has a record-breaking efficiency of up to 98.5%.</li><li data-sourcepos="40:1-40:37">It is easy to install and maintain.</li><li data-sourcepos="41:1-42:0">It comes with a 12-year manufacturer's warranty.</li></ul>
USIN100-0005 | 4848.8 | Sol-Ark-8K-48-ST | Sol-Ark, Sol-Ark-8K-48-ST, 8KW Inverter 120/240VAC, Indoor/Outdoor | <p data-mce-fragment="1">Sol-Ark 8K Pre-Wired Hybrid Inverter System is an all-in-one system that includes an inverter, charger controller, and a display with remote monitoring. The Sol-Ark is simple to install in a Grid-tied, Off-Grid, or Battery Backup solar system, while managing power to and from Solar, Battery, Grid, Loads, and Generator.</p><p data-mce-fragment="1"><img src="https://cdn.shopify.com/s/files/1/0566/3408/1340/files/Screenshot_1_8cff1e79-c0b5-42e1-a0f5-7580d0b33e06_480x480.png?v=1676090576" alt="Sol-Ark Image 1" data-mce-fragment="1" data-mce-src="https://cdn.shopify.com/s/files/1/0566/3408/1340/files/Screenshot_1_8cff1e79-c0b5-42e1-a0f5-7580d0b33e06_480x480.png?v=1676090576"> <img src="https://cdn.shopify.com/s/files/1/0566/3408/1340/files/8kimg_480x480.png?v=1676026919" alt="Sol-Ark Image 2" data-mce-fragment="1" data-mce-src="https://cdn.shopify.com/s/files/1/0566/3408/1340/files/8kimg_480x480.png?v=1676026919"></p><p data-mce-fragment="1"><strong data-mce-fragment="1">SPECIFICATIONS</strong></p><ul data-mce-fragment="1"><li data-mce-fragment="1"><strong data-mce-fragment="1">Model:</strong> Sol-Ark, Sol-Ark-8K-48-ST</li><li data-mce-fragment="1"><strong data-mce-fragment="1">Series:</strong> 8K Series</li><li data-mce-fragment="1"><strong data-mce-fragment="1">Manufacturer:</strong> Sol-Ark</li></ul><p data-mce-fragment="1"><strong data-mce-fragment="1">GENERAL SPECIFICATIONS</strong></p><ul data-mce-fragment="1"><li data-mce-fragment="1"><strong data-mce-fragment="1">Max allowed PV Power:</strong> 11000W</li><li data-mce-fragment="1"><strong data-mce-fragment="1">Max allowed PV Power per MPPT:</strong> 5500W</li><li data-mce-fragment="1"><strong data-mce-fragment="1">Max DC voltage:</strong> 500V</li><li data-mce-fragment="1"><strong data-mce-fragment="1">MPPT voltage range:</strong> 150-425V</li><li data-mce-fragment="1"><strong data-mce-fragment="1">MPPT Starting Voltage:</strong> 175V</li><li data-mce-fragment="1"><strong data-mce-fragment="1">Number of MPPT:</strong> 2</li><li data-mce-fragment="1"><strong data-mce-fragment="1">Nominal AC Output Voltage:</strong> 120/240V split phase</li><li data-mce-fragment="1"><strong data-mce-fragment="1">Peak Inverter Efficiency:</strong> 97.5%</li><li data-mce-fragment="1"><strong data-mce-fragment="1">Continuous AC power to Grid (On Grid):</strong> 12000W 50A L-L (240V)</li><li data-mce-fragment="1"><strong data-mce-fragment="1">Continuous AC power to Loads (Off-Grid):</strong> 6000W 50A L-N (120V)</li><li data-mce-fragment="1"><strong data-mce-fragment="1">Battery Type:</strong> Lead-Acid or Li-Ion</li><li data-mce-fragment="1"><strong data-mce-fragment="1">Nominal DC Input:</strong> 48V</li><li data-mce-fragment="1"><strong data-mce-fragment="1">Capacity:</strong> 90 â€“ 2000Ah</li><li data-mce-fragment="1"><strong data-mce-fragment="1">Grid to Battery Charging Efficiency:</strong> 0.96</li><li data-mce-fragment="1"><strong data-mce-fragment="1">Dimensions (H x W x D):</strong> 28.0â€ x 17.375â€ x 9.37â€</li><li data-mce-fragment="1"><strong data-mce-fragment="1">Weight:</strong> 75 lbs</li></ul><p data-mce-fragment="1"><strong data-mce-fragment="1">Warranty</strong></p><ul data-mce-fragment="1"><li data-mce-fragment="1">5 Year Standard Warranty</li><li data-mce-fragment="1">Optional Extended Warranty 10 Years</li></ul><p data-mce-fragment="1"><em data-mce-fragment="1">Refer to warranty document for terms and conditions.</em></p><p data-mce-fragment="1"><strong data-mce-fragment="1">Documentation:</strong> <a href="https://cdn.shopify.com/s/files/1/0566/3408/1340/files/Sol-Ark-8K-Specifications.pdf?v=1678335045" data-mce-fragment="1" data-mce-href="https://cdn.shopify.com/s/files/1/0566/3408/1340/files/Sol-Ark-8K-Specifications.pdf?v=1678335045" target="_new">Data Sheet</a></p><p data-mce-fragment="1"><strong data-mce-fragment="1">Detailed Information</strong></p><ul data-mce-fragment="1"><li data-mce-fragment="1">Simple to install with touchscreen interface</li><li data-mce-fragment="1">Time of Use: Use batteries to avoid $$$$ power</li><li data-mce-fragment="1">Meter Zero Mode: Zero your electric bill without a smart meter</li><li data-mce-fragment="1">Programmable Loads for high power off-grid items saves battery capacity</li></ul><p data-mce-fragment="1"><strong data-mce-fragment="1">High reliability</strong> Cell interconnections and diode placement use well-established industry practice and are field-proven to provide excellent reliability. This also reduces peak demand charges and protects your system and appliances from EMP/Solar Flare/Lightning at 2X military requirements.</p><p data-mce-fragment="1"><strong data-mce-fragment="1">Quality and certifications</strong></p><ul data-mce-fragment="1"><li data-mce-fragment="1">UL1741-2010/2018</li><li data-mce-fragment="1">IEEE1547a-2003/2014</li><li data-mce-fragment="1">FCC 15</li></ul>
USIN100-0006 | 4077.4 | Sol-Ark-5K-48-ST | Sol-Ark, Sol-Ark-5K-48-ST, 5KW Inverter 120/240VAC, Indoor/Outdoor | <p data-mce-fragment="1">The Sol-Ark 8K Pre-Wired Hybrid Inverter System is an all-in-one system that encompasses an inverter, charger controller, and a display with remote monitoring capabilities. It's designed with adaptability in mind and can seamlessly integrate into Grid-tied, Off-Grid, or Battery Backup solar systems. The system proficiently manages power interactions involving Solar, Battery, Grid, Loads, and Generator.</p><p data-mce-fragment="1"><strong data-mce-fragment="1">Specifications:</strong></p><ul data-mce-fragment="1"><li data-mce-fragment="1"><strong data-mce-fragment="1">Model:</strong> Sol-Ark, Sol-Ark-5K-48-ST</li><li data-mce-fragment="1"><strong data-mce-fragment="1">Series:</strong> 5K Series</li><li data-mce-fragment="1"><strong data-mce-fragment="1">Manufacturer:</strong> Sol-Ark</li></ul><p data-mce-fragment="1"><strong data-mce-fragment="1">General Specifications:</strong></p><ul data-mce-fragment="1"><li data-mce-fragment="1"><strong data-mce-fragment="1">Max allowed PV Power:</strong> 3250w + 3250w = 6500w</li><li data-mce-fragment="1"><strong data-mce-fragment="1">Max allowed PV Power per MPPT:</strong> 6500W</li><li data-mce-fragment="1"><strong data-mce-fragment="1">Max DC voltage:</strong> 500V</li><li data-mce-fragment="1"><strong data-mce-fragment="1">MPPT voltage range:</strong> 150-425V</li><li data-mce-fragment="1"><strong data-mce-fragment="1">MPPT Starting Voltage:</strong> 125V</li><li data-mce-fragment="1"><strong data-mce-fragment="1">Number of MPPT:</strong> 2</li><li data-mce-fragment="1"><strong data-mce-fragment="1">Nominal AC Output Voltage:</strong> 120/240V /280V split phase</li><li data-mce-fragment="1"><strong data-mce-fragment="1">Peak Inverter Efficiency:</strong> 97.5%</li><li data-mce-fragment="1"><strong data-mce-fragment="1">Continuous AC power to Grid (On Grid):</strong> 5000W 20.8A L-L (240V) 3500W 29.1A L-N (120V)</li><li data-mce-fragment="1"><strong data-mce-fragment="1">Continuous AC power to Loads (Off-Grid):</strong> 5000W 20.8A L-L (240V) 3500W 29.1A L-N (120V)</li><li data-mce-fragment="1"><strong data-mce-fragment="1">Battery Type:</strong> Lead-Acid or Li-Ion</li><li data-mce-fragment="1"><strong data-mce-fragment="1">Nominal DC Input:</strong> 48V</li><li data-mce-fragment="1"><strong data-mce-fragment="1">Capacity:</strong> 50 â€“ 9900Ah</li><li data-mce-fragment="1"><strong data-mce-fragment="1">Grid to Battery Charging Efficiency:</strong> 96.0%</li><li data-mce-fragment="1"><strong data-mce-fragment="1">Dimensions (H x W x D):</strong> 30.0â€ x 18.30â€ x 10.0â€</li><li data-mce-fragment="1"><strong data-mce-fragment="1">Weight:</strong> 78 lbs</li></ul><p data-mce-fragment="1"><strong data-mce-fragment="1">Warranty:</strong></p><ul data-mce-fragment="1"><li data-mce-fragment="1">5 Year Standard Warranty (Refer to warranty document for terms and conditions)</li></ul><p data-mce-fragment="1"><strong data-mce-fragment="1">Documentation:</strong></p><ul data-mce-fragment="1"><li data-mce-fragment="1"><a href="https://cdn.shopify.com/s/files/1/0566/3408/1340/files/Sol-Ark_5K_Specs.pdf?v=1678334658" data-mce-fragment="1" data-mce-href="https://cdn.shopify.com/s/files/1/0566/3408/1340/files/Sol-Ark_5K_Specs.pdf?v=1678334658" target="_new">Data Sheet</a></li></ul><p data-mce-fragment="1"><strong data-mce-fragment="1">Detailed Information:</strong></p><p data-mce-fragment="1">The Sol-Ark inverter system offers both grid-interactive and off-grid capability in a single pre-wired package. It boasts two built-in 500V MPPT charge controllers and can be utilized with or without batteries, providing flexibility for users to add batteries later if desired.</p><p data-mce-fragment="1"><strong data-mce-fragment="1">High Reliability:</strong></p><p data-mce-fragment="1">The cell interconnections and diode placements adhere to the best practices in the industry and have proven to be supremely reliable in the field.</p><p data-mce-fragment="1">Some of the key features include:</p><ul data-mce-fragment="1"><li data-mce-fragment="1">Reduction in peak demand charges</li><li data-mce-fragment="1">2x integrated charge controllers that support six PV strings (three per MPPT) of up to 500V each</li></ul><p data-mce-fragment="1"><strong data-mce-fragment="1">Quality and Certifications:</strong></p><p data-mce-fragment="1">The Sol-Ark inverter system is certified under UL1741-2010/2018, IEEE1547a-2003/2014, and UL1741SA.</p>
USIN100-0137 | 3695.01 | GEH7.6-1U-US10 9.6kW | GE, GEH7.6-1U-US10 9.6kW, Split-phase Hybrid Inverter | <p>Explore the pinnacle of energy independence with this unique split-phase hybrid inverter. Offering a robust power capacity between 5 kW to 9.6 kW and compatibility with high voltage (80-495 V) batteries, this inverter is the ultimate home solution for both power generation and self-consumption.</p><h4>Why Choose the GE Split-Phase Hybrid Inverter?</h4><ul><li><p><strong>Multiple MPPTs</strong>: Equipped with up to 4 MPPTs (Maximum Power Point Trackers) for flexible PV string configurations, maximizing your solar power generation.</p></li><li><p><strong>Safety Measures</strong>: Features AFCI (Arc-fault current interrupter) for both PV and battery, as well as rapid shutdown capabilities, ensuring complete system safety.</p></li><li><p><strong>Highly Compatible</strong>: Works well with diesel generators and includes an external auto-transformer for 120 VAC output.</p></li></ul><h4>Features:</h4><h5>Safety First - Efficiency Second to None</h5><ul><li><strong>AFCI for DC Side &amp; RSD</strong>: Ensures the safety of your PV system with Arc-fault current interrupters and rapid shutdown features.</li><li><strong>Full Backup Capacity</strong>: Up to 9.6 kW of backup power for essential loads.</li></ul><h5>Flexible Installation</h5><ul><li><strong>Up to 150% DC Oversizing</strong>: For greater flexibility and higher efficiency.</li><li><strong>120/240 Vac Output</strong>: Meets a wide range of voltage requirements.</li></ul><h5>Generator Compatibility</h5><ul><li><strong>Generator Mode</strong>: Automatically switches to generator backup when battery energy depletes, ensuring constant power supply.</li></ul><h5>Intelligent Safety</h5><ul><li><strong>Active Arc Protection</strong>: Monitors and detects PV arc faults, sends alarms, and breaks the circuit for safety.</li><li><strong>Rapid Shutdown (RSD)</strong>: Integrated with Tigo RSS Transmitter, providing module-level rapid shutdown for maximum safety.</li></ul><h4>Applications</h4><p>Ideal for large residential properties requiring complex rooftop solar installations and intelligent energy management.</p><h4>Additional Resources:</h4><ul><li><a href="https://cdn.shopify.com/s/files/1/0566/3408/1340/files/PROD_SpecSheet_2023-09-02_USIN100-0137_GEH7.6-1U-US10_Split-phase_Hybrid.pdf?v=1693679640">Product Datasheet</a></li></ul><p>Don't settle for less. Opt for a smarter, safer, and more efficient energy solution with the GE Split-Phase Hybrid Inverter GEH7.6-1U-US10.</p>
USIN100-0279 | 2192.33 | SE10000H-US000BNU4 | SolarEdge SE10000H-US000BNU4 10kW 240VAC Single Phase String Inverter w/ SetApp HD-Wave Technology | <p data-mce-fragment="1">SolarEdge SE10000H-US000BNU4 10kW 240VAC Single Phase String Inverter with SetApp HD-Wave Technology. SolarEdge's HD-Wave technology inverter, winner of the prestigious 2016 Intersolar award, breaks the mold of traditional inverters. Utilizing novel power conversion technology based on distributed switching and powerful DSP processing, the HD-Wave technology inverter synthesizes a clean sine wave, leading to a reduction in magnetics and heavy cooling elements. This small and lightweight inverter simplifies shipping, storing, and one-person installation, while the record-breaking efficiency increases energy production and improves ROI.</p><p data-mce-fragment="1"><strong data-mce-fragment="1">SPECIFICATIONS:</strong></p><p data-mce-fragment="1"><strong data-mce-fragment="1">Model:</strong> SE10000H-US000BNU4<br data-mce-fragment="1"><strong data-mce-fragment="1">Series:</strong> -<br data-mce-fragment="1"><strong data-mce-fragment="1">Manufacturer:</strong> SolarEdge</p><p data-mce-fragment="1"><strong data-mce-fragment="1">GENERAL SPECIFICATIONS:</strong></p><ul data-mce-fragment="1"><li data-mce-fragment="1"><strong data-mce-fragment="1">Type:</strong> Grid-Tie</li><li data-mce-fragment="1"><strong data-mce-fragment="1">Operating Temperature Range:</strong> -25Â°C to +60Â°C</li><li data-mce-fragment="1"><strong data-mce-fragment="1">Weight:</strong> 38.8 lbs</li><li data-mce-fragment="1"><strong data-mce-fragment="1">Dimension:</strong>Â (H<span data-mce-fragment="1">xÂ </span>W<span data-mce-fragment="1">xÂ </span>L)21.3" x 14.6" x 7.3" Inch</li></ul><p data-mce-fragment="1"><strong data-mce-fragment="1">Warranty:</strong></p><ul data-mce-fragment="1"><li data-mce-fragment="1">Manufacturer 12 Years Warranty</li><li data-mce-fragment="1">Extendable to 20 or 25 years</li></ul><p data-mce-fragment="1"><strong data-mce-fragment="1">Documentation:</strong> <a href="https://cdn.shopify.com/s/files/1/0566/3408/1340/files/SE3000H-SE11400H-US000BNX4_Data_Sheet.pdf?v=1678163284" data-mce-fragment="1" data-mce-href="https://cdn.shopify.com/s/files/1/0566/3408/1340/files/SE3000H-SE11400H-US000BNX4_Data_Sheet.pdf?v=1678163284" target="_new">Data Sheet</a></p><p data-mce-fragment="1"><strong data-mce-fragment="1">Detailed Information:</strong> The SolarEdge HD-Wave PV inverter combines sophisticated digital control technology with efficient power conversion architecture to achieve superior solar power harvesting and best-in-class reliability. A proprietary data monitoring receiver is integrated into the single-phase solar inverter, aggregating power optimizer performance data from each PV module. This data can be transmitted to the web and accessed via the SolarEdge monitoring platform for performance analysis, fault detection, and troubleshooting of PV systems. The inverter is designed to work specifically with power optimizers and boasts record-breaking efficiency.</p>
USIN100-0138 | 3213.43 | GEH7.6-1U-US10 7.6kW | GE, GEH7.6-1U-US10 7.6kW , Split-phase AC Retrofit Inverter | <p data-mce-fragment="1">Unlock the potential of your home's energy system with GE's GEH7.6-1U-US10, a unique split-phase hybrid inverter. Designed for a power capacity that ranges from 5 kW to 9.6 kW, this innovative system is compatible with high voltage batteries between 80-495 V.</p><h4 data-mce-fragment="1">Why Choose GE's Split-Phase AC Retrofit Inverter?</h4><ul data-mce-fragment="1"><li data-mce-fragment="1"><p data-mce-fragment="1"><strong data-mce-fragment="1">Versatile &amp; Powerful</strong>: With up to four Maximum Power Point Trackers (MPPTs), this inverter is built to handle complex installations and varying orientations, ensuring that you get the most out of your solar array.</p></li><li data-mce-fragment="1"><p data-mce-fragment="1"><strong data-mce-fragment="1">Top-of-the-line Safety</strong>: Equipped with intelligent safety mechanisms like AFCI (Arc-fault current interrupter) for both the PV system and battery, along with a rapid shutdown feature, this inverter takes your system's safety to the next level.</p></li><li data-mce-fragment="1"><p data-mce-fragment="1"><strong data-mce-fragment="1">Tailor-Made for Self-Consumption</strong>: This inverter prioritizes your essential loads and intelligently supplies power when it's needed the most, making it ideal for maximizing self-consumption.</p></li></ul><h4 data-mce-fragment="1">Features:</h4><h5 data-mce-fragment="1">Safety First - Efficiency Second to None</h5><ul data-mce-fragment="1"><li data-mce-fragment="1"><p data-mce-fragment="1"><strong data-mce-fragment="1">AFCI for DC Side &amp; RSD</strong>: Ensuring comprehensive system safety through Arc-fault current interrupters and rapid shutdown features.</p></li><li data-mce-fragment="1"><p data-mce-fragment="1"><strong data-mce-fragment="1">Full Backup Capacity</strong>: Up to 9.6 kW, ensuring that your essential appliances stay powered even in an outage.</p></li><li data-mce-fragment="1"><p data-mce-fragment="1"><strong data-mce-fragment="1">4 MPPTs</strong>: Multiple MPPTs make it possible to have flexible and efficient installations for various rooftop types and sizes.</p></li><li data-mce-fragment="1"><p data-mce-fragment="1"><strong data-mce-fragment="1">Up to 150% DC Oversizing</strong>: Allowing more solar panels than the inverter's rated size, for higher efficiency and energy capture.</p></li><li data-mce-fragment="1"><p data-mce-fragment="1"><strong data-mce-fragment="1">120/240 Vac Output</strong>: Designed to meet a wide range of voltage requirements.</p></li><li data-mce-fragment="1"><p data-mce-fragment="1"><strong data-mce-fragment="1">Compatible with Diesel Generators</strong>: Ensures you're never without power, providing a seamless transition from solar to generator power.</p></li></ul><h4 data-mce-fragment="1">Generator Compatibility</h4><ul data-mce-fragment="1"><li data-mce-fragment="1"><strong data-mce-fragment="1">Generator Mode</strong>: In the event of a power outage, the system can automatically switch to diesel generator backup when battery energy is low, ensuring uninterrupted power supply.</li></ul><p data-mce-fragment="1">Invest in the GEH7.6-1U-US10 for a state-of-the-art, safe, and efficient power system. Enjoy the freedom and security it offers by being a champion of energy independence.</p>
USIN100-0139 | 3553.95 | GEC9.6-1U-US10 | GE, GEC9.6-1U-US10, Split-phase AC Retrofit Inverter | <p data-sourcepos="5:1-5:314" data-mce-fragment="1">The GE, GEC9.6-1U-US10, Split-phase AC Retrofit Inverter is a versatile inverter that is designed for off-grid and backup power applications. It is capable of outputting 9.6 kW of continuous power and 12 kW of surge power. The inverter has a number of features that make it ideal for these applications, including:</p><ul data-sourcepos="7:1-11:0" data-mce-fragment="1"><li data-sourcepos="7:1-7:72" data-mce-fragment="1">A pure sine wave output that is compatible with sensitive electronics.</li><li data-sourcepos="8:1-8:75" data-mce-fragment="1">A built-in battery charger that can be used to charge a 12V battery bank.</li><li data-sourcepos="9:1-9:93" data-mce-fragment="1">A communication interface that allows the inverter to be monitored and controlled remotely.</li><li data-sourcepos="10:1-11:0" data-mce-fragment="1">A compact and lightweight design that makes it easy to install.</li></ul><p data-sourcepos="12:1-12:18" data-mce-fragment="1"><strong data-mce-fragment="1">Specification:</strong></p><ul data-sourcepos="14:1-21:0" data-mce-fragment="1"><li data-sourcepos="14:1-14:23" data-mce-fragment="1">Maximum power: 9.6 kW</li><li data-sourcepos="15:1-15:20" data-mce-fragment="1">Surge power: 12 kW</li><li data-sourcepos="16:1-16:33" data-mce-fragment="1">Input voltage range: 10-150 VDC</li><li data-sourcepos="17:1-17:25" data-mce-fragment="1">Output voltage: 120 VAC</li><li data-sourcepos="18:1-18:23" data-mce-fragment="1">Efficiency: Up to 98%</li><li data-sourcepos="19:1-19:26" data-mce-fragment="1">Weight:Â 70.5 lbs</li><li data-sourcepos="20:1-21:0" data-mce-fragment="1">Dimensions: (LxWxH) 12 x 8.25 x 16.25 inches</li></ul><p data-sourcepos="22:1-22:13" data-mce-fragment="1"><strong data-mce-fragment="1">Features:</strong></p><ul data-sourcepos="24:1-28:0" data-mce-fragment="1"><li data-sourcepos="24:1-24:23" data-mce-fragment="1">Pure sine wave output</li><li data-sourcepos="25:1-25:26" data-mce-fragment="1">Built-in battery charger</li><li data-sourcepos="26:1-26:25" data-mce-fragment="1">Communication interface</li><li data-sourcepos="27:1-28:0" data-mce-fragment="1">Compact and lightweight design</li></ul><p data-sourcepos="29:1-29:13" data-mce-fragment="1"><strong data-mce-fragment="1">Benefits:</strong></p><ul data-sourcepos="31:1-35:0" data-mce-fragment="1"><li data-sourcepos="31:1-31:62" data-mce-fragment="1">Provides reliable power for off-grid and backup applications</li><li data-sourcepos="32:1-32:60" data-mce-fragment="1">Can be used to power lights, appliances, and other devices</li><li data-sourcepos="33:1-33:30" data-mce-fragment="1">Easy to install and maintain</li><li data-sourcepos="34:1-35:0" data-mce-fragment="1">Backed by a 5-year warranty</li></ul>
USIN100-0140 | 3119.76 | GEC7.6-1U-US10 | GE, GEC7.6-1U-US10, Split-phase AC Retrofit Inverter | <p data-sourcepos="5:1-5:314" data-mce-fragment="1">The GE, GEC7.6-1U-US10, Split-phase AC Retrofit Inverter is a versatile inverter that is designed for off-grid and backup power applications. It is capable of outputting 7.6 kW of continuous power and 10 kW of surge power. The inverter has a number of features that make it ideal for these applications, including:</p><ul data-sourcepos="7:1-11:0" data-mce-fragment="1"><li data-sourcepos="7:1-7:72" data-mce-fragment="1">A pure sine wave output that is compatible with sensitive electronics.</li><li data-sourcepos="8:1-8:75" data-mce-fragment="1">A built-in battery charger that can be used to charge a 12V battery bank.</li><li data-sourcepos="9:1-9:93" data-mce-fragment="1">A communication interface that allows the inverter to be monitored and controlled remotely.</li><li data-sourcepos="10:1-11:0" data-mce-fragment="1">A compact and lightweight design that makes it easy to install.</li></ul><p data-sourcepos="12:1-12:18" data-mce-fragment="1"><strong data-mce-fragment="1">Specification:</strong></p><ul data-sourcepos="14:1-21:0" data-mce-fragment="1"><li data-sourcepos="14:1-14:23" data-mce-fragment="1">Maximum power: 7.6 kW</li><li data-sourcepos="15:1-15:20" data-mce-fragment="1">Surge power: 10 kW</li><li data-sourcepos="16:1-16:33" data-mce-fragment="1">Input voltage range: 10-150 VDC</li><li data-sourcepos="17:1-17:25" data-mce-fragment="1">Output voltage: 120 VAC</li><li data-sourcepos="18:1-18:23" data-mce-fragment="1">Efficiency: Up to 98%</li><li data-sourcepos="19:1-19:26" data-mce-fragment="1">Weight: 70.55 lbs</li><li data-sourcepos="20:1-21:0" data-mce-fragment="1">Dimensions: (LxWxH)Â </li></ul><p data-sourcepos="22:1-22:13" data-mce-fragment="1"><strong data-mce-fragment="1">Features:</strong></p><ul data-sourcepos="24:1-28:0" data-mce-fragment="1"><li data-sourcepos="24:1-24:23" data-mce-fragment="1">Pure sine wave output</li><li data-sourcepos="25:1-25:26" data-mce-fragment="1">Built-in battery charger</li><li data-sourcepos="26:1-26:25" data-mce-fragment="1">Communication interface</li><li data-sourcepos="27:1-28:0" data-mce-fragment="1">Compact and lightweight design</li></ul><p data-sourcepos="29:1-29:13" data-mce-fragment="1"><strong data-mce-fragment="1">Benefits:</strong></p><ul data-sourcepos="31:1-35:0" data-mce-fragment="1"><li data-sourcepos="31:1-31:62" data-mce-fragment="1">Provides reliable power for off-grid and backup applications</li><li data-sourcepos="32:1-32:60" data-mce-fragment="1">Can be used to power lights, appliances, and other devices</li><li data-sourcepos="33:1-33:30" data-mce-fragment="1">Easy to install and maintain</li><li data-sourcepos="34:1-35:0" data-mce-fragment="1">Backed by a 5-year warranty</li></ul>
USIN100-0278 | 1754.46 | SE7600H-US000BNU4 | SolarEdge SE7600H-US000BNU4 7.6kW 24VAC Single Phase String Inverter w/ SetApp HD-Wave Technology & AFCI | <p data-mce-fragment="1">SolarEdge SE7600H-US000BNU4 7.6kW 24VAC Single Phase String Inverter with SetApp HD-Wave Technology &amp; AFCI. SolarEdge's latest generation of single-phase inverters is designed using novel power conversion technology based on distributed switching and powerful DSP processing. This inverter synthesizes a clean sine wave, leading to a reduction in magnetics and heavy cooling elements. The result is a smaller, lighter inverter for simplified shipping, easy one-person installation, and an improved ROI due to the record-breaking 99% efficiency.</p><p data-mce-fragment="1"><strong data-mce-fragment="1">SPECIFICATIONS:</strong></p><p data-mce-fragment="1"><strong data-mce-fragment="1">Model:</strong> SE7600H-US000BNU4<br data-mce-fragment="1"><strong data-mce-fragment="1">Series:</strong> -<br data-mce-fragment="1"><strong data-mce-fragment="1">Manufacturer:</strong> SolarEdge</p><p data-mce-fragment="1"><strong data-mce-fragment="1">GENERAL SPECIFICATIONS:</strong></p><ul data-mce-fragment="1"><li data-mce-fragment="1"><strong data-mce-fragment="1">Type:</strong> Single-Phase Inverter with HD-Wave Technology</li><li data-mce-fragment="1"><strong data-mce-fragment="1">Watts:</strong> 3800W</li><li data-mce-fragment="1"><strong data-mce-fragment="1">Input Voltage:</strong> 380V DC</li><li data-mce-fragment="1"><strong data-mce-fragment="1">Dimension:</strong> 17.7 x 14.6 x 6.8 in.</li><li data-mce-fragment="1"><strong>ï»¿Weight:Â </strong>ï»¿26.2 lb</li></ul><p data-mce-fragment="1"><strong data-mce-fragment="1">Warranty:</strong> Manufacturer 12 Years Warranty</p><p data-mce-fragment="1"><strong data-mce-fragment="1">Documentation:</strong> <a href="https://cdn.shopify.com/s/files/1/0566/3408/1340/files/40008799962_3.pdf?v=1678165304" data-mce-fragment="1" data-mce-href="https://cdn.shopify.com/s/files/1/0566/3408/1340/files/40008799962_3.pdf?v=1678165304" target="_new">Data Sheet</a></p><p data-mce-fragment="1"><strong data-mce-fragment="1">Detailed Information:</strong> SolarEdge's latest generation of single-phase inverters is designed using novel power conversion technology based on distributed switching and powerful DSP processing. The inverter is able to synthesize a clean sine wave, leading to a reduction in magnetics and heavy cooling elements. This results in a smaller, lighter inverter for simplified shipping, storing, and easy one-person installation. The inverter's record-breaking 99% efficiency enables increased energy production and improved ROI. The inverter offers high reliability due to lower heat dissipation, making it a small, lightweight, and easy-to-install solution.</p>
USIN100-0277 | 33.61 | Accu-CT | CCS ACTL Series Split-Core Current Transformers SBS6.0-US-10, Accu-CT up to 250A | <table width="100%" data-mce-fragment="1"><tbody data-mce-fragment="1"><tr data-mce-fragment="1"><td style="width: 955.59px;" data-mce-fragment="1" data-mce-style="width: 955.59px;"><strong>CCS ACTL Series Split-Core Current Transformers - Accu-CT up to 250A</strong></td></tr><tr data-mce-fragment="1"><td style="width: 955.59px;" data-mce-fragment="1" data-mce-style="width: 955.59px;"><p data-mce-fragment="1"><span>TheÂ </span><a href="https://ctlsys.com/support/act-series-u-s-patents/" title="Accu-CT patents" target="_blank">patented</a><span>Â Accu-CT split-core current transformer technology delivers exceptional linearity and low-end accuracy. Developed specifically for solar inverter, variable speed motor drive, and other applications where there are large variations in current. The 100:1 turn down ratio (highest to lowest current) of Accu-CTs is ten times better than industry standard CTs. The unique one-handed opening and closing mechanism makes installation a snap.</span></p><p>ACTL series CTs are available in both standard and revenue grade accuracy models. Revenue grade models ship with a serialized calibration certificate .</p><p><strong>SPECIFICATIONS</strong><br></p><table width="100%"><tbody><tr><td style="width: 48.2638%;" data-mce-style="width: 48.2638%;"><span>Model</span></td><td style="width: 47.7362%;" data-mce-style="width: 47.7362%;">CCS</td></tr><tr><td style="width: 48.2638%;" data-mce-style="width: 48.2638%;"><span>Series</span></td><td style="width: 47.7362%;" data-mce-style="width: 47.7362%;">ACTL Series</td></tr><tr><td style="width: 48.2638%;" data-mce-style="width: 48.2638%;"><span>Manufacturer</span></td><td style="width: 47.7362%;" data-mce-style="width: 47.7362%;">CCS<br></td></tr></tbody></table></td></tr></tbody></table><p><br><strong>GENERAL SPECIFICATIONS</strong><br></p><table width="100%"><tbody><tr><td style="width: 49.0244%;" data-mce-style="width: 49.0244%;"><span>Window opening</span></td><td style="width: 47.9756%;" data-mce-style="width: 47.9756%;"><span>0.75 in. x 0.75 in.</span></td></tr><tr><td style="width: 49.0244%;" data-mce-style="width: 49.0244%;"><span>Accuracy</span></td><td style="width: 47.9756%;" data-mce-style="width: 47.9756%;"><span>0.75%</span></td></tr></tbody></table><p><strong>Warranty</strong><br data-mce-fragment="1"></p><ul><li>ManufacturerÂ 25 Years Lifetime LimitedÂ Warranty</li></ul><p>* Refer to warranty document for terms and conditions<br data-mce-fragment="1"><strong>Documentation</strong></p><table width="100%"><tbody><tr><td style="width: 24%;" data-mce-style="width: 24%;"><a href="https://www.testequipmentdepot.com/ccs-products/pdfs/actl-series_datasheet.pdf"><span style="color: #2b00ff;" data-mce-style="color: #2b00ff;">Data Sheet</span></a></td></tr></tbody></table><p><br><strong>Detailed Information</strong></p><p><span>The patented Accu-CT ACTL-1250-400 split-core current transformer technology delivers exceptional linearity and low-end accuracy. Developed specifically for solar inverter, variable-speed motor drive, and other applications where there are large variations in current. The 100:1 turndown ratio of Accu-CTs is ten times better than industry standard CTs. The unique one-handed opening and closing mechanism make installation a snap.</span></p><p><strong>High reliability</strong></p><p><span>built-in burden resistor provides 0.333 Vac voltage output at the rated full-scale currentno shorting blocks needed</span></p><p>Glove-friendly: easy to open and install with one hand while wearing safety gloves</p><p><strong>Certification</strong></p><p>UL 2808 Listed meets 2017 NEC code requirements for field-installed current transformers</p><p>IEEE C57.13 and IEC 60044-1 accuracy: over the full temperature range and down to below 1% of rated current</p>
USIN100-0275 | 1327.643 | SE5000H-US000BNU4 | SolarEdge SE5000H-US000BNU4 5kW 240VAC Single Phase String Inverter w/ SetApp HD-Wave Technology | <table width="100%" data-mce-fragment="1"><tbody data-mce-fragment="1"><tr data-mce-fragment="1"><td style="width: 955.59px;" data-mce-fragment="1" data-mce-style="width: 955.59px;"><strong>SolarEdge SE5000H-US000BNU4 5kW 240VAC Single Phase String Inverter w/ SetApp HD-Wave Technology</strong></td></tr><tr data-mce-fragment="1"><td style="width: 955.59px;" data-mce-fragment="1" data-mce-style="width: 955.59px;"><p data-mce-fragment="1"><span>SolarEdge's latest generation of single phase inverters are designed using a novel power conversion technology that is based on a distributed switching and powerful DSP processing. The inverter is able to synthesize a clean sine wave that leads to a dramatic reduction in the magnetics and heavy cooling elements. The result is an even smaller and lighter inverter for simplified shipping and storing, and easy one-person installation. The record-breaking 99% efficiency allows more energy production for an improved ROI.</span></p></td></tr></tbody></table><p>Â </p><p><strong>SPECIFICATIONS</strong><br></p><table width="100%"><tbody><tr><td style="width: 48.2638%;"><span>Model</span></td><td style="width: 47.7362%;">SE5000H-US000BNU4</td></tr><tr><td style="width: 48.2638%;"><span>Series</span></td><td style="width: 47.7362%;"><span>-</span></td></tr><tr><td style="width: 48.2638%;"><span>Manufacturer</span></td><td style="width: 47.7362%;">SolarEdge</td></tr></tbody></table><p><strong><br>GENERAL SPECIFICATIONS</strong><br></p><table width="100%"><tbody><tr><td style="width: 49.0244%;" data-mce-style="width: 49.0244%;"><span>Type</span></td><td style="width: 47.9756%;" data-mce-style="width: 47.9756%;"><span>Single-Phase Inverter w/HD-Wave Technology</span></td></tr><tr><td style="width: 49.0244%;" data-mce-style="width: 49.0244%;"><span>Watts</span></td><td style="width: 47.9756%;" data-mce-style="width: 47.9756%;"><span>3800W</span></td></tr><tr><td style="width: 49.0244%;" data-mce-style="width: 49.0244%;"><span>Input Voltage</span></td><td style="width: 47.9756%;" data-mce-style="width: 47.9756%;"><span>380V DC</span></td></tr><tr><td style="width: 49.0244%;" data-mce-style="width: 49.0244%;"><span>Dimension</span></td><td style="width: 47.9756%;" data-mce-style="width: 47.9756%;"><span>17.7 x 14.6 x 6.8 in.</span></td></tr></tbody></table><p><strong>Warranty</strong><br data-mce-fragment="1"></p><ul><li>Manufacturer 12 Years Warranty</li></ul><p>* Refer to warranty document for terms and conditions<br data-mce-fragment="1"><strong>Documentation</strong></p><table width="100%"><tbody><tr><td style="width: 24%;" data-mce-style="width: 24%;"><a href="https://cdn.shopify.com/s/files/1/0566/3408/1340/files/40008799962_1.pdf?v=1678164955"><span style="color: #2b00ff;" data-mce-style="color: #2b00ff;">Data Sheet</span></a></td></tr></tbody></table><p><br><strong>Detailed Information</strong></p><p><span>SolarEdge's latest generation of single phase inverters are designed using a novel power conversion technology that is based on a distributed switching and powerful DSP processing. The inverter is able to synthesize a clean sine wave that leads to a dramatic reduction in the magnetics and heavy cooling elements. The result is an even smaller and lighter inverter for simplified shipping and storing, and easy one-person installation. The record-breaking 99% efficiency allows more energy production for an improved ROI.</span></p><p><span></span><strong>High Reliability</strong></p><p>Small, lightweight, and easy to install</p><p>High reliability due to lower heat dissipation</p>
USIN100-0286 | 1148.85 | SE3800H-US000BNU4 | SolarEdge SE3800H-US000BNU4 Single Phase Inverter | <table data-mce-fragment="1" width="100%"><tbody data-mce-fragment="1"><tr data-mce-fragment="1"><td data-mce-fragment="1" style="width: 955.59px;" data-mce-style="width: 955.59px;"><strong>SolarEdge SE3800H-US000BNU4 Single Phase Inverter</strong></td></tr><tr data-mce-fragment="1"><td data-mce-fragment="1" style="width: 955.59px;" data-mce-style="width: 955.59px;"><p data-mce-fragment="1"><span>SolarEdge's latest generation of single phase inverters are designed using a novel power conversion technology that is based on a distributed switching and powerful DSP processing. The inverter is able to synthesize a clean sine wave that leads to a dramatic reduction in the magnetics and heavy cooling elements. The result is an even smaller and lighter inverter for simplified shipping and storing, and easy one-person installation. The record-breaking 99% efficiency allows more energy production for an improved ROI.</span></p></td></tr></tbody></table><p><strong><br>SPECIFICATIONS</strong><br></p><table width="100%"><tbody><tr><td style="width: 48.2638%;" data-mce-style="width: 48.2638%;"><span>Model</span></td><td style="width: 47.7362%;" data-mce-style="width: 47.7362%;">SE3800H-US000BNU4</td></tr><tr><td style="width: 48.2638%;" data-mce-style="width: 48.2638%;"><span>Series</span></td><td style="width: 47.7362%;" data-mce-style="width: 47.7362%;"><span>-</span></td></tr><tr><td style="width: 48.2638%;" data-mce-style="width: 48.2638%;"><span>Manufacturer</span></td><td style="width: 47.7362%;" data-mce-style="width: 47.7362%;">SolarEdge</td></tr></tbody></table><p><strong><br>GENERAL SPECIFICATIONS</strong><br></p><table width="100%"><tbody><tr><td style="width: 49.0244%;" data-mce-style="width: 49.0244%;"><span>Type</span></td><td style="width: 47.9756%;" data-mce-style="width: 47.9756%;"><span>Single-Phase Inverter</span></td></tr><tr><td style="width: 49.0244%;" data-mce-style="width: 49.0244%;"><span>Watts</span></td><td style="width: 47.9756%;" data-mce-style="width: 47.9756%;"><span>3800W</span></td></tr><tr><td style="width: 49.0244%;" data-mce-style="width: 49.0244%;"><span>Input Voltage</span></td><td style="width: 47.9756%;" data-mce-style="width: 47.9756%;"><span>380V DC</span></td></tr><tr><td style="width: 49.0244%;" data-mce-style="width: 49.0244%;"><span>Dimension</span></td><td style="width: 47.9756%;" data-mce-style="width: 47.9756%;"><span>17.7 x 14.6 x 6.8 in.Â Â Â Â Â Â Â Â Â Â Â </span></td></tr></tbody></table><p><strong>Warranty</strong><br data-mce-fragment="1"></p><ul><li>Manufacturer 12 Years Warranty</li></ul><p>* Refer to warranty document for terms and conditions<br data-mce-fragment="1"><strong>Documentation</strong></p><table width="100%"><tbody><tr><td style="width: 24%;" data-mce-style="width: 24%;"><a href="https://cdn.shopify.com/s/files/1/0566/3408/1340/files/40008799962.pdf?v=1678164778" data-mce-href="https://cdn.shopify.com/s/files/1/0566/3408/1340/files/40008799962.pdf?v=1678164778"><span style="color: #2b00ff;" data-mce-style="color: #2b00ff;">Data Sheet</span></a></td></tr></tbody></table><p><br><strong>Detailed Information</strong></p><p><span>SolarEdge's latest generation of single phase inverters are designed using a novel power conversion technology that is based on a distributed switching and powerful DSP processing. The inverter is able to synthesize a clean sine wave that leads to a dramatic reduction in the magnetics and heavy cooling elements. The result is an even smaller and lighter inverter for simplified shipping and storing, and easy one-person installation. The record-breaking 99% efficiency allows more energy production for an improved ROI.</span></p><p><span></span><strong>High Reliability</strong></p><p>Small, lightweight, and easy to install</p><p>High reliability due to lower heat dissipation</p>
USIN100-0052 | 1101.3182 | SE3000H-US000BNU4 | SolarEdge SE3000H-US000BNU4 3kW 240VAC Single Phase String Inverter w/ Setapp HD-Wave Technology & AFCI | <p>The SolarEdge SE3000H-US000BNU4 is an all-in-one solar inverter system that includes an inverter, charger controller, and a display with remote monitoring capabilities. Designed for simplicity and flexibility, this unit can be easily installed in Grid-tied, Off-Grid, or Battery Backup solar systems. It manages power from multiple sources including Solar, Battery, Grid, Loads, and Generator.</p><hr><h4>Specifications:</h4><ul><li><strong>Model:</strong> SolarEdge SE3000H-US000BNU4</li><li><strong>Series:</strong> Energy Hub</li><li><strong>Manufacturer:</strong> SolarEdge</li></ul><p><strong>Electrical Data - Output</strong></p><ul><li><strong>Nominal Output Power:</strong> 3,000 W</li><li><strong>Voltage Range @ 240V (Min - Nom - Max):</strong> 211 - 240 - 264</li><li><strong>Frequency:</strong> 60.0 Hz</li><li><strong>Max Current:</strong> 12.5 A</li></ul><p><strong>Electrical Data - Input</strong></p><ul><li><strong>Maximum DC Power (STC):</strong> 4650 W</li><li><strong>Max Input Voltage:</strong> 480 V</li><li><strong>Nominal DC Input Voltage:</strong> 380 V</li><li><strong>Min Start Voltage:</strong> N/A</li><li><strong>Max Input Current @ 240V:</strong> 8.5 ADC</li></ul><hr><h4>Warranty:</h4><ul><li>Manufacturer Warranty for 12 Years</li><li><em>Refer to warranty document for terms and conditions</em></li></ul><p><a href="https://cdn.shopify.com/s/files/1/0566/3408/1340/files/SE3000H-SE11400H-US000BNX4_Data_Sheet_3.pdf?v=1678171987" target="_new">Data Sheet</a></p><hr><h4>Detailed Information:</h4><p>SolarEdge's HD-Wave technology inverter has won the prestigious 2016 Intersolar award. The technology relies on a novel power conversion technique based on distributed switching and powerful DSP processing. As a result, it synthesizes a clean sine wave, reducing the need for heavy cooling elements and magnetics.</p><h5>Features:</h5><ul><li><strong>High Reliability:</strong> Cell interconnections and diode placement use well-established industry practices, ensuring excellent reliability.</li><li><strong>Small, Lightweight, and Easy to Install</strong></li><li><strong>Record-Breaking Efficiency</strong></li><li><strong>Quick and Easy Inverter Commissioning:</strong> Directly from a smartphone using the SolarEdge SetApp.</li></ul><h4>Quality and Certifications:</h4><ul><li>UL1741, UL1741 SA, UL1699B, CSA C22.2</li><li>Canadian AFCI according to T.I.L. M-07</li></ul>
USIN100-0274 | 71.83 | SE-RS485-SPD2-K1 | SolarEdge SE-RS485-SPD2-K1 RS485 Surge Suppression Kit | <table width="100%" data-mce-fragment="1"><tbody data-mce-fragment="1"><tr data-mce-fragment="1"><td style="width: 955.59px;" data-mce-fragment="1" data-mce-style="width: 955.59px;"><strong>SolarEdge SE-RS485-SPD2-K1 RS485 Surge Suppression Kit</strong></td></tr><tr data-mce-fragment="1"><td style="width: 955.59px;" data-mce-fragment="1" data-mce-style="width: 955.59px;"><p data-mce-fragment="1"><span>Lightning and other surge events are unpredictable and can destroy an unprotected inverter in a moment. The RS485 Surge Protection Device from SolarEdge, is designed to protect the inverter's RS485 transceiver in cases where surge events might occur. The small and inexpensive device is compatible with all SolarEdge three phase inverters, including the E-Series. It snaps into the RS485 terminal via the 9-pin connector and a single cable is connected to the inverter with a grounding screw. The RS485 Surge Protection Device has a 9-pin connector block, which can be used for connecting RS485 devices instead of connecting to the unprotected communications boardÂ </span></p></td></tr></tbody></table><p><strong><br>SPECIFICATIONS</strong><br></p><table width="100%"><tbody><tr><td style="width: 48.2638%;"><span>Model</span></td><td style="width: 47.7362%;">SE-RS485-SPD2-K1</td></tr><tr><td style="width: 48.2638%;"><span>Series</span></td><td style="width: 47.7362%;"><span>-</span></td></tr><tr><td style="width: 48.2638%;"><span>Manufacturer</span></td><td style="width: 47.7362%;">SolarEdge</td></tr></tbody></table><p><strong><br>GENERAL SPECIFICATIONS</strong><br></p><table width="100%"><tbody><tr><td style="width: 49.0244%;" data-mce-style="width: 49.0244%;"><span>Nominal Line Voltage (Un)</span></td><td style="width: 47.9756%;" data-mce-style="width: 47.9756%;"><span>12 Volts</span></td></tr><tr><td style="width: 49.0244%;" data-mce-style="width: 49.0244%;"><span>Maximum DC Operating Voltage (Uc)</span></td><td style="width: 47.9756%;" data-mce-style="width: 47.9756%;"><span>15 Volts</span></td></tr><tr><td style="width: 49.0244%;" data-mce-style="width: 49.0244%;"><span>Maximum Load Current (IL)</span></td><td style="width: 47.9756%;" data-mce-style="width: 47.9756%;"><span>300 mA</span></td></tr><tr><td style="width: 49.0244%;" data-mce-style="width: 49.0244%;"><span>Maximum Frequency (f max)</span></td><td style="width: 47.9756%;" data-mce-style="width: 47.9756%;"><span>&gt;3 MHz</span></td></tr></tbody></table><p><strong>Warranty</strong><br data-mce-fragment="1"></p><ul><li>Manufacturer 12 Years Warranty</li></ul><p>* Refer to warranty document for terms and conditions<br data-mce-fragment="1"><strong>Documentation</strong></p><table width="100%"><tbody><tr><td style="width: 24%;" data-mce-style="width: 24%;"><a href="https://cdn.shopify.com/s/files/1/0566/3408/1340/files/rs485_surge_protection_device.pdf?v=1678163202"><span style="color: #2b00ff;" data-mce-style="color: #2b00ff;">Data Sheet</span></a></td></tr></tbody></table><p><br><strong>Detailed Information</strong></p><p><span>Lightning and other surge events are unpredictable and can destroy an unprotected inverter in a moment. The RS485 Surge Protection Device from SolarEdge, is designed to protect the inverter's RS485 transceiver in cases where surge events might occur. The small and inexpensive device is compatible with all SolarEdge three phase inverters, including the E-Series. It snaps into the RS485 terminal via the 9-pin connector and a single cable is connected to the inverter with a grounding screw. The RS485 Surge Protection Device has a 9-pin connector block, which can be used for connecting RS485 devices instead of connecting to the unprotected communications board</span></p><p><span></span><strong>High Reliability</strong></p><p>Compatible with all SolarEdge three-phase inverters</p><p>Easy connection to the RS485 terminal block in the inverter</p>
USSS100-0055 | 279.7 | SBS5.0-US-10 | SMA SBS5.0-US-10 WattNodeÂ® Modbus 3 phase accessories | <table width="100%" data-mce-fragment="1"><tbody data-mce-fragment="1"><tr data-mce-fragment="1"><td style="width: 955.59px;" data-mce-fragment="1" data-mce-style="width: 955.59px;"><strong>SMA SBS5.0-US-10 WattNodeÂ® Modbus 3 phase accessories</strong></td></tr><tr data-mce-fragment="1"><td style="width: 955.59px;" data-mce-fragment="1" data-mce-style="width: 955.59px;"><p>The Sunny Boy Storage 5000W inverter is the interface between the solar panels, the utility grid, and residential energy storage batteries. SMAâ€™s storage inverter operates under an AC-coupled architecture, making it the ideal solution to retrofit existing grid-tie solar PV systems.</p><p>The Sunny Boy Storage inverters come standard with a similar feature to the Secure Power Supply found in the US-41 grid-interactive units. During a grid outage, either day or night, the Backup Lite feature provides up to 2000W of power directly from the inverter. For a full home power solution, pair the storage inverter with<span>Â </span><a href="https://voltaico.com/product/sma-200a-automatic-backup-unit-for-sunny-boy-storage/">SMA Automatic Backup Unit</a><span>Â </span>and industry-leading high-voltage battery pack.</p><p><strong>SPECIFICATIONS</strong><br></p><table width="100%"><tbody><tr><td style="width: 48.2638%;" data-mce-style="width: 48.2638%;"><span>Model</span></td><td style="width: 47.7362%;" data-mce-style="width: 47.7362%;">SBS5.0-US-10</td></tr><tr><td style="width: 48.2638%;" data-mce-style="width: 48.2638%;"><span>Series</span></td><td style="width: 47.7362%;" data-mce-style="width: 47.7362%;"><span>-</span></td></tr><tr><td style="width: 48.2638%;" data-mce-style="width: 48.2638%;"><span>Manufacturer</span></td><td style="width: 47.7362%;" data-mce-style="width: 47.7362%;">SMA<br></td></tr></tbody></table></td></tr></tbody></table><p><br><strong>GENERAL SPECIFICATIONS</strong><br></p><table width="100%"><tbody><tr><td style="width: 49.0244%;" data-mce-style="width: 49.0244%;"><span>Nominal Power Input</span></td><td style="width: 47.9756%;" data-mce-style="width: 47.9756%;"><span>5kW</span></td></tr><tr><td style="width: 49.0244%;" data-mce-style="width: 49.0244%;"><span>Secure Power Output</span></td><td style="width: 47.9756%;" data-mce-style="width: 47.9756%;"><span>2kW</span></td></tr></tbody></table><p><strong>Warranty</strong><br data-mce-fragment="1"></p><ul><li>Manufacturer 12 Years Lifetime LimitedÂ Warranty</li></ul><p>* Refer to warranty document for terms and conditions<br data-mce-fragment="1"><strong>Documentation</strong></p><table width="100%"><tbody><tr><td style="width: 24%;" data-mce-style="width: 24%;"><a href="https://www.solarflexion.com/v/vspfiles/files/pdfs/sma/SBS5.0-US-10_Data_Sheet.pdf"><span style="color: #2b00ff;" data-mce-style="color: #2b00ff;">Data Sheet</span></a></td></tr></tbody></table><p><br><strong>Detailed Information</strong></p><p><span>The Sunny Boy Storage battery inverter has been precisely engineered to serve as the intelligent interface between PV, the electrical grid and industry-leading high-voltage batteries. Its AC coupled architecture enables installation at any point in time, providing greater flexibility and giving installers the opportunity to generate new business with existing customers. Along with its ability to address the large retrofit market of existing PV systems, it also delivers the most costeffective, versatile and innovative residential storage solution available. Additionally, up to 2000 W of convenience power can now be achieved in the event of a grid outage during both day and night thanks to SMAâ€™s proprietary Backup Lite feature. Whole home backup is also available with the SMA Automatic Backup Unit</span></p><p><strong>High reliability</strong></p><p>AC coupled for new PV systems or retrofitting existing systems</p><p>Compatible with many leading high-voltage batteries</p><p>Quick and easy installation</p>
USSS100-0018 | 474.46 | IAC-RBAT-FLRSTD-01 | SOLAREDGE IAC-RBAT-FLRSTD-01 Energy Bank Battery Floor Stand | <table width="100%" data-mce-fragment="1"><tbody data-mce-fragment="1"><tr data-mce-fragment="1"><td style="width: 955.59px;" data-mce-fragment="1" data-mce-style="width: 955.59px;"><strong>SOLAREDGE IAC-RBAT-FLRSTD-01 Energy Bank Battery Floor Stand</strong></td></tr><tr data-mce-fragment="1"><td style="width: 955.59px;" data-mce-fragment="1" data-mce-style="width: 955.59px;"><p class="bodytext">Floor stand kit for SolarEdge Energy Bank for 1ph batteryThe SolarEdge Energy Bank battery can be floor mounted as well as wall-mounted, with each battery secured in a separate battery stand. The floor mount stand is provided as a kit that is purchased separately from the SolarEdge Energy Bank battery.If youâ€™re installing more than a single battery in a SolarEdge system, then multiple floor mount stands can be placed and secured one to the other.</p><p><strong>SPECIFICATIONS</strong><br></p><table width="100%"><tbody><tr><td style="width: 48.2638%;" data-mce-style="width: 48.2638%;"><span>Model</span></td><td style="width: 47.7362%;" data-mce-style="width: 47.7362%;">IAC-RBAT-FLRSTD-01</td></tr><tr><td style="width: 48.2638%;" data-mce-style="width: 48.2638%;"><span>Series</span></td><td style="width: 47.7362%;" data-mce-style="width: 47.7362%;"><span>-</span></td></tr><tr><td style="width: 48.2638%;" data-mce-style="width: 48.2638%;"><span>Manufacturer</span></td><td style="width: 47.7362%;" data-mce-style="width: 47.7362%;">Solar Edge</td></tr></tbody></table></td></tr></tbody></table><p><br><strong>GENERAL SPECIFICATIONS</strong><br></p><table width="100%"><tbody><tr><td style="width: 49.0244%;" data-mce-style="width: 49.0244%;"><span>Item Weight</span></td><td style="width: 47.9756%;" data-mce-style="width: 47.9756%;"><span>30 lb</span></td></tr><tr><td style="width: 49.0244%;" data-mce-style="width: 49.0244%;"><span>Dimensions (LxWxH)</span></td><td style="width: 47.9756%;" data-mce-style="width: 47.9756%;"><div data-view="Product.Sku"><div><div><div class="custom-pdp-fields-line-container"><span>13.78 x 33.85 x 53.15 inches</span></div></div></div></div></td></tr></tbody></table><p><strong>Warranty</strong><br data-mce-fragment="1"></p><ul><li>Manufacturer Warranty 10 Years</li></ul><p>* Refer to warranty document for terms and conditions<br data-mce-fragment="1"><strong>Documentation</strong></p><table width="100%"><tbody><tr><td style="width: 24%;" data-mce-style="width: 24%;"><a href="https://www.solarflexion.com/v/vspfiles/files/pdfs/solaredge/IAC-RBAT-FLRSTD-01_Data_Sheet.pdf"><span style="color: #2b00ff;" data-mce-style="color: #2b00ff;">Data Sheet</span></a></td></tr></tbody></table><p>Â <br></p>
USMS100-0679 | 82.87 | IAC-RBAT-HANDLE-01 | SolarEdge IAC-RBAT-HANDLE-01 Energy Bank Handles | <table width="100%" data-mce-fragment="1"><tbody data-mce-fragment="1"><tr data-mce-fragment="1"><td style="width: 955.59px;" data-mce-fragment="1" data-mce-style="width: 955.59px;"><strong>SolarEdge IAC-RBAT-HANDLE-01 ENERGY BANK HANDLES</strong></td></tr><tr data-mce-fragment="1"><td style="width: 955.59px;" data-mce-fragment="1" data-mce-style="width: 955.59px;"><p>SolarEdge is a global leader in smart energy technology: focusing on innovation and environmental protection. For over a decade, SolarEdge have aimed to revolutionise solar products by changing the way power is harvested and managed in photovoltaic (PV) systems.</p><p>The SolarEdge IAC-RBAT-HANDLE-01 Lifting Handles facilitate safe and convenient transportation of the 10kWh battery during installation. Four handles are included, which can be reused for future installations as long as they remain in good condition.</p><p><strong>SPECIFICATIONS</strong><br></p><table width="100%"><tbody><tr><td style="width: 48.2638%;" data-mce-style="width: 48.2638%;"><span>Model</span></td><td style="width: 47.7362%;" data-mce-style="width: 47.7362%;">IAC-RBAT-HANDLE-01</td></tr><tr><td style="width: 48.2638%;" data-mce-style="width: 48.2638%;"><span>Series</span></td><td style="width: 47.7362%;" data-mce-style="width: 47.7362%;"><span>-</span></td></tr><tr><td style="width: 48.2638%;" data-mce-style="width: 48.2638%;"><span>Manufacturer</span></td><td style="width: 47.7362%;" data-mce-style="width: 47.7362%;">SolarEdge</td></tr></tbody></table></td></tr></tbody></table><p><br><strong>GENERAL SPECIFICATIONS</strong><br></p><table width="100%"><tbody><tr><td style="width: 49.0244%;" data-mce-style="width: 49.0244%;"><span>Manufacturer</span></td><td style="width: 47.9756%;" data-mce-style="width: 47.9756%;"><span>SOLAREDGE</span></td></tr><tr><td style="width: 49.0244%;" data-mce-style="width: 49.0244%;"><span>Weight</span></td><td style="width: 47.9756%;" data-mce-style="width: 47.9756%;"><span mce-data-marked="1">3kg</span></td></tr><tr><td style="width: 49.0244%;" data-mce-style="width: 49.0244%;"><span>Length</span></td><td style="width: 47.9756%;" data-mce-style="width: 47.9756%;"><span>206.6</span></td></tr><tr><td style="width: 49.0244%;" data-mce-style="width: 49.0244%;"><span>Protection category</span></td><td style="width: 47.9756%;" data-mce-style="width: 47.9756%;"><span>IP65</span></td></tr></tbody></table><p><strong>Warranty</strong><br data-mce-fragment="1"></p><ul><li>Manufacturer 10 Years Warranty</li></ul><p>* Refer to warranty document for terms and conditions<br data-mce-fragment="1"><strong>Documentation</strong></p><table width="100%"><tbody><tr><td style="width: 24%;" data-mce-style="width: 24%;"><a href="https://connect.soligent.net/site/Item%20Documents/3762_730-0067%20Data%20Sheet.pdf"><span style="color: #2b00ff;" data-mce-style="color: #2b00ff;">Data Sheet</span></a></td></tr></tbody></table><p><br><strong>Detailed Information</strong></p><p><span>SolarEdge Energy Bank for 1ph batteryEasily attached to the SolarEdge Energy Bank batteryâ€™s frame, these four lifting handles enable safe and convenient transportation of the battery during installation. Available in packs of four, the handles are purchased separately from the Energy Bank and can be reused for future battery installations as long as the handles are not bent or damaged in any way.</span></p><p><strong>High Reliability</strong></p><p><span>Easily attached to the SolarEdge Energy Bank battery's frame</span></p><p><span>Four lifting handles enable safe and convenient transportation of the battery</span></p>
USSS100-0017 | 2446.85 | BI-EUSGN-01 | SOLAREDGE STOREDGE BI-EUSGN-01 ENERGY HUB BACKUP INTERFACE | <p>This is a comprehensive product description for the SolarEdge StorEdge BI-EUSGN-01 Backup Interface, an essential component designed for use with the Energy Hub HD-Wave Inverter. It provides a robust solution for whole-home power backup with its 200A main breaker. Below is a breakdown of the key features and technical specifications to help consumers understand what this product offers.</p><h3>Key Features:</h3><ol><li><p><strong>Flexible Backup</strong>: This Backup Interface automatically engages to provide backup power to your home when there is a grid interruption. Users can choose which specific loads to back up, offering complete flexibility.</p></li><li><p><strong>Seamless Integration</strong>: This device works seamlessly with the StorEdge inverter, allowing for efficient management and monitoring of both solar power generation and energy storage.</p></li><li><p><strong>Scalability</strong>: The Backup Interface is designed to be scalable, providing the flexibility to support higher power needs and larger battery capacities in the future.</p></li><li><p><strong>Quick Installation</strong>: The built-in Auto Transformer and Energy Meter contribute to a hassle-free and faster installation process.</p></li><li><p><strong>Generator Connection</strong>: This Backup Interface is also designed to support generator connection, adding another layer of backup options.</p></li><li><p><strong>HD-Wave Technology</strong>: Optimizes battery storage and achieves a record-breaking 99% weighted efficiency. It also allows for 200% DC oversizing.</p></li><li><p><strong>Future-Ready</strong>: Modular design allows for optional upgrades, including DC-coupled storage, built-in consumption monitoring, and direct connection to SolarEdge smart EV chargers.</p></li><li><p><strong>Safety and Compliance</strong>: Comes with integrated arc fault protection and rapid shutdown features, meeting NEC 2014 and 2017 requirements.</p></li></ol><h3>Specifications:</h3><ul><li><strong>Model</strong>: BI-EUSGN-01</li><li><strong>Series</strong>: Energy Hub</li><li><strong>Manufacturer</strong>: SolarEdge</li><li><strong>Type</strong>: Grid-Tie Battery Backup</li><li><strong>Operating Temperature Range</strong>: -25Â° C to +60Â° C</li><li><strong>Enclosure</strong>: NEMA 3R, IP44</li><li><strong>Cooling</strong>: Natural Convection</li><li><strong>Dimensions (W x H x D)</strong>: 20.59" x 13.88" x 8.62"</li><li><strong>Weight</strong>: 73 lbs</li><li><strong>Shipping Method</strong>: Ground</li></ul><h3>Additional Functionalities:</h3><ol><li><strong>Battery Backup</strong>: Provides robust backup power options.</li><li><strong>EV Charging</strong>: Pre-configured to connect to SolarEdge Level 2 Smart EV Charger.</li><li><strong>Consumption Monitoring</strong>: Built-in consumption meter makes it easier to track usage and manage bills.</li><li><strong>Generator Compatibility</strong>: Can be connected to a generator for additional backup.</li></ol><p>Overall, the SolarEdge StorEdge BI-EUSGN-01 Backup Interface offers a highly flexible and scalable solution for home power backup. Its seamless integration with SolarEdge's StorEdge inverter and robust features make it a go-to choice for homeowners looking for a reliable power backup solution.</p>
USIN100-0087 | 28.1818 | 119814-00.01 | SMA 119814-00.01 JMS-F shutdown module | <p>The SunSpec Certified Rapid Shutdown System (model JMS-F), available from SMA, is a cost-effective and reliable solution that meets NEC 2017 module-level shutdown requirements. This device is SunSpec certified and compatible with SMA inverters, making compliance straightforward. The system uses existing DC lines between the inverter and the PV array for power line communications, thus reducing installation and labor costs significantly. No extra wiring or communication hardware is needed. Furthermore, it contains up to 50% fewer internal components compared to alternative solutions, enhancing its long-term reliability.</p><h4>Specifications</h4><ul><li><strong>Model</strong>: SMA 119814-00.01</li><li><strong>Series</strong>: -</li><li><strong>Manufacturer</strong>: SMA</li></ul><h4>General Specifications</h4><ul><li><strong>Voltage</strong>: 10 VDC</li><li><strong>Max Current</strong>: 60 A</li><li><strong>Enclosure Ratings</strong>: Type 4X</li><li><strong>Input Current</strong>: 60 A</li></ul><h4>Warranty</h4><ul><li>Manufacturer offers a 12-year warranty. Refer to the warranty document for terms and conditions.</li></ul><h4>Documentation</h4><ul><li><a href="https://cdn.shopify.com/s/files/1/0566/3408/1340/files/ZZ024900165_DS.pdf?v=1678161531" target="_new">Data Sheet</a></li></ul><h4>Detailed Information</h4><p>The SunSpec Rapid Shutdown System (model JMS-F) from SMA is the most cost-effective and reliable means to achieve compliance with NEC 2017 module-level shutdown requirements. The module-level device is SunSpec certified and is compatible with SMA inverters, streamlining the compliance process. The system utilizes existing DC lines between the inverter and PV array for power line communications. This eliminates the need for extra wiring or communication hardware, significantly reducing both installation and labor costs. Additionally, the system boasts up to 50% fewer internal components compared to competitors, enhancing its reliability over its lifetime.</p><h4>High Reliability</h4><p>The system uses power line-based communication and is certified for compatibility with the SunSpec signal for rapid shutdown. It will shut down the PV module whenever the SunSpec signal is interrupted, ensuring high reliability and safety.</p>
USWC001-0072 | 31.78 | IAC-RBAT-USYCBL-01 | SOLAREDGE IAC-RBAT-USYCBL-01 Black Branch Connector | <table data-mce-fragment="1" width="100%"><tbody data-mce-fragment="1"><tr data-mce-fragment="1"><td data-mce-fragment="1" style="width: 955.59px;" data-mce-style="width: 955.59px;"><strong>SOLAREDGE IAC-RBAT-USYCBL-01 Black Branch Connectorï»¿</strong></td></tr><tr data-mce-fragment="1"><td data-mce-fragment="1" style="width: 955.59px;" data-mce-style="width: 955.59px;"><p><span>SolarEdge, Energy Bank Battery, Branch Connectors, 1 Pair MC-4, DC + DC-, required for multiple Batteries with 1 Inverter, IAC-RBAT-USYCBL-01 </span></p></td></tr></tbody></table><p><strong><br>SPECIFICATIONS</strong></p><table width="100%"><tbody><tr><td style="width: 48.2638%;"><span>Model</span></td><td style="width: 47.7362%;">IAC-RBAT-USYCBL-01</td></tr><tr><td style="width: 48%;"><span>Series</span></td><td style="width: 48%;">-</td></tr><tr><td style="width: 48.2638%;"><span>Manufacturer</span></td><td style="width: 47.7362%;">Solar Edge</td></tr></tbody></table><p><br><br><br></p>
USSS100-0019 | 6550 | BAT-10K1PS0B-01 | SolarEdge BAT-10K1PS0B-01 9.7KWH Lithium-ion Battery, Nmc (Nickel-manganese-cobalt) | <p data-mce-fragment="1">SolarEdge completes their home energy storage system with the energy bank battery. Fully integrated, with up to three units capable of being integrated per inverter and three inverters per Backup Interface (sold separately), the SolarEdge energy storage system is capable of up to 87.3 kWh of energy storage. DC-coupling allows the Energy Bank system to deliver industry-leading 94.5% round-trip efficiency, maximizing the backup power available from the PV array. The design is also simplified, with less chance of a main breaker derate or service change, as the PV and Battery are combined in the Backup Interface, and therefore installed on the same breaker at the main service.</p><p data-mce-fragment="1"><strong data-mce-fragment="1">SPECIFICATIONS</strong></p><ul data-mce-fragment="1"><li data-mce-fragment="1"><strong data-mce-fragment="1">Model:</strong> SE-BAT-10K1PS0B-01</li><li data-mce-fragment="1"><strong data-mce-fragment="1">Series:</strong> -</li><li data-mce-fragment="1"><strong data-mce-fragment="1">Manufacturer:</strong> SolarEdge</li></ul><p data-mce-fragment="1"><strong data-mce-fragment="1">GENERAL SPECIFICATION</strong></p><ul data-mce-fragment="1"><li data-mce-fragment="1"><strong data-mce-fragment="1">Usable Energy (100% depth of discharge):</strong> 9700</li><li data-mce-fragment="1"><strong data-mce-fragment="1">Continuous Output Power:</strong> 5000</li><li data-mce-fragment="1"><strong data-mce-fragment="1">Peak Output Power (for 10 seconds):</strong> 7500</li><li data-mce-fragment="1"><strong data-mce-fragment="1">Peak Roundtrip Efficiency:</strong> &gt;94.5%</li><li data-mce-fragment="1"><strong data-mce-fragment="1">Voltage Range:</strong> 350-450</li><li data-mce-fragment="1"><strong data-mce-fragment="1">Communication Interfaces:</strong> Wireless</li><li data-mce-fragment="1"><strong data-mce-fragment="1">Batteries per Inverter:</strong> Up to 3(3)</li></ul><p data-mce-fragment="1"><strong data-mce-fragment="1">Warranty</strong></p><ul data-mce-fragment="1"><li data-mce-fragment="1">10 Years</li></ul><p data-mce-fragment="1"><em data-mce-fragment="1">Refer to warranty document for terms and conditions.</em></p><p data-mce-fragment="1"><strong data-mce-fragment="1">Documentation</strong></p><ul data-mce-fragment="1"><li data-mce-fragment="1"><a data-mce-fragment="1" href="https://cdn.shopify.com/s/files/1/0566/3408/1340/files/SolarEdge-Energy-Bank-datasheet.pdf?v=1690279064" target="_new" data-mce-href="https://cdn.shopify.com/s/files/1/0566/3408/1340/files/SolarEdge-Energy-Bank-datasheet.pdf?v=1690279064">Data Sheet</a></li></ul><p data-mce-fragment="1"><strong data-mce-fragment="1">Detailed Information</strong></p><ul data-mce-fragment="1"><li data-mce-fragment="1">Maximized system performance, gaining more energy to store and use for on-grid and backup power applications.</li><li data-mce-fragment="1">Integrates with the complete SolarEdge residential offering, providing a single point of contact for warranty, support, training, and simplified logistics &amp; operations.</li><li data-mce-fragment="1">DC coupled battery featuring superior overall system efficiency, from PV to battery to grid.</li><li data-mce-fragment="1">Scalable solution for increased power and capacity with multiple SolarEdge inverters and batteries.</li></ul>
USIN100-0037 | 3115.28 | SE11400H-USSNBBL14 | SolarEdge SE11400H-USSNBBL14 11.4kW 380VDC 240VAC Single Phase Energy Hub Inverter w/ SetApp HD-Wave Technology, RGM & Consumption Meter | <p data-mce-fragment="1">The SolarEdge SE11400H-USSNBBL14 is an 11.4 kW single-phase energy hub inverter with 380VDC input and 240VAC output. This inverter features SetApp HD-Wave Technology, RGM (Revenue Grade Meter), and Consumption Meter. It's designed as an all-in-one system that includes an inverter, charger controller, and a display with remote monitoring. The SolarEdge Energy Hub Inverter is suitable for Grid-tied, Off-Grid, or Battery Backup solar systems. It efficiently manages power flow between Solar, Battery, Grid, Loads, and Generator.</p><p data-mce-fragment="1"><strong data-mce-fragment="1">Specifications:</strong></p><ul data-mce-fragment="1"><li data-mce-fragment="1"><strong data-mce-fragment="1">Model:</strong> SolarEdge SE11400H-USSNBBL14</li><li data-mce-fragment="1"><strong data-mce-fragment="1">Series:</strong> Energy Hub</li><li data-mce-fragment="1"><strong data-mce-fragment="1">Manufacturer:</strong> SolarEdge</li></ul><p data-mce-fragment="1"><strong data-mce-fragment="1">ELECTRICAL DATA - OUTPUT:</strong></p><ul data-mce-fragment="1"><li data-mce-fragment="1">Rated AC Power Output: 11,400 W @ 240V, 10,000 W @ 208V</li><li data-mce-fragment="1">Maximum AC Power Output: 11,400 W @ 240V, 10,000 W @ 208V</li><li data-mce-fragment="1">AC Output Voltage @240V: 211-264 VAC</li><li data-mce-fragment="1">AC Output Voltage @208V: 105-132 VAC</li><li data-mce-fragment="1">AC Frequency (Nominal): 59.3 - 60 - 60.5 Hz</li><li data-mce-fragment="1">Maximum Continuous Output Current @240V: 40 AAC</li><li data-mce-fragment="1">Maximum Continuous Output Current @208V: 40 AAC</li><li data-mce-fragment="1">GFDI Threshold: 1</li><li data-mce-fragment="1">Utility Monitoring, Islanding Protection, County Configurable Set Points: Yes</li></ul><p data-mce-fragment="1"><strong data-mce-fragment="1">ELECTRICAL DATA - INPUT:</strong></p><ul data-mce-fragment="1"><li data-mce-fragment="1">Maximum DC Power @240V: 22,800 W</li><li data-mce-fragment="1">Maximum DC Power @208V: 15,500 W</li><li data-mce-fragment="1">Transformer-Less Ungrounded: Yes</li><li data-mce-fragment="1">Maximum Input Voltage: 480 VDC</li><li data-mce-fragment="1">Nominal DC Input Voltage: 400 VDC</li><li data-mce-fragment="1">Maximum Input Current @240V: 26.5 ADC</li><li data-mce-fragment="1">Maximum Input Current @208V: 27 ADC</li><li data-mce-fragment="1">Maximum Input Short Circuit Current: 45 ADC</li><li data-mce-fragment="1">Reverse-Polarity Protection: Yes</li></ul><p data-mce-fragment="1"><strong data-mce-fragment="1">Warranty:</strong></p><ul data-mce-fragment="1"><li data-mce-fragment="1">Manufacturer Warranty: 12 Years</li><li data-mce-fragment="1"><em data-mce-fragment="1">Refer to warranty document for terms and conditions</em></li></ul><p data-mce-fragment="1"><strong data-mce-fragment="1">Documentation:</strong></p><ul data-mce-fragment="1"><li data-mce-fragment="1">Data Sheet: <a href="https://cdn.shopify.com/s/files/1/0566/3408/1340/files/SE3000H-SE11400H-USSNBBL_Energy_Hub_Data_Sheet.pdf?v=1678171379" data-mce-fragment="1" data-mce-href="https://cdn.shopify.com/s/files/1/0566/3408/1340/files/SE3000H-SE11400H-USSNBBL_Energy_Hub_Data_Sheet.pdf?v=1678171379" target="_new">Download Data Sheet</a></li></ul><p data-mce-fragment="1"><strong data-mce-fragment="1">Detailed Information:</strong> The SolarEdge Energy Hub Inverter is a resilient single-phase inverter offering superior performance, consumption monitoring, and optional integration with battery, EV charging, and smart energy solutions. It boasts 99% weighted efficiency with 200% DC oversizing and supports various types of residential roofs, from small to large installations.</p><p data-mce-fragment="1"><strong data-mce-fragment="1">High reliability:</strong> The inverter's cell interconnections and diode placement follow industry standards, providing excellent reliability. It achieves a record-breaking 99% weighted efficiency with 200% DC oversizing. The unit is designed to be small, lightweight, and easy to install.</p><p data-mce-fragment="1"><strong data-mce-fragment="1">Quality and certifications:</strong> The Energy Hub Inverter complies with UL1741, UL1741 SA, UL1741 PCS, UL1699B, UL1998, UL9540, CSA 22.2, IEEE1547, Rule 21, Rule 14H, and FCC part 15 class B standards.</p>
USIN100-0088 | 9367.55 | 03-125-1500-2-20 | SMA 03-125-1500-2-20 SHP 125-US-20 peak3 | <p>Introducing PEAK3: Where pure power meets ingenuity. This compact inverter boasts unparalleled power density per device, translating to optimal performance without the added weight. The result? Reduced transportation costs and simplified installation. When paired with project-specific DC Combiner Boxes, the PV array's potential can be expanded up to an impressive 150%. And to fulfill all grid operator requirements, the Data Manager seamlessly completes the system.</p><p><strong>SPECIFICATIONS</strong>:</p><ul><li><strong>Model</strong>: SMA 03-125-1500-2-20</li><li><strong>Series</strong>: -</li><li><strong>Manufacturer</strong>: SMA</li></ul><p><strong>GENERAL SPECIFICATIONS</strong>:</p><ul><li><strong>Maximum array power</strong>: 187500 Wp STC</li><li><strong>Device dimensions (W / H / D)</strong>: 770 / 830 / 444 mm (30.3 / 32.7 / 17.5 in.)</li><li><strong>Weight</strong>: 98 kg (216 lbs)</li><li><strong>Topology</strong>: Transformerless</li></ul><p><strong>Warranty</strong>: 12-Year Manufacturer Warranty (<em>Refer to warranty document for terms and conditions.</em>)</p><p><strong>Documentation</strong>:</p><ul><li><a href="https://cdn.shopify.com/s/files/1/0566/3408/1340/files/SHP-US-DS-en-17.pdf?v=1678160905" target="_new">Data Sheet</a></li></ul><p><strong>Detailed Information</strong>: PEAK3 embodies pure power, harnessed by its compact design that delivers unmatched power density. This advantage yields peak performance without burdening the weight, leading to economical transportation and simplified installation. With the integration of project-specific DC Combiner Boxes, the PV array's capacity can surge up to an impressive 150%. And to ensure compliance with grid operator mandates, the Data Manager seamlessly integrates into the system.</p><p>The PEAK3 system solution brilliantly merges the virtues of a decentralized system layout and central inverter concept. Through DC Combiner Boxes, large-scale solar plant planning and expansion become efficient even on varied terrains. The modular approach empowers scalability in terms of both power and function, allowing ultimate flexibility in plant design.</p><p><strong>High Reliability</strong>: The DC Combiner Boxes not only ensure efficient planning and expandability for large-scale solar plants but also underscore the reliability even on diverse terrains. Experience pure power and versatility with PEAK3â€”where innovation meets optimal performance.</p>
USSS100-0020 | 2978.26 | SE10000H-USSNBBL14 | SolarEdge SE10000H-USSNBBL14 10kW 380VDC 240VAC Single Phase Energy Hub Inverter w/ RMG & Consumption Monitoring | <p>The SolarEdge SE10000H-USSNBBL14 is a cutting-edge 10kW Energy Hub Inverter designed for single-phase grid-tie solar power systems. Utilizing HD-Wave technology, the inverter delivers best-in-class reliability and an improved return on investment (ROI) by increasing energy production. Below are some of the inverter's key features and specifications to give you a comprehensive understanding of what it offers:</p><h3>Key Features:</h3><ol><li><p><strong>HD-Wave Technology</strong>: Winner of the prestigious 2016 Intersolar award, this novel technology uses distributed switching and powerful DSP processing to synthesize a clean sine wave, reducing the need for heavy cooling elements and large magnetics.</p></li><li><p><strong>High Efficiency</strong>: The inverter boasts record-breaking efficiency, translating into higher energy production and an improved ROI for homeowners.</p></li><li><p><strong>Lightweight and Compact</strong>: Weighing just 38.8 lbs and measuring 21.3" x 14.6" x 7.3", the inverter is both small and lightweight, making it easy for single-person installation.</p></li><li><p><strong>Integrated Monitoring</strong>: Comes with a proprietary data monitoring receiver that aggregates performance data from each PV module. This data is accessible via the SolarEdge monitoring platform for performance analysis, fault detection, and troubleshooting.</p></li><li><p><strong>High Reliability</strong>: Specifically designed to work with power optimizers for maximum reliability and performance.</p></li><li><p><strong>Flexible Warranty</strong>: Comes with a 12-year manufacturer's warranty, which is extendable to 20 or 25 years.</p></li></ol><h3>Specifications:</h3><ul><li><strong>Model</strong>: SE10000H-USSNBBL14</li><li><strong>Manufacturer</strong>: SolarEdge</li><li><strong>Type</strong>: Grid-Tie</li><li><strong>Operating Temperature Range</strong>: -25Â° C to +60Â° C</li><li><strong>Weight</strong>: 38.8 lbs</li><li><strong>Dimensions (W x H x D)</strong>: 21.3" x 14.6" x 7.3"</li></ul><h3>Additional Information:</h3><ol><li><strong>Warranty</strong>: 12-year manufacturer's warranty, extendable to 20 or 25 years.</li><li><strong>Documentation</strong>: <a href="https://cdn.shopify.com/s/files/1/0566/3408/1340/files/SE3000H-SE11400H-US000BNX4_Data_Sheet_1.pdf?v=1678163746" target="_new">Data Sheet</a></li></ol><h3>Detailed Information:</h3><ul><li><p>The SolarEdge HD-Wave PV inverter combines innovative digital control technology with efficient power conversion to achieve remarkable solar power harvesting.</p></li><li><p>It integrates a data monitoring receiver that collects performance data from each PV module. This allows for easier performance analysis, fault detection, and system troubleshooting via the SolarEdge online platform.</p></li></ul><p>By leveraging HD-Wave technology and providing multiple features aimed at maximizing efficiency and reliability, the SolarEdge SE10000H-USSNBBL14 10kW inverter stands out as a top-tier choice for those looking to optimize their solar energy systems.</p>
USIN100-0086 | 904.45 | EDMM-US-10 | SMA EDMM-US-10 Data Manager M with Sunny Portal by ennexOS | <div data-testid="conversation-turn-92" class="group w-full text-token-text-primary border-b border-black/10 dark:border-gray-900/50 bg-gray-50 dark:bg-[#444654]"><div class="p-4 justify-center text-base md:gap-6 md:py-6 m-auto"><div class="flex flex-1 gap-4 text-base mx-auto md:gap-6 md:max-w-2xl lg:max-w-[38rem] xl:max-w-3xl }"><div class="relative flex w-[calc(100%-50px)] flex-col gap-1 md:gap-3 lg:w-[calc(100%-115px)]"><div class="flex flex-grow flex-col gap-3 max-w-full"><div class="min-h-[20px] flex flex-col items-start gap-3 overflow-x-auto whitespace-pre-wrap break-words"><div class="markdown prose w-full break-words dark:prose-invert light"><p>The <strong>SMA EDMM-US-10 Data Manager M with Sunny Portal by ennexOS</strong> is a revolutionary device designed to optimize the communication, monitoring, and control of PV systems equipped with up to 50 SMA devices. In collaboration with the new Sunny Portal powered by ennexOS, this Data Manager is not just an advanced replacement for the SMA Cluster Controller but is also scalable for future energy market models. It serves as a professional system interface for electric utility companies, service technicians, and PV system operators.</p><h3>Specifications</h3><h4>General Information</h4><ul><li><strong>Model</strong>: SMA EDMM-US-10</li><li><strong>Series</strong>: N/A</li><li><strong>Manufacturer</strong>: SMA</li><li><strong>Manufacturer Part Number</strong>: EDMM-US-10</li></ul><h4>General Specifications</h4><ul><li><strong>Color</strong>: Clear</li><li><strong>Weight</strong>: 1lb</li><li><strong>Dimensions</strong>: 6 x 4 x 3 in</li></ul><h3>Warranty</h3><ul><li><strong>Manufacturer 24 Years Warranty</strong>: Refer to warranty document for terms and conditions.</li></ul><h3>Documentation</h3><ul><li><a href="https://cdn.shopify.com/s/files/1/0566/3408/1340/files/EDMM-US-DUS182620W_-DS.pdf?v=1678162111" target="_new">Data Sheet</a></li></ul><h3>Detailed Information</h3><p>The Data Manager M, along with the Sunny Portal powered by ennexOS, offers a harmonious experience. This seamless integration not only simplifies but accelerates the tasks of monitoring, analyzing, parameterizing, and managing your PV systems.</p><h4>User Interface</h4><p>Both the Data Manager M and the Sunny Portal feature an innovative and highly efficient user interface. The intuitive assistance functions provided significantly reduce the amount of time needed for commissioning and parameterization.</p><h4>High Reliability</h4><ul><li>Quick and intuitive commissioning, including Sunny Portal registration.</li><li>Easy integration with I/O systems and energy meters.</li><li>Compliance with international grid integration requirements.</li><li>Detailed analytics, alert systems, and reporting capabilities.</li></ul><p>Transform your energy management experience with the SMA EDMM-US-10 Data Manager M and Sunny Portal by ennexOS, making it easier, quicker, and more efficient than ever.</p></div></div></div><div class="flex justify-between lg:block"><div class="text-gray-400 flex self-end lg:self-center justify-center mt-2 gap-2 md:gap-3 lg:gap-1 lg:absolute lg:top-0 lg:translate-x-full lg:right-0 lg:mt-0 lg:pl-2 visible"><button class="flex ml-auto gap-2 rounded-md p-1 hover:bg-gray-100 hover:text-gray-700 dark:text-gray-400 dark:hover:bg-gray-700 dark:hover:text-gray-200 disabled:dark:hover:text-gray-400"><svg xmlns="http://www.w3.org/2000/svg" width="1em" height="1em" class="h-4 w-4" stroke-linejoin="round" stroke-linecap="round" viewbox="0 0 24 24" stroke-width="2" fill="none" stroke="currentColor"><path d="M16 4h2a2 2 0 0 1 2 2v14a2 2 0 0 1-2 2H6a2 2 0 0 1-2-2V6a2 2 0 0 1 2-2h2"></path><rect ry="1" rx="1" height="4" width="8" y="2" x="8"></rect></svg></button><div class="flex gap-1"></div></div></div></div></div></div></div>
USIN100-0048 | 2226.02 | SE-6000H-USS3BBC14 | Solaredge Energy Hub SE6000H-USS3BBC14 6KW Inverter W/ Rgm | <p data-mce-fragment="1">The <strong data-mce-fragment="1">SolarEdge Energy Hub SE6000H-US</strong> is a powerful 6KW inverter with integrated Reactive Power Management (RGM). This all-in-one solution combines an inverter, charger controller, and a display with remote monitoring capabilities. Designed for a variety of solar setups, including Grid-tied, Off-Grid, or Battery Backup systems, the Energy Hub effectively manages power flow between Solar, Battery, Grid, Loads, and Generator.</p><p data-mce-fragment="1"><strong data-mce-fragment="1">SPECIFICATIONS:</strong></p><ul data-mce-fragment="1"><li data-mce-fragment="1"><strong data-mce-fragment="1">Model:</strong> SolarEdge - SE6000H-US 6KW</li><li data-mce-fragment="1"><strong data-mce-fragment="1">Series:</strong> Single Phase</li><li data-mce-fragment="1"><strong data-mce-fragment="1">Manufacturer:</strong> SolarEdge</li><li data-sourcepos="12:5-12:42" data-mce-fragment="1"><strong>Dimensions:</strong> (LxWxH): 37 x 12.5 x 10.5 Inches</li><li data-sourcepos="13:5-13:20" data-mce-fragment="1"><strong>Weight:</strong> 41.7 lbs</li><li data-mce-fragment="1"></li></ul><p data-mce-fragment="1"><strong data-mce-fragment="1">ELECTRICAL DATA - OUTPUT:</strong></p><ul data-mce-fragment="1"><li data-mce-fragment="1"><strong data-mce-fragment="1">Rated AC Power Output:</strong> 6000VA @240V; 5000 @208V</li><li data-mce-fragment="1"><strong data-mce-fragment="1">Maximum AC Power Output:</strong> 6000VA @240V; 5000 @208V</li><li data-mce-fragment="1"><strong data-mce-fragment="1">AC Output Voltage @240V:</strong> Minimum: 211VAC; Nominal: 240VAC; Maximum: 264VAC</li><li data-mce-fragment="1"><strong data-mce-fragment="1">AC Output Voltage @208V:</strong> Minimum: 183VAC; Nominal: 208VAC; Maximum: 229VAC</li><li data-mce-fragment="1"><strong data-mce-fragment="1">AC Frequency (Nominal):</strong> 59.3 - 60 - 60.5 Hz</li><li data-mce-fragment="1"><strong data-mce-fragment="1">Maximum Continuous Output Current @240V:</strong> 25.00 Amps</li><li data-mce-fragment="1"><strong data-mce-fragment="1">Maximum Continuous Output Current @208V:</strong> 24.00 Amps</li><li data-mce-fragment="1"><strong data-mce-fragment="1">GFDI Threshold:</strong> 1</li><li data-mce-fragment="1"><strong data-mce-fragment="1">Utility Monitoring, Islanding Protection, County Configurable Set Points:</strong> Yes</li></ul><p data-mce-fragment="1"><strong data-mce-fragment="1">ELECTRICAL DATA - INPUT:</strong></p><ul data-mce-fragment="1"><li data-mce-fragment="1"><strong data-mce-fragment="1">Maximum DC Power @240V:</strong> 9300 Watts</li><li data-mce-fragment="1"><strong data-mce-fragment="1">Maximum DC Power @208V:</strong> 7750 Watts</li><li data-mce-fragment="1"><strong data-mce-fragment="1">Transformer-Less Ungrounded:</strong> Yes</li><li data-mce-fragment="1"><strong data-mce-fragment="1">Maximum Input Voltage:</strong> 480VDC</li><li data-mce-fragment="1"><strong data-mce-fragment="1">Nominal DC Input Voltage:</strong> 380VDC</li><li data-mce-fragment="1"><strong data-mce-fragment="1">Maximum Input Current @240V:</strong> 16.50 ADC</li><li data-mce-fragment="1"><strong data-mce-fragment="1">Maximum Input Current @208V:</strong> 13.50 ADC</li><li data-mce-fragment="1"><strong data-mce-fragment="1">Maximum Input Short Circuit Current:</strong> 45 ADC</li><li data-mce-fragment="1"><strong data-mce-fragment="1">Reverse-Polarity Protection:</strong> Yes</li></ul><p data-mce-fragment="1"><strong data-mce-fragment="1">Warranty:</strong></p><ul data-mce-fragment="1"><li data-mce-fragment="1">Manufacturer Warranty: 12 Years</li><li data-mce-fragment="1">Performance Warranty: 12 Years</li></ul><p data-mce-fragment="1"><strong data-mce-fragment="1">Documentation:</strong> <a href="https://cdn.shopify.com/s/files/1/0566/3408/1340/files/SolarEdge_Three_Phase_Synergy_Inverter.pdf?v=1678170281" target="_new" data-mce-href="https://cdn.shopify.com/s/files/1/0566/3408/1340/files/SolarEdge_Three_Phase_Synergy_Inverter.pdf?v=1678170281" data-mce-fragment="1">Data Sheet</a></p><p data-mce-fragment="1"><strong data-mce-fragment="1">Detailed Information:</strong> SolarEdge's commercial inverters are advancing with the introduction of new three-phase models, including the 17.3kW (208V grid) and 40kW (480V grid) variants. These new models offer more energy production, greater savings, and improved installation convenience.</p><p data-mce-fragment="1">Key Features:</p><ul data-mce-fragment="1"><li data-mce-fragment="1">Over 20% lighter than previous models for easier installation.</li><li data-mce-fragment="1">Up to 150% DC oversizing for increased energy production and savings.</li><li data-mce-fragment="1">Enhanced lightning protection with field-replaceable RS485 and Type 2 DC and AC surge protection devices.</li><li data-mce-fragment="1">Easy inverter commissioning directly from a smartphone using SetApp.</li></ul><p data-mce-fragment="1"><strong data-mce-fragment="1">Quality and Certifications:</strong> The SolarEdge Energy Hub SE6000H-US meets various quality and safety standards, including:</p><ul data-mce-fragment="1"><li data-mce-fragment="1">UL1741</li><li data-mce-fragment="1">UL1741 SA</li><li data-mce-fragment="1">UL1699B</li><li data-mce-fragment="1">CSA C22.2</li><li data-mce-fragment="1">Canadian AFCI according to T.I.L. M-07</li><li data-mce-fragment="1">IEEE1547</li><li data-mce-fragment="1">Rule 21</li><li data-mce-fragment="1">Rule 14 (HI)</li><li data-mce-fragment="1">FCC Part 15 class B</li></ul>
USSE100-0200 | 245.6591 | CELLMODKIT-US-10 | SMA CELLMODKIT-US-10 Cellular LTE Modem w/ 5-Year Data Plan | <table width="100%" data-mce-fragment="1"><tbody data-mce-fragment="1"><tr data-mce-fragment="1"><td style="width: 955.59px;" data-mce-fragment="1" data-mce-style="width: 955.59px;"><strong>SMA CELLMODKIT-US-10 Cellular LTE Modem w/ 5-Year Data Plan</strong></td></tr><tr data-mce-fragment="1"><td style="width: 955.59px;" data-mce-fragment="1" data-mce-style="width: 955.59px;"><p><span>SMAÂ Inverter System is a all-in-one system that includes an inverter, charger controller, a display with remote monitoring. TheÂ SMA is simple to install to a Grid-tied, Off-Grid, or Battery Backup Inverter, while being able to manages power to and from Solar, Battery, Grid, Loads, and Generator.Â </span></p></td></tr></tbody></table><p><strong><br>SPECIFICATIONS</strong></p><table width="100%"><tbody><tr><td style="width: 48.2638%;"><span>Model</span></td><td style="width: 47.7362%;">SMA CELLMODKIT-US-10</td></tr><tr><td style="width: 48.2638%;"><span>Series</span></td><td style="width: 47.7362%;">-<br></td></tr><tr><td style="width: 48.2638%;"><span>Manufacturer</span></td><td style="width: 47.7362%;">SMA</td></tr></tbody></table><p><strong><br>GENERAL SPECIFICATION</strong><br></p><table width="100%"><tbody><tr></tr><tr></tr><tr><td style="width: 49.0244%;" data-mce-style="width: 49.0244%;">Weight</td><td style="width: 47.9756%;" data-mce-style="width: 47.9756%;">1</td></tr><tr><td style="width: 49.0244%;" data-mce-style="width: 49.0244%;">UOM</td><td style="width: 47.9756%;" data-mce-style="width: 47.9756%;">ea</td></tr><tr><td style="width: 49.0244%;" data-mce-style="width: 49.0244%;">UPC</td><td style="width: 47.9756%;" data-mce-style="width: 47.9756%;">2244180</td></tr><tr><td style="width: 49.0244%;" data-mce-style="width: 49.0244%;">Description</td><td style="width: 47.9756%;" data-mce-style="width: 47.9756%;">SMA CELLMODKIT-US-10 Cellular LTE Modem</td></tr><tr><td style="width: 49.0244%;" data-mce-style="width: 49.0244%;">Manufacturer</td><td style="width: 47.9756%;" data-mce-style="width: 47.9756%;">SMA</td></tr></tbody></table><p><strong><br>Warranty</strong><br></p><ul><li>10 Year Standard Warranty.</li></ul><p>* Refer to warranty document for terms and conditions<br data-mce-fragment="1"><strong>Documentation</strong></p><table width="100%"><tbody><tr><td style="width: 24%;" data-mce-style="width: 24%;"><a href="https://cdn.shopify.com/s/files/1/0566/3408/1340/files/SMA-CELLMODKIT-US-10_Data_Sheet.pdf?v=1678168474"><span style="color: #2b00ff;" data-mce-style="color: #2b00ff;">Data Sheet</span></a></td></tr></tbody></table><p><br><strong>Detailed Information</strong><br></p><p><span> Sunny Boy 3.0-US/3.8- US/5.0-US/6.0-US/7.0-US/7.7-US join the SMA lineup of field-proven solar technology backed by the worldâ€™s #1 service team, along with a wealth of improvements. Simple design, improved stocking and ordering, value-driven sales support and streamlined installation are just some of the ways that SMA helps your business operate more efficiently</span></p><p><strong>High reliability</strong><br></p><p>Cell interconnections and diode placement use well-established industry practice and are field-proven to provide excellent reliability.</p><p>Equipped with SMA Smart Connected, a proactive service solution that is integrated into Sunny Portal</p><p><span></span><strong>Quality and certifications</strong></p>
USIN100-0085 | 121.66 | DC_SPD_KIT5_T1T2 | SMA DC_SPD_KIT5_T1T2 DC surge protection for CORE1-US Type 1/2 | <p data-sourcepos="5:1-5:380">The SMA DC_SPD_KIT5_T1T2 DC surge protection for CORE1-US Type 1/2 is a DC surge protection device that is designed to protect solar inverters from transient voltage spikes. It is a Type 1+2 device, which means it can protect against both line-to-line and line-to-ground surges. The device is field-serviceable, so it can be replaced without having to replace the entire inverter.</p><p data-sourcepos="7:1-7:18"><strong>Specification:</strong></p><ul data-sourcepos="9:1-14:0"><li data-sourcepos="9:1-9:28">Protection level: Type 1+2</li><li data-sourcepos="10:1-10:25">Rated voltage: 1000 VDC</li><li data-sourcepos="11:1-11:21">Peak current: 10 kA</li><li data-sourcepos="12:1-12:51">Operating temperature: -40 to +85 degrees Celsius</li><li data-sourcepos="13:1-14:0">Warranty: 10 years</li></ul><p data-sourcepos="15:1-15:26"><strong>Weight and dimensions:</strong></p><ul data-sourcepos="17:1-19:0"><li data-sourcepos="17:1-17:16">Weight: 0.15 lb</li><li data-sourcepos="18:1-19:0">Dimensions: <span data-mce-fragment="1">3 x 2 x 7 inch</span></li></ul><p data-sourcepos="20:1-20:63"><br></p>
USSE100-0179 | 54.75 | AC_SPD_KIT2_T1T2 AC | SMA AC_SPD_KIT2_T1T2 AC Surge Protection for CORE1-US Type 1/2 (STPXX-US-40/1) | <span data-mce-fragment="1">Specializing inÂ </span>Protecting<span data-mce-fragment="1">Â Sensitive Equipment With Silicon Diode Technology.</span><span data-mce-fragment="1">SMA AC_SPD_KIT2_T1T2 AC Surge Protection for CORE1-US Type 1/2 (STPXX-US-40/1)</span>
USSE100-0178 | 195.34 | SMA, RSC-1X-US-10 | SMA, RSC-1X-US-10, Rapid Shutdown Controller | <table data-mce-fragment="1" width="100%"><tbody data-mce-fragment="1"><tr data-mce-fragment="1"><td data-mce-fragment="1" style="width: 955.59px;" data-mce-style="width: 955.59px;"><strong>SMA, RSC-1X-US-10, Rapid Shutdown Controller</strong></td></tr><tr data-mce-fragment="1"><td data-mce-fragment="1" style="width: 955.59px;" data-mce-style="width: 955.59px;"><p><span>SMAÂ Inverter System is a all-in-one system that includes an inverter, charger controller, a display with remote monitoring. TheÂ SMA is simple to install to a Grid-tied, Off-Grid, or Battery Backup Inverter, while being able to manages power to and from Solar, Battery, Grid, Loads, and Generator.Â </span></p></td></tr></tbody></table><p><strong><br>SPECIFICATIONS</strong></p><table width="100%"><tbody><tr><td style="width: 48.2638%;"><span>Model</span></td><td style="width: 47.7362%;">SMA, RSC-1X-US-10</td></tr><tr><td style="width: 48.2638%;"><span>Series</span></td><td style="width: 47.7362%;">SHUTDOWN CONTROLLER<br></td></tr><tr><td style="width: 48.2638%;"><span>Manufacturer</span></td><td style="width: 47.7362%;">SMA</td></tr></tbody></table><p><strong><br>GENERAL SPECIFICATION</strong><br></p><table width="100%"><tbody><tr></tr><tr></tr><tr><td style="width: 49.0244%;" data-mce-style="width: 49.0244%;">Type</td><td style="width: 47.9756%;" data-mce-style="width: 47.9756%;">Rapid Shutdown Controller</td></tr><tr><td style="width: 49.0244%;" data-mce-style="width: 49.0244%;">Input Circuits</td><td style="width: 47.9756%;" data-mce-style="width: 47.9756%;">4</td></tr><tr><td style="width: 49.0244%;" data-mce-style="width: 49.0244%;">Enclosure Material</td><td style="width: 47.9756%;" data-mce-style="width: 47.9756%;">Polycarbonate</td></tr><tr><td style="width: 49.0244%;" data-mce-style="width: 49.0244%;">Enclosure Rating</td><td style="width: 47.9756%;" data-mce-style="width: 47.9756%;">NEMA 4X</td></tr><tr><td style="width: 49.0244%;" data-mce-style="width: 49.0244%;">Current Rating</td><td style="width: 47.9756%;" data-mce-style="width: 47.9756%;">36A</td></tr><tr><td style="width: 49.0244%;" data-mce-style="width: 49.0244%;">Voltage Rating</td><td style="width: 47.9756%;" data-mce-style="width: 47.9756%;">600V DC</td></tr><tr><td style="width: 49.0244%;" data-mce-style="width: 49.0244%;">Enclosure Size</td><td style="width: 47.9756%;" data-mce-style="width: 47.9756%;">3.15 x 6.02 x 4.10 in.</td></tr><tr><td style="width: 49.0244%;" data-mce-style="width: 49.0244%;">Product Type</td><td style="width: 47.9756%;" data-mce-style="width: 47.9756%;">Combiner</td></tr></tbody></table><p><strong><br>Warranty</strong><br data-mce-fragment="1"></p><ul><li>10 Year Standard Warranty.</li></ul><p>* Refer to warranty document for terms and conditions<br data-mce-fragment="1"><strong>Documentation</strong></p><table width="100%"><tbody><tr><td style="width: 24%;" data-mce-style="width: 24%;"><a href="https://cdn.shopify.com/s/files/1/0566/3408/1340/files/SMA-RSDBOX-DUS164025W.pdf?v=1678169904"><span style="color: #2b00ff;" data-mce-style="color: #2b00ff;">Data Sheet</span></a></td></tr></tbody></table><p><br><strong>Detailed Information</strong><br></p><p><span>Rapid Shutdown Box is installed on the roof and can accommodate up to 4 DC strings, with two combined DC outputs.he Rapid Shutdown Controller provides a visible indication of when safe conditions exist, and emergency shut off button with LED indicators.Â </span></p><p><strong>High reliability</strong><br></p><p>Cell interconnections and diode placement use well-established industry practice and are field-proven to provide excellent reliability.</p><p><span>Rapid Shutdown Controller can be used with multiple Rapid Shutdown Boxes for larger arrays.</span></p><p><span>Rapid Shutdown compliance for systems using Sunny Boy inverters</span></p><p><span></span><strong>Quality and certifications</strong><br></p><p>UL 1741, UL 1741 SA incl. CA Rule 21 RSD, UL 1998, UL 1699B Ed. 1, IEEE1547, FCC Part 15 (Class A &amp; B), CAN/CSA V22.2 107.1-1, HECO Rule 14H, PV Rapid Shutdown System Equipment</p>
USIN100-0093 | 5608.9 | 03-62-1000-2-41 | SMA 03-62-1000-2-41 Sunny Tripower CORE1-US (STP62-US-41) Includes Integrated Communications AC and DC Disconnect & Sunspec | <p data-mce-fragment="1">The SMA Inverter System is an all-in-one solution that encompasses an inverter, charger controller, and a display equipped with remote monitoring capabilities. The SMA is uncomplicated to install, be it for a Grid-tied, Off-Grid, or Battery Backup Inverter. Furthermore, it adeptly manages power transfer between Solar, Battery, Grid, Loads, and Generator.</p><p data-mce-fragment="1"><strong data-mce-fragment="1">SPECIFICATIONS</strong>:</p><ul data-mce-fragment="1"><li data-mce-fragment="1"><strong data-mce-fragment="1">Model</strong>: SMA 03-62-1000-2-41</li><li data-mce-fragment="1"><strong data-mce-fragment="1">Series</strong>: SUNNY TRIPOWER CORE</li><li data-mce-fragment="1"><strong data-mce-fragment="1">Manufacturer</strong>: SMA</li></ul><p data-mce-fragment="1"><strong data-mce-fragment="1">GENERAL SPECIFICATION</strong>:</p><ul data-mce-fragment="1"><li data-mce-fragment="1"><strong data-mce-fragment="1">Weight</strong>: 212 (Note: There seems to be an inconsistency as another weight listed is 185 Lbs.)</li><li data-mce-fragment="1"><strong data-mce-fragment="1">UOM</strong>: ea</li><li data-mce-fragment="1"><strong data-mce-fragment="1">Weight</strong>: 185 Lbs.</li><li data-mce-fragment="1"><strong data-mce-fragment="1">Manufacturer</strong>: SMA</li><li data-mce-fragment="1"><strong data-mce-fragment="1">Dimensions</strong>: 24.4" x 28.8" x 22.4"</li><li data-mce-fragment="1"><strong data-mce-fragment="1">Wattage</strong>: 62,000 W</li></ul><p data-mce-fragment="1"><strong data-mce-fragment="1">Warranty</strong>:</p><ul data-mce-fragment="1"><li data-mce-fragment="1">10 Year Standard Warranty. <em data-mce-fragment="1">Refer to warranty document for terms and conditions.</em></li></ul><p data-mce-fragment="1"><strong data-mce-fragment="1">Documentation</strong>:</p><ul data-mce-fragment="1"><li data-mce-fragment="1"><a href="https://cdn.shopify.com/s/files/1/0566/3408/1340/files/SMA_CORE1_Spec_3.pdf?v=1678168197" data-mce-fragment="1" data-mce-href="https://cdn.shopify.com/s/files/1/0566/3408/1340/files/SMA_CORE1_Spec_3.pdf?v=1678168197" target="_new">Data Sheet</a></li></ul><p data-mce-fragment="1"><strong data-mce-fragment="1">Detailed Information</strong>:</p><p data-mce-fragment="1">The Sunny Tripower CORE1 stands as the worldâ€™s inaugural free-standing PV inverter tailored for commercial rooftops, carports, ground mount setups, and repowering of old solar projects. From the distribution phase to the construction and operational stages, the Sunny Tripower CORE1 promotes significant savings in logistics, materials, labor, and service costs, branding it as the most versatile and cost-efficient commercial solution available.</p><p data-mce-fragment="1"><strong data-mce-fragment="1">High Reliability</strong>:</p><p data-mce-fragment="1">Well-established industry practices in cell interconnections and diode placement have been adopted, ensuring the product's top-notch reliability that is proven in the field.</p><ul data-mce-fragment="1"><li data-mce-fragment="1">External relay controls</li></ul><p data-mce-fragment="1"><strong data-mce-fragment="1">Quality and Certifications</strong>:</p><ul data-mce-fragment="1"><li data-mce-fragment="1">UL 1741, UL 1699B Ed. 1, UL 1998</li><li data-mce-fragment="1">CSA 22.2 107-1, PV Rapid Shutdown System Equipment</li><li data-mce-fragment="1">FCC Part 15 Class A</li><li data-mce-fragment="1">IEEE 1547, UL 1741 SA - CA Rule 21, HECO Rule 14H</li></ul>
USIN100-0094 | 5495.27 | 03-50-1000-2-41 | SMA 03-50-1000-2-41 Sunny Tripower CORE1-US (STP50-US-41) Includes Integrated Communications AC and DC Disconnect & Sunspec | <p data-mce-fragment="1">The SMA Inverter System is an all-in-one solution that encompasses an inverter, charger controller, and a display with remote monitoring. The SMA system offers straightforward installation for Grid-tied, Off-Grid, or Battery Backup Inverter, adeptly managing power to and from Solar, Battery, Grid, Loads, and Generator.</p><p data-mce-fragment="1"><strong data-mce-fragment="1">SPECIFICATIONS:</strong></p><ul data-mce-fragment="1"><li data-mce-fragment="1"><strong data-mce-fragment="1">Model:</strong> SMA 03-50-1000-2-41</li><li data-mce-fragment="1"><strong data-mce-fragment="1">Series:</strong> SUNNY TRIPOWER CORE1</li><li data-mce-fragment="1"><strong data-mce-fragment="1">Manufacturer:</strong> SMA</li></ul><p data-mce-fragment="1"><strong data-mce-fragment="1">GENERAL SPECIFICATION:</strong></p><ul data-mce-fragment="1"><li data-mce-fragment="1"><strong data-mce-fragment="1">Weight:</strong> 212 (Another weight specification says 185 Lbs., there might be some inconsistency in the data)</li><li data-mce-fragment="1"><strong data-mce-fragment="1">Unit of Measurement (UOM):</strong> ea</li><li data-mce-fragment="1"><strong data-mce-fragment="1">Manufacturer:</strong> SMA</li><li data-mce-fragment="1"><strong data-mce-fragment="1">Dimensions:</strong> 24.4" x 28.8" x 22.4"</li><li data-mce-fragment="1"><strong data-mce-fragment="1">Wattage:</strong> 50,000 W</li></ul><p data-mce-fragment="1"><strong data-mce-fragment="1">Warranty:</strong></p><ul data-mce-fragment="1"><li data-mce-fragment="1">10-Year Standard Warranty. <em data-mce-fragment="1">(Refer to the warranty document for terms and conditions)</em></li></ul><p data-mce-fragment="1"><strong data-mce-fragment="1">Documentation:</strong></p><ul data-mce-fragment="1"><li data-mce-fragment="1"><a href="https://cdn.shopify.com/s/files/1/0566/3408/1340/files/SMA_CORE1_Spec_1.pdf?v=1678167986" data-mce-fragment="1" data-mce-href="https://cdn.shopify.com/s/files/1/0566/3408/1340/files/SMA_CORE1_Spec_1.pdf?v=1678167986" target="_new">Data Sheet</a></li></ul><p data-mce-fragment="1"><strong data-mce-fragment="1">Detailed Information:</strong></p><p data-mce-fragment="1">Sunny Tripower CORE1 is the worldâ€™s first free-standing PV inverter tailored for commercial rooftops, carports, ground mounts, and repowering legacy solar projects. From the initial distribution phase to construction and ultimate operation, the Sunny Tripower CORE1 paves the way for reductions in logistical, material, labor, and service costs, standing out as the most adaptable, cost-efficient commercial solution available.</p><p data-mce-fragment="1"><strong data-mce-fragment="1">High Reliability:</strong></p><p data-mce-fragment="1">The cell interconnections and diode placements adhere to established industry standards and are recognized for their excellent reliability in the field.</p><p data-mce-fragment="1"><strong data-mce-fragment="1">Quality and Certifications:</strong></p><ul data-mce-fragment="1"><li data-mce-fragment="1">UL 1741, UL 1699B Ed. 1, UL 1998, CSA 22.2 107-1</li><li data-mce-fragment="1">PV Rapid Shutdown System Equipment</li><li data-mce-fragment="1">FCC Part 15 Class A</li><li data-mce-fragment="1">IEEE 1547, UL 1741 SA - CA Rule 21, HECO Rule 14H</li></ul>
USSS100-0021 | 1489.5455 | SE6000H-US000BEU4 | SolarEdge HD-WAVE SE6000H-US000BEU4 6.0KW 1-PH Inverter | <p>Looking for a powerful yet compact solar inverter? Meet the SolarEdge HD-Wave SE6000H-US. It's an award-winning device that's light, efficient, and easy to install. Plus, it has an impressive 99% efficiency rate, so you get the most out of your solar panels.</p><h4>Specifications</h4><ul><li><strong>Model:</strong> SE6000H-US000BEU4</li><li><strong>Manufacturer:</strong> SolarEdge</li><li><strong>Rated AC Power Output:</strong> 6,000W</li><li><strong>Nominal Output Voltage:</strong> 240V</li><li><strong>Max. DC Power Input:</strong> 9,300W</li><li><strong>Max DC Input Voltage:</strong> 480V</li></ul><h4>Warranty</h4><ul><li><strong>Basic Warranty:</strong> 12 years, extendable up to 25 years. (Check the warranty document for all terms and conditions)</li></ul><h4>Documentation</h4><ul><li><a href="https://cdn.shopify.com/s/files/1/0566/3408/1340/files/SolarEdge-HD-Wave-single-phase-inverter-datasheet-na.pdf?v=1678162344" target="_new">Data Sheet</a></li></ul><h4>More About the Product</h4><p>This inverter is part of SolarEdge's new HD-Wave series, which are smaller and lighter than their older models but just as powerful. Each solar panel gets its own optimizer, making it "smart" and efficient. Even if one panel is shaded, the others still work at their best.</p><p>The technology in this inverter allows it to convert solar energy into a clean form of electricity. Itâ€™s so efficient that it has less internal equipment, making it small and easy to handle. You can even install it yourself! Because of its high efficiency, you'll produce more energy and save money over time.</p><h4>Reliability</h4><ul><li><strong>Backup:</strong> Can backup loads up to 200A, enough for your whole home or just part of it.</li><li><strong>Generator Compatibility:</strong> Yes, it's compatible with generators.</li></ul><p>Choose the SolarEdge HD-Wave SE6000H-US for an easy-to-install, highly efficient, and reliable solar inverter.</p>
USSS100-0022 | 2978.26 | SE10000H-USSNBBL14 | SolarEdge Energy Hub HD-WAVE SE10000H-USSNBBL14 10.0KW Battery-based Inverter W/RGM | <p>The SolarEdge Energy Hub Inverter is a highly flexible, resilient single-phase inverter designed to offer superior performance and maximum energy cost savings. It comes with built-in consumption monitoring and offers optional integration with battery, EV charging, and smart energy solutions. This inverter is ideal for all types of residential roofs, from small rooftops to large, high-power installations.</p><h4>SPECIFICATIONS</h4><ul><li><strong>Model</strong>: SE10000H-USSNBBL14</li><li><strong>Series</strong>: Not Specified</li><li><strong>Manufacturer</strong>: SolarEdge</li></ul><h4>GENERAL SPECIFICATIONS</h4><ul><li><strong>Type</strong>: Grid-Tie Battery Backup</li><li><strong>Operating Temperature Range</strong>: -25Â° C to +60Â° C</li><li><strong>Enclosure</strong>: NEMA 4X</li><li><strong>Cooling</strong>: Natural Convection</li><li><strong>Dimensions (W x H x D)</strong>: 17.7" x 14.6" x 6.8"</li></ul><h4>Warranty</h4><ul><li>Manufacturer offers a 12 Years Lifetime Limited Warranty</li><li><em>Refer to the warranty document for terms and conditions</em></li></ul><h4>Documentation</h4><ul><li><a href="https://cdn.shopify.com/s/files/1/0566/3408/1340/files/PROD_SpecSheet_2023-09-04_USSS100-0022_SE10000H-USSNBBL14_Energy_Hub_Inverter.pdf?v=1693840939">Data Sheet</a></li></ul><h4>Detailed Information</h4><p>The SolarEdge Energy Hub Inverter is the next generation of home backup solutions, combining the performance of HD-Wave with StorEdge for higher efficiency and greater flexibility.</p><h5>High Reliability</h5><ul><li><p>Intelligent Battery Charging: Designed to work with a variety of energy storage technologies including Lithium-Ion, Aqueous Ion, and Flow Chemistry Batteries. The system supports expanded charging voltages and time parameters.</p></li><li><p>Power Factor Corrected Battery Charging</p></li><li><p>Record-breaking Efficiency: Achieves a weighted efficiency of 99% with the ability for 200% DC oversizing.</p></li><li><p>Easy to Install: This unit is small, lightweight, and easy to install.</p></li></ul>
USSS100-0028 | 21.58 | BRK-40A-2P-240V-B | Enphase BRK-40A-2P-240V, Circuit Breaker BR240B For Enpower, 2P, 40A, 120/240V | <table width="100%" data-mce-fragment="1"><tbody data-mce-fragment="1"><tr data-mce-fragment="1"><td style="width: 955.59px;" data-mce-fragment="1" data-mce-style="width: 955.59px;"><strong>Enphase BRK-40A-2P-240V, Circuit Breaker BR240B For Enpower, 2P, 40A, 120/240V</strong></td></tr><tr data-mce-fragment="1"><td style="width: 955.59px;" data-mce-fragment="1" data-mce-style="width: 955.59px;"><p data-mce-fragment="1"><span>These breakers are compatible with Enphase Enpower, Encharge, and IQ series systems. These are typically used in the Enphase IQ Series Combiner Plus Evoy for microinverter branch circuits.Â </span></p><p><strong>SPECIFICATIONS</strong><br></p><table width="100%"><tbody><tr><td style="width: 48.2638%;" data-mce-style="width: 48.2638%;"><span>Model</span></td><td style="width: 47.7362%;" data-mce-style="width: 47.7362%;">BRK-40A-2P-240V-B</td></tr><tr><td style="width: 48.2638%;" data-mce-style="width: 48.2638%;"><span>Series</span></td><td style="width: 47.7362%;" data-mce-style="width: 47.7362%;">BR</td></tr><tr><td style="width: 48.2638%;" data-mce-style="width: 48.2638%;"><span>Manufacturer</span></td><td style="width: 47.7362%;" data-mce-style="width: 47.7362%;">Enphase<br></td></tr></tbody></table></td></tr></tbody></table><p><br><strong>GENERAL SPECIFICATIONS</strong><br></p><table width="100%"><tbody><tr><td style="width: 49.0244%;" data-mce-style="width: 49.0244%;"><span>Max Current</span></td><td style="width: 47.9756%;" data-mce-style="width: 47.9756%;"><span>20A</span></td></tr><tr><td style="width: 49.0244%;" data-mce-style="width: 49.0244%;"><span>Poles</span></td><td style="width: 47.9756%;" data-mce-style="width: 47.9756%;"><span>2</span></td></tr><tr><td style="width: 49.0244%;" data-mce-style="width: 49.0244%;"><span>Ampere Interrupting Capacity</span></td><td style="width: 47.9756%;" data-mce-style="width: 47.9756%;"><span>10 kAIC</span></td></tr><tr><td style="width: 49.0244%;" data-mce-style="width: 49.0244%;"><span>Input Current</span></td><td style="width: 47.9756%;" data-mce-style="width: 47.9756%;">20A</td></tr></tbody></table><p><strong>Warranty</strong><br data-mce-fragment="1"></p><ul><li>Manufacturer 25 Years Warranty</li></ul><p>* Refer to warranty document for terms and conditions<br data-mce-fragment="1"><strong>Documentation</strong></p><table width="100%"><tbody><tr><td style="width: 24%;" data-mce-style="width: 24%;"><a href="https://s3.amazonaws.com/ecodirect_docs/ENPHASE/Ensemble/Enpower-Smart-Switch-DataSheet-EN-US.pdf"><span style="color: #2b00ff;" data-mce-style="color: #2b00ff;">Data Sheet</span></a></td></tr></tbody></table><p><br><strong>Detailed Information</strong></p><p><span>The Enphase IQ System Controller 2 connects the home to grid power, the IQ Battery system, and solar PV. It provides microgrid interconnection device (MID) functionality by automatically detecting and seamlessly transitioning the home energy system from grid power to backup power in the event of a grid failure. It consolidates interconnection equipment into a single enclosure and streamlines grid independent capabilities of PV and storage installations by providing a consistent, pre-wired solution for residential applications.</span></p><p><span></span><strong>High Reliability</strong></p><p>Reliable - Durable NEMA type 3R enclosure</p><p>Smart - Controls safe connectivity to the grid</p><p>Simple - Connects to the load or service equipmentÂ¹ side of the main load panel</p>
USSE100-0099 | 22.47 | BR220 | Enphase BRK-20A-2P-240V-B Circuit Breaker BR220B For Enpower 2P, 20A, 120/240V | <table data-mce-fragment="1" width="100%"><tbody data-mce-fragment="1"><tr data-mce-fragment="1"><td data-mce-fragment="1" style="width: 955.59px;" data-mce-style="width: 955.59px;"><strong>Enphase BRK-20A-2P-240V-B Circuit Breaker BR220B For Enpower 2P, 20A, 120/240V</strong></td></tr><tr data-mce-fragment="1"><td data-mce-fragment="1" style="width: 955.59px;" data-mce-style="width: 955.59px;"><p data-mce-fragment="1"><span>These breakers are compatible with Enphase Enpower, Encharge, and IQ series systems. These are typically used in the Enphase IQ Series Combiner Plus Evoy for microinverter branch circuits.Â </span></p><p><strong>SPECIFICATIONS</strong><br></p><table width="100%"><tbody><tr><td style="width: 48.2638%;" data-mce-style="width: 48.2638%;"><span>Model</span></td><td style="width: 47.7362%;" data-mce-style="width: 47.7362%;">BRK-20A-2P-240V-B</td></tr><tr><td style="width: 48.2638%;" data-mce-style="width: 48.2638%;"><span>Series</span></td><td style="width: 47.7362%;" data-mce-style="width: 47.7362%;">BR</td></tr><tr><td style="width: 48.2638%;" data-mce-style="width: 48.2638%;"><span>Manufacturer</span></td><td style="width: 47.7362%;" data-mce-style="width: 47.7362%;">Enphase<br></td></tr></tbody></table></td></tr></tbody></table><p><br><strong>GENERAL SPECIFICATIONS</strong><br></p><table width="100%"><tbody><tr><td style="width: 49.0244%;" data-mce-style="width: 49.0244%;"><span>Max Current</span></td><td style="width: 47.9756%;" data-mce-style="width: 47.9756%;"><span>20A</span></td></tr><tr><td style="width: 49.0244%;" data-mce-style="width: 49.0244%;"><span>Poles</span></td><td style="width: 47.9756%;" data-mce-style="width: 47.9756%;"><span>2</span></td></tr><tr><td style="width: 49.0244%;" data-mce-style="width: 49.0244%;"><span>Ampere Interrupting Capacity</span></td><td style="width: 47.9756%;" data-mce-style="width: 47.9756%;"><span>10 kAIC</span></td></tr><tr><td style="width: 49.0244%;" data-mce-style="width: 49.0244%;"><span>Input Current</span></td><td style="width: 47.9756%;" data-mce-style="width: 47.9756%;">20A</td></tr></tbody></table><p><strong>Warranty</strong><br data-mce-fragment="1"></p><ul><li>Manufacturer 25 Years Warranty</li></ul><p>* Refer to warranty document for terms and conditions<br data-mce-fragment="1"><strong>Documentation</strong></p><table width="100%"><tbody><tr><td style="width: 24%;" data-mce-style="width: 24%;"><a href="https://s3.amazonaws.com/ecodirect_docs/ENPHASE/Ensemble/Enpower-Smart-Switch-DataSheet-EN-US.pdf"><span style="color: #2b00ff;" data-mce-style="color: #2b00ff;">Data Sheet</span></a></td></tr></tbody></table><p><br><strong>Detailed Information</strong></p><p><span>The Enphase IQ System Controller 2 connects the home to grid power, the IQ Battery system, and solar PV. It provides microgrid interconnection device (MID) functionality by automatically detecting and seamlessly transitioning the home energy system from grid power to backup power in the event of a grid failure. It consolidates interconnection equipment into a single enclosure and streamlines grid independent capabilities of PV and storage installations by providing a consistent, pre-wired solution for residential applications.</span></p><p><span></span><strong>High Reliability</strong></p><p>Reliable - Durable NEMA type 3R enclosure</p><p>Smart - Controls safe connectivity to the grid</p><p>Simple - Connects to the load or service equipmentÂ¹ side of the main load panel</p>
USIN100-0092 | 2765.96 | SI6048-US-10 | SMA Sunny Island SI6048-US-10 5.8KW Battery-Based Inverter | <p data-mce-fragment="1">SMA offers various options for installing high-quality standalone energy systems. The Sunny Island inverter, featuring AC coupled technology, acts as an intelligent system manager. It creates a self-sufficient AC grid and safeguards sensitive batteries, thereby extending their lifespan. The Sunny Island system integrates electricity generators and loads flexibly. It accommodates PV and wind energy systems, diesel generators, hydro power, or CHP (Combined Heat and Power) setups in a modular manner. The system is capable of providing reliable power during grid outages and is equally proficient in grid-tied backup scenarios.</p><p data-mce-fragment="1">The SMA SI6048-US-10 inverter is built on proven off-grid technology and boasts industry-leading power output. With a maximum efficiency of 96%, it ensures peak production, leading to reduced diesel consumption in rural communities. The inverter supports flexible sizing for simplified system planning. Multicluster technology allows up to 12 Sunny Islands to be integrated into off-grid power systems of up to 110 kW in size.</p><p data-mce-fragment="1">Specifications:</p><ul data-mce-fragment="1"><li data-mce-fragment="1">Model: SI6048-US-10</li><li data-mce-fragment="1">Series: Sunny Island</li><li data-mce-fragment="1">Manufacturer: SMA</li></ul><p data-mce-fragment="1">General Specifications:</p><ul data-mce-fragment="1"><li data-mce-fragment="1">Item Weight: 143.5 lb</li><li data-mce-fragment="1">Dimensions (LxWxH): 23 x 15 x 31 inches</li></ul><ul data-mce-fragment="1"><li data-mce-fragment="1">Manufacturer Warranty: 5 Years</li><li data-mce-fragment="1">Refer to warranty document for terms and conditions</li></ul><p data-mce-fragment="1">Documentation:</p><ul data-mce-fragment="1"><li data-mce-fragment="1">Data Sheet: <a href="https://www.solarflexion.com/v/vspfiles/files/pdfs/sma/SI6048-US-10_Data_Sheet.pdf" data-mce-fragment="1" data-mce-href="https://www.solarflexion.com/v/vspfiles/files/pdfs/sma/SI6048-US-10_Data_Sheet.pdf" target="_new">Data Sheet</a></li></ul><p data-mce-fragment="1">Detailed Information:</p><ul data-mce-fragment="1"><li data-mce-fragment="1">Maximum efficiency: 96%</li><li data-mce-fragment="1">CEC efficiency: 94.5%</li><li data-mce-fragment="1">Charge level calculation</li><li data-mce-fragment="1">Intelligent battery management</li><li data-mce-fragment="1">Easy commissioning with the "Quick Configuration Guide"</li><li data-mce-fragment="1">Complete off-grid management</li><li data-mce-fragment="1">Excellent for grid-tied battery backup</li><li data-mce-fragment="1">High reliability</li><li data-mce-fragment="1">Suitable for Sunny Island systems from 2 kW to 100 kW</li><li data-mce-fragment="1">Supports single-phase and three-phase operation, connectable in parallel and modularly expandable</li></ul>
USSS100-0027 | 1653 | EN-EP200G101-M240US01 | Enphase EN-EP200G101-M240US01 IQ System Controller 2 w/ Neutral-Forming Transformer, Microgrid Interconnect Device & Breakers | <p>Discover the future of smart energy storage and backup solutions with the Enphase Encharge 3 all-in-one AC-coupled storage system. Designed to offer both reliability and flexibility, the system features four embedded grid-forming microinverters, providing 1.28 kW power rating and a total usable energy capacity of 3.36 kWh.</p><h4>Key Features:</h4><ul><li><p><strong>Grid-Forming Capability</strong>: Ensures backup operation to keep your essential appliances running during power outages.</p></li><li><p><strong>Dynamic Energy Management</strong>: Smartly senses when to charge or discharge the battery based on energy availability and demand.</p></li><li><p><strong>Remote Software and Firmware Upgrade</strong>: Keep your system up to date without the need for professional service calls.</p></li><li><p><strong>Mobile App Monitoring</strong>: Easily track and control your energy usage right from your smartphone.</p></li><li><p><strong>High Reliability</strong>: Built with the superior quality Enphase is known for, ensuring a long lifespan and consistent performance.</p></li><li><p><strong>Utility Time of Use Optimization</strong>: Adjusts storage and usage to take advantage of lower utility rates during off-peak hours.</p></li><li><p><strong>Quick and Easy Installation</strong>: Features plug-and-play technology and interconnects with standard household AC wiring.</p></li></ul><h4>Technical Specifications:</h4><ul><li><strong>Model</strong>: EN-EP200G101-M240US01</li><li><strong>Manufacturer</strong>: Enphase</li><li><strong>AC Continuous Power</strong>: 1.28 kVA</li><li><strong>Nominal Voltage</strong>: 240 VAC</li><li><strong>Nominal Frequency</strong>: 60 Hz</li><li><strong>Rated Output Current</strong>: 5.3 A</li><li><strong>Warranty</strong>: 10 Years (Refer to warranty document for terms and conditions)</li></ul><p><a href="https://cdn.shopify.com/s/files/1/0566/3408/1340/files/PROD_SpecSheet_2023-09-04_USSS100-0027_ENCHARGE-3-1P-NA_Data_Sheet.pdf?v=1693839591"><strong>Download Data Sheet</strong></a></p><h4>Detailed Information:</h4><p>The Enphase ENCHARGE-3-1P-NA storage system offers an incremental approach to energy storage. You can start small and expand your capacity as needed, making it perfect for both new and retrofit solar customers. Its intelligent software can determine the optimal times for charging or discharging, helping you store energy when it's abundant and use it when itâ€™s scarce.</p><p>When combined with an Enphase Enpowerâ„¢ smart switch, the system can also provide backup power, giving you peace of mind during emergencies. Multiple Encharge storage systems can be connected together to maximize backup capabilities, making it a truly scalable solution for all your energy needs.</p><p>Embrace energy independence and sustainability with Enphaseâ€™s fully integrated AC battery system. With quick, easy installation and a high degree of reliability, this storage system is an excellent choice for those looking to invest in a future-proof energy solution.</p>
USSS100-0029 | 339.36 | EP-NA-LK02-040 | Enphase EP-NA-LK02-040 Accessory IQ Load Controller | <table data-mce-fragment="1" width="100%"><tbody data-mce-fragment="1"><tr data-mce-fragment="1"><td data-mce-fragment="1" style="width: 955.59px;" data-mce-style="width: 955.59px;"><strong>Enphase EP-NA-LK02-040 Accessory IQ Load Controller</strong></td></tr><tr data-mce-fragment="1"><td data-mce-fragment="1" style="width: 955.59px;" data-mce-style="width: 955.59px;"><p data-mce-fragment="1">The Enphase IQ Load Controller, when used in conjunction with the IQ System Controller, enables control of up to 2 loads running 240VAC L-L or shedding of up to 2 solar circuits when operating in an off-grid mode with the Enphase energy management system.</p><p data-mce-fragment="1"><span>The IQ Load Controller can also be used for controlling 4 loads running 120VAC L-L.</span></p><p><strong>SPECIFICATIONS</strong><br></p><table width="100%"><tbody><tr><td style="width: 48.2638%;" data-mce-style="width: 48.2638%;"><span>Model</span></td><td style="width: 47.7362%;" data-mce-style="width: 47.7362%;">EP-NA-LK02-040</td></tr><tr><td style="width: 48.2638%;" data-mce-style="width: 48.2638%;"><span>Series</span></td><td style="width: 47.7362%;" data-mce-style="width: 47.7362%;"><span>-</span></td></tr><tr><td style="width: 48.2638%;" data-mce-style="width: 48.2638%;"><span>Manufacturer</span></td><td style="width: 47.7362%;" data-mce-style="width: 47.7362%;">Enphase<br></td></tr></tbody></table></td></tr></tbody></table><p><br><strong>GENERAL SPECIFICATIONS</strong><br></p><table width="100%"><tbody><tr><td style="width: 49.0244%;" data-mce-style="width: 49.0244%;"><span>Material</span></td><td style="width: 47.9756%;" data-mce-style="width: 47.9756%;"><span>Polycarbonate</span></td></tr><tr><td style="width: 49.0244%;" data-mce-style="width: 49.0244%;"><span>Operating Temperature</span></td><td style="width: 47.9756%;" data-mce-style="width: 47.9756%;"><span>-25Â°C to 40Â°C</span></td></tr><tr><td style="width: 49.0244%;" data-mce-style="width: 49.0244%;"><span>Type</span></td><td style="width: 47.9756%;" data-mce-style="width: 47.9756%;"><span>Inverter Accessories</span></td></tr><tr><td style="width: 49.0244%;" data-mce-style="width: 49.0244%;"><span>Weight</span></td><td style="width: 47.9756%;" data-mce-style="width: 47.9756%;"><span data-mce-fragment="1">6.61 Pounds</span><br></td></tr></tbody></table><p><strong>Warranty</strong><br data-mce-fragment="1"></p><ul><li>Manufacturer 5 Years Warranty</li></ul><p>* Refer to warranty document for terms and conditions<br data-mce-fragment="1"><strong>Documentation</strong></p><table width="100%"><tbody><tr><td style="width: 24%;" data-mce-style="width: 24%;"><a href="https://enphase.com/download/iq-load-controller-data-sheet"><span style="color: #2b00ff;" data-mce-style="color: #2b00ff;">Data Sheet</span></a></td></tr></tbody></table><p><br><strong>Detailed Information</strong></p><p>Load Control Kit for use with Enpower's auxiliary contacts to shed heavy loads or M-series, IQ series microinverters.</p><p>Enphase IQ Load Controller when used in conjunction with the IQ system controller, enables control of up to two loads or shedding of up to tow solar circuits when operating in an off-grid mode with the Enphase energy management system.</p><p>Use the IQ Load controller for controlling, split-phase loads or for solar circuit shedding when solar power exceeds allowed solar to storage ratios. the IQ Load Controller supports control of split-phase loads i.e., loads wired L1-L2 and running at 240V nominal AC Voltage.</p><p><span></span><strong>High Reliability</strong></p><p>A complete solution for use with the IQ System Controllerâ€™s load control feature</p><p>DIN rail mounted components enable easy installation and servicing</p><p>Easy configuration via Enphase Installer App</p>
USMI100-0001 | 2415.91 | ENCHARGE-3-1P | Enphase EN-ENCHARGE-3-1P-NA Encharge 3 Battery Storage System w/ Integrated Enphase Microinverters & Battery Management Unit | <table data-mce-fragment="1" width="100%"><tbody data-mce-fragment="1"><tr data-mce-fragment="1"><td data-mce-fragment="1" style="width: 955.59px;" data-mce-style="width: 955.59px;"><strong>Enphase EN-ENCHARGE-3-1P-NA Encharge 3 Battery Storage System w/ Integrated Enphase Microinverters &amp; Battery Management Unit</strong></td></tr><tr data-mce-fragment="1"><td data-mce-fragment="1" style="width: 955.59px;" data-mce-style="width: 955.59px;"><p data-mce-fragment="1">The Enphase Encharge 3 all-in-one AC-coupled storage system is reliable, smart, simple, and safe. It has a total usable energy capacity of 3.36 kWh and includes four embedded grid-forming microinverters with 1.28 kW power rating. It provides backup capability and installers can quickly design the right system size to meet the needs of both new and retrofit solar customers.</p><p><strong>SPECIFICATIONS</strong><br></p><table width="100%"><tbody><tr><td style="width: 48.2638%;" data-mce-style="width: 48.2638%;"><span>Model</span></td><td style="width: 47.7362%;" data-mce-style="width: 47.7362%;">EN-ENCHARGE-3-1P-NA</td></tr><tr><td style="width: 48.2638%;" data-mce-style="width: 48.2638%;"><span>Series</span></td><td style="width: 47.7362%;" data-mce-style="width: 47.7362%;"><span>-</span></td></tr><tr><td style="width: 48.2638%;" data-mce-style="width: 48.2638%;"><span>Manufacturer</span></td><td style="width: 47.7362%;" data-mce-style="width: 47.7362%;">Enphase<br></td></tr></tbody></table></td></tr></tbody></table><p><br><strong>GENERAL SPECIFICATIONS</strong><br></p><table width="100%"><tbody><tr><td style="width: 49.0244%;" data-mce-style="width: 49.0244%;">AC Continuous Power</td><td style="width: 47.9756%;" data-mce-style="width: 47.9756%;"><span>1.28 kVA</span></td></tr><tr><td style="width: 49.0244%;" data-mce-style="width: 49.0244%;">Nominal Voltage</td><td style="width: 47.9756%;" data-mce-style="width: 47.9756%;"><span>240 VAC</span></td></tr><tr><td style="width: 49.0244%;" data-mce-style="width: 49.0244%;">Nominal Frequency</td><td style="width: 47.9756%;" data-mce-style="width: 47.9756%;"><span>60 Hz</span></td></tr><tr><td style="width: 49.0244%;" data-mce-style="width: 49.0244%;">Rated Output Current</td><td style="width: 47.9756%;" data-mce-style="width: 47.9756%;"><span data-mce-fragment="1">5.3 A</span><br></td></tr></tbody></table><p><strong>Warranty</strong><br data-mce-fragment="1"></p><ul><li>Manufacturer 10 Years Warranty</li></ul><p>* Refer to warranty document for terms and conditions<br data-mce-fragment="1"><strong>Documentation</strong></p><table width="100%"><tbody><tr><td style="width: 24%;" data-mce-style="width: 24%;"><a href="https://ressupply.com/documents/enphase/ENCHARGE-3-1P-NA_Data_Sheet.pdf"><span style="color: #2b00ff;" data-mce-style="color: #2b00ff;">Data Sheet</span></a></td></tr></tbody></table><p><br><strong>Detailed Information</strong></p><p>The Enchargeâ„¢ storage system is an all-in-one AC coupled storage system that includes embedded gridforming multimode microinverters.Â The Enchargeâ„¢ storage system provides flexibility to customers to start small and add capacity incrementally. The system senses when it is optimal to charge or discharge the battery so that energy is stored when it is abundant and used when scarce. Enchargeâ„¢ storage systems are capable of providing backup power when an Enphase Enpowerâ„¢ smart switch is installed at the site.</p><p>The Enphase ENCHARGE-3-1P-NA is an all-in-one AC-coupled storage system that provides a total usable energy capacity of 3.4kWh with four integrated IQ8X-BATT grid-forming microinverters. You can connect multiple Encharge storage systems to maximize potential backup for the home.</p><p>Grid-forming capability for backup operation</p><p>Remote software and firmware upgrade</p><p>Mobile app-based monitoring and control</p><p>Support for self consumption</p><p>Utility time of use (TOU) optimization</p><p><span></span><strong>High Reliability</strong></p><p>Fully integrated AC battery system</p><p>Quick and easy plug-and-play installation</p><p>Interconnects with standard household AC wiring</p>
USIN100-0033 | 164.04 | Solis-DLB-WIFI | Solis -DLB-WIFI Box plugin | <p>GINLONG SOLIS-DLB-WIFI DATA-LOGGER BOX</p>
USSE100-0177 | 44.08 | DLS-WIF | Solis-DLS-WIFI Stick plugin | <table width="100%" data-mce-fragment="1"><tbody data-mce-fragment="1"><tr data-mce-fragment="1"><td style="width: 955.59px;" data-mce-fragment="1" data-mce-style="width: 955.59px;"><strong>Solis-DLS-WIFI Stick plugin</strong></td></tr><tr data-mce-fragment="1"><td style="width: 955.59px;" data-mce-fragment="1" data-mce-style="width: 955.59px;"><p data-mce-fragment="1"><span>Solis Plug-in WiFi Data Logging Stick Solis monitoring system is centered around photovoltaic power station, focusing on service operation and maintenance, Remotely controlled, adopting plug and play connection. Solis monitoring system can be monitored remotely by WIFI to provide users accurate and comprehensive data analysis and fault alarm at any time and place, make product operation more stable and reliable, and realize stable and intelligent operation and maintenance management services.</span></p><p><strong>SPECIFICATIONS</strong><br></p><table width="100%"><tbody><tr><td style="width: 48.2638%;" data-mce-style="width: 48.2638%;"><span>Model</span></td><td style="width: 47.7362%;" data-mce-style="width: 47.7362%;">DLS-WIF</td></tr><tr><td style="width: 48.2638%;" data-mce-style="width: 48.2638%;"><span>Series</span></td><td style="width: 47.7362%;" data-mce-style="width: 47.7362%;"><span>-</span></td></tr><tr><td style="width: 48.2638%;" data-mce-style="width: 48.2638%;"><span>Manufacturer</span></td><td style="width: 47.7362%;" data-mce-style="width: 47.7362%;">Solis</td></tr></tbody></table></td></tr></tbody></table><p><br><strong>GENERAL SPECIFICATIONS</strong><br></p><table width="100%"><tbody><tr><td style="width: 49.0244%;" data-mce-style="width: 49.0244%;"><span>Rated Power Output [W]</span></td><td style="width: 47.9756%;" data-mce-style="width: 47.9756%;"><span>1</span></td></tr><tr><td style="width: 49.0244%;" data-mce-style="width: 49.0244%;"><span>Weight [kg (lb)]</span></td><td style="width: 47.9756%;" data-mce-style="width: 47.9756%;"><span>056 kg (.12 lbs)</span></td></tr><tr><td style="width: 49.0244%;" data-mce-style="width: 49.0244%;"><span>Ambient Temperature Range [Â°C(Â°F)]</span></td><td style="width: 47.9756%;" data-mce-style="width: 47.9756%;"><span>10 ~ +85Â°C</span></td></tr><tr><td style="width: 49.0244%;" data-mce-style="width: 49.0244%;"><span>Operating Humidity [%]</span></td><td style="width: 47.9756%;" data-mce-style="width: 47.9756%;"><span data-mce-fragment="1">10%-90%</span><br></td></tr></tbody></table><p><strong>Warranty</strong><br data-mce-fragment="1"></p><ul><li>Manufacturer 25 Years Warranty</li></ul><p>* Refer to warranty document for terms and conditions<br data-mce-fragment="1"><strong>Documentation</strong></p><table width="100%"><tbody><tr><td style="width: 24%;" data-mce-style="width: 24%;"><a href="https://drive.google.com/file/d/1chP8c8zHcbOHV4-ziwJExX8I1KorTavZ/preview"><span style="color: #2b00ff;" data-mce-style="color: #2b00ff;">Data Sheet</span></a></td></tr></tbody></table><p><br><strong>Detailed Information</strong></p><p><span>Solis Plug-in WiFi Data Logging Stick Solis monitoring system is centered around photovoltaic power station, focusing on service operation and maintenance, Remotely controlled, adopting plug and play connection.Â </span></p><p><span></span><strong>High Reliability</strong></p><p>Easy to install</p><p><span>Quick installation and easy opertation enabling local and aremote monitoring</span></p><p><span>Flexible outdoor rated Wi-Fi connection</span></p>
USSE100-0176 | 37.79 | MLRSD-R2-1G | Solis-MLRSD-R2-1G 2 Panels RSD string level shutdown | <table width="100%" data-mce-fragment="1"><tbody data-mce-fragment="1"><tr data-mce-fragment="1"><td style="width: 955.59px;" data-mce-fragment="1" data-mce-style="width: 955.59px;"><strong>Solis-MLRSD-R2-1G 2 Panels RSD string level shutdown</strong></td></tr><tr data-mce-fragment="1"><td style="width: 955.59px;" data-mce-fragment="1" data-mce-style="width: 955.59px;"><p data-mce-fragment="1">Solis primary goal is to provide our customers with the lowest possible installed cost for mounting residential solar modules, without compromising the values the industry has come to expect: ease of use, quality, aesthetics, and safety. Designing with this goal in mind, we are proud to present the Solis RL Universal Solar Mounting System.</p><p><strong>SPECIFICATIONS</strong><br></p><table width="100%"><tbody><tr><td style="width: 48.2638%;" data-mce-style="width: 48.2638%;"><span>Model</span></td><td style="width: 47.7362%;" data-mce-style="width: 47.7362%;">MLRSD-R2-1G</td></tr><tr><td style="width: 48.2638%;" data-mce-style="width: 48.2638%;"><span>Series</span></td><td style="width: 47.7362%;" data-mce-style="width: 47.7362%;"><span>-</span></td></tr><tr><td style="width: 48.2638%;" data-mce-style="width: 48.2638%;"><span>Manufacturer</span></td><td style="width: 47.7362%;" data-mce-style="width: 47.7362%;">Solis<br></td></tr></tbody></table></td></tr></tbody></table><p><br><strong>GENERAL SPECIFICATIONS</strong><br></p><table width="100%"><tbody><tr><td style="width: 49.0244%;" data-mce-style="width: 49.0244%;">Rated DC input power (watts)</td><td style="width: 47.9756%;" data-mce-style="width: 47.9756%;">370</td></tr><tr><td style="width: 49.0244%;" data-mce-style="width: 49.0244%;">Max. input voltage at lowest temperature (volts)</td><td style="width: 47.9756%;" data-mce-style="width: 47.9756%;"><span>60</span></td></tr><tr><td style="width: 49.0244%;" data-mce-style="width: 49.0244%;">Operation voltage range (watts)</td><td style="width: 47.9756%;" data-mce-style="width: 47.9756%;"><span>12-60</span></td></tr><tr><td style="width: 49.0244%;" data-mce-style="width: 49.0244%;">Max. input current (amps)</td><td style="width: 47.9756%;" data-mce-style="width: 47.9756%;">11<br></td></tr></tbody></table><p><strong>Warranty</strong><br data-mce-fragment="1"></p><ul><li>Manufacturer 12 Years Warranty</li></ul><p>* Refer to warranty document for terms and conditions<br data-mce-fragment="1"><strong>Documentation</strong></p><table width="100%"><tbody><tr><td style="width: 24%;" data-mce-style="width: 24%;"><a href="https://d3g1qce46u5dao.cloudfront.net/data_sheet/solis_modular_level_rapid_shutdown_datasheet.pdf"><span style="color: #2b00ff;" data-mce-style="color: #2b00ff;">Data Sheet</span></a></td></tr></tbody></table><p><br><strong>Detailed Information</strong></p><p><span>S</span><span>olis</span><span>Â primary goal is to provide our customers with the lowest possible installed cost for mounting residential solar modules, without compromising the values the industry has come to expect: ease of use, quality, aesthetics, and safety. Designing with this goal in mind, we are proud to present the S</span><span>olis</span><span>Â RL Universal Solar Mounting System</span></p><p><span></span><strong>High Reliability</strong></p><p>New cable numbering simplifies wire management</p><p>More cost-effective with less cable waste</p>
USSE100-0175 | 34.77 | SOLIS-RSD1L-1G | GINLONG RAPID SHUTDOWN BOX - SOLIS - SOLIS-RSD1L-1G | <table cellpadding="0" cellspacing="0" border="1"><tbody><tr><td><span>GINLONG RAPID SHUTDOWN BOX - SOLIS - SOLIS-RSD1L-1G<br></span></td></tr><tr><td><p><span><strong>Ginlong Technologies, Solis Series, 600VDC Rapid Shutdown Box, One Input, One Output Strings 20A Maximum (31.2 A ISC Max), NEMA 4 X, Solis-RSD1L-1G<br></strong></span></p><p><span><span class="tollfree">The Solis Rapid Shutdown Devices (RSD)comply to all 2014 National Electrical Code 690.12 Rapid Shutdown requirements. NEMA 4X enclosures that fit neatly under the modules. 2 or 3 input and 2 output.</span></span></p></td></tr><tr><td><p><span><strong>Features</strong></span></p><ul><li><span><strong>Highlights -</strong>Â Certified to UL1741 Standard and compliant with 2014 NEC 690.12 Rapid Shutdown. Available in either single channel output or dual channel output allowing for perfect alignment with the number of MPPT channels in the inverter system. No interference with AFCI functionality of Solis inverters. NEMA 4X Enclosure, conformal-coated internal components and a wide operating temperature range. Low profile design allows for easy positioning under the PV module. Pre-wired MC4 connectors for positive, watertight connections. Engineered for the US Solis transformer-less Inverter line and compatible with any PV Module - string inverter combination where the maximum system operating voltage is &lt;550VDC.<br></span></li></ul></td></tr></tbody></table><p>Â </p><center><table cellpadding="0" cellspacing="0" border="1"><tbody><tr><td valign="top"><span><strong>General Information</strong></span></td><td valign="top"><span>Â </span></td></tr><tr><td valign="top"><span><strong>Manufacturer:</strong></span></td><td valign="top"><span>Ginlong<br></span></td></tr><tr><td valign="top"><span><strong>Product Line:<br></strong></span></td><td valign="top"><span>Solis Series<br></span></td></tr><tr><td valign="top"><span><strong>Model ID:<br></strong></span></td><td valign="top"><span>Solis-RSD1L-1G</span></td></tr><tr><td valign="top"><span><strong>Certifications and Safety Ratings:</strong></span></td><td valign="top"><span><img height="35" width="43" alt="csa.jpg" src="https://cdn10.bigcommerce.com/s-3yc5xwvk/product_images/uploaded_images/csa.jpg" title="csa.jpg" class="__mce_add_custom__">Â <img height="35" width="35" alt="ul.jpg" src="https://cdn10.bigcommerce.com/s-3yc5xwvk/product_images/uploaded_images/ul.jpg" title="ul.jpg" class="__mce_add_custom__">Â <img height="35" width="28" alt="ieee.jpg" src="https://cdn10.bigcommerce.com/s-3yc5xwvk/product_images/uploaded_images/ieee.jpg" title="ieee.jpg" class="__mce_add_custom__">Â <img height="35" width="46" alt="fcc.jpg" src="https://cdn10.bigcommerce.com/s-3yc5xwvk/product_images/uploaded_images/fcc.jpg" title="fcc.jpg" class="__mce_add_custom__"></span></td></tr></tbody></table></center><p>Â </p><center><table cellpadding="0" cellspacing="0" border="1"><tbody><tr><td><span><strong>Mechanical Data<br></strong></span></td><td><span>Â </span></td></tr><tr><td valign="top"><span><strong>Technology:</strong></span></td><td valign="top"><span>Rapid Shutdown<br></span></td></tr><tr><td valign="top"><span><strong>Dimensions:<br></strong></span></td><td valign="top"><span>10.30 x 9.40 x 2.36 inches<br></span></td></tr><tr><td valign="top"><span><strong>Weight:</strong></span></td><td valign="top"><span>4.90 lbs</span></td></tr><tr><td valign="top"><span><strong>Ambient Temperature Range:</strong></span></td><td valign="top"><span>-25Â°C to +65Â°C<br></span></td></tr><tr><td valign="top"><span><strong>Enclosure Type:</strong></span></td><td valign="top"><span>NEMA 4X<br></span></td></tr><tr><td valign="top"><span><strong>Roof Mount Style:</strong></span></td><td valign="top"><span>Rail Mount Plate (WEEB Compatible)<br></span></td></tr><tr><td valign="top"><span><strong>Status Indicator:</strong></span></td><td valign="top"><span>LED</span></td></tr><tr><td valign="top"><span><strong>Efficiency:</strong></span></td><td valign="top"><span>&gt;99.5%</span></td></tr><tr><td valign="top"><span><strong>Response Time:</strong></span></td><td valign="top"><span>&lt; 2 Seconds<br></span></td></tr><tr><td valign="top"><span><strong>Compliance:</strong></span></td><td valign="top"><span>UL 1741, FFC Part 15 Class B, NEC 690.12<br></span></td></tr></tbody></table></center><p>Â </p><center><table cellpadding="0" cellspacing="0" border="1"><tbody><tr><td><span><strong>Electrical Data<br></strong></span></td><td><span>Â </span></td></tr><tr><td valign="top"><span><strong>DC Values</strong></span></td><td valign="top">Â </td></tr><tr><td valign="top"><span><strong>Maximum Input and Output Voltage:</strong></span></td><td valign="top"><span>600 VDC<br></span></td></tr><tr><td valign="top"><span><strong>DC Input Voltage Range:</strong></span></td><td valign="top"><span>30-600 VDC<br></span></td></tr><tr><td valign="top"><span><strong>Maximum Number of PV Source Circuits:</strong></span></td><td valign="top"><span>1 or 2 Input / 1 Output<br></span></td></tr><tr><td valign="top"><span><strong>Maximum Input / Output Current:</strong></span></td><td valign="top"><span>20 Amps<br></span></td></tr><tr><td valign="top"><span><strong>Maximum Short Circuit Current:</strong></span></td><td valign="top"><span>31.20 Amps<br></span></td></tr><tr><td valign="top"><span><strong>DC Input / Output Cable Whips:</strong></span></td><td valign="top"><span>PV Wire with MC4 Locking Connectors<br></span></td></tr><tr><td valign="top"><strong><span>DC Input / Output Wire Size:</span></strong></td><td valign="top"><span>AWG #12 to #6</span></td></tr><tr><td valign="top"><strong><span>Ground Wire Size:</span></strong></td><td valign="top"><span>AWG #10 to #6<br></span></td></tr><tr><td valign="top"><strong><span>AC Values<br></span></strong></td><td valign="top">Â </td></tr><tr><td valign="top"><strong><span>Rated AC Input Voltage:</span></strong></td><td valign="top"><span>208/240 VAC<br></span></td></tr><tr><td valign="top"><strong><span>Rated AC Input Current:</span></strong></td><td valign="top"><span>0.10 Amps<br></span></td></tr><tr><td valign="top"><strong><span>Rated Frequency:</span></strong></td><td valign="top"><span>50/60 Hz<br></span></td></tr><tr><td valign="top"><strong><span>AC Control Wire Size:</span></strong></td><td valign="top"><span>AWG #18 to #10<br></span></td></tr><tr><td valign="top"><strong><span>Maximum AC Fuse Rating:</span></strong></td><td valign="top"><span>2 Amps</span></td></tr></tbody></table></center>
USIN100-0023 | 1404.07 | RHI-1P10K-HVES-5G-SP | Solis RHI-1P10K-HVES-5G-SP 10.0kw hybrid single phase | <p>Solis 10.0kW Hybrid Inverter SKU RHI-1P10K-HVES-5G-SP</p><p>Â </p><p><a href="https://cdn.shopify.com/s/files/1/0566/3408/1340/files/Datasheet_RHI-1P_5-10_K-HV-ES-5G.pdf?v=1678942273"><strong>DATA SHEET</strong></a></p>
USIN100-0034 | 1343.44 | RHI-1P9K-HVES-5G | Solis RHI-1P9K-HVES-5G 9.0kw hybrid single phase | <p data-sourcepos="5:1-5:426">The Solis RHI-1P9K-HVES-5G 9.0kW hybrid single phase inverter is a high-efficiency inverter that can be used for both on-grid and off-grid solar <span class="citation-0 citation-end-0">applications. It has two maximum power point trackers (MPPTs) that can be used to optimize the power output from up to two strings of solar panels.</span> The inverter also has a built-in battery charger, so it can be used to store solar energy for use during a power outage.</p><p data-sourcepos="7:1-7:18"><strong>Specifications</strong></p><ul data-sourcepos="9:1-18:0"><li data-sourcepos="9:1-9:28">Rated output power: 9.0 kW</li><li data-sourcepos="10:1-10:27">Maximum efficiency: 97.5%</li><li data-sourcepos="11:1-11:33">Input voltage range: 90-450 VDC</li><li data-sourcepos="12:1-12:33">Output voltage: 220/230/240 VAC</li><li data-sourcepos="13:1-13:33">MPPT voltage range: 200-850 VDC</li><li data-sourcepos="14:1-14:25">Battery voltage: 48 VDC</li><li data-sourcepos="15:1-15:32">Battery charging current: 50 A</li><li data-sourcepos="16:1-16:32">Dimensions:Â </li><li data-sourcepos="17:1-18:0">Weight:Â </li></ul><p data-sourcepos="19:1-19:25"><strong>Weight and Dimensions</strong></p><ul data-sourcepos="21:1-23:0"><li data-sourcepos="21:1-21:15">Weight:Â </li><li data-sourcepos="22:1-23:0">Dimensions:Â </li></ul><p data-sourcepos="24:1-24:12"><strong>Features</strong></p><ul data-sourcepos="26:1-32:0"><li data-sourcepos="26:1-26:38">Two MPPTs for maximum power tracking</li><li data-sourcepos="27:1-27:26">Built-in battery charger</li><li data-sourcepos="28:1-28:18">97.5% efficiency</li><li data-sourcepos="29:1-29:34">Wi-Fi and Bluetooth connectivity</li><li data-sourcepos="30:1-30:31">Remote monitoring and control</li><li data-sourcepos="31:1-32:0">CE, UL, and TUV certified</li></ul><p data-sourcepos="33:1-33:12"><strong>Benefits</strong></p><ul data-sourcepos="35:1-39:0"><li data-sourcepos="35:1-35:33">Save money on your energy bills</li><li data-sourcepos="36:1-36:35">Increase your energy independence</li><li data-sourcepos="37:1-37:38">Protect your home from power outages</li><li data-sourcepos="38:1-39:0">Reduce your carbon footprint</li></ul>
USIN100-0035 | 1638.67 | RHI-1P8K-HVES-5G | Solis RHI-1P8K-HVES-5G Hybrid 8Kw Solar Inverter | <ul data-sourcepos="3:1-18:0" data-mce-fragment="1"><li data-sourcepos="3:1-8:136" data-mce-fragment="1"><ul data-sourcepos="4:5-8:136" data-mce-fragment="1"><li data-sourcepos="4:5-4:141" data-mce-fragment="1">The Solis RHI-1P8K-HVES-5G is an 8kW hybrid solar inverter that can be used to power your home or business, even when the grid is down.</li><li data-sourcepos="5:5-5:151" data-mce-fragment="1">It features a high efficiency of up to 98.4%, making it a great choice for homeowners and businesses looking to save money on their energy bills.</li><li data-sourcepos="6:5-6:117" data-mce-fragment="1">It also has a wide input voltage range of 200-850V, making it compatible with a variety of solar panel systems.</li><li data-sourcepos="7:5-7:167" data-mce-fragment="1">The Solis RHI-1P8K-HVES-5G is also equipped with a number of safety features, including overvoltage protection, undervoltage protection, and overload protection.</li><li data-sourcepos="8:5-8:136" data-mce-fragment="1">Additionally, it has a built-in battery charger that can be used to charge a backup battery, providing power during a grid outage.</li></ul></li><li data-sourcepos="9:1-18:0" data-mce-fragment="1"><strong data-mce-fragment="1">Specification:</strong><ul data-sourcepos="10:5-18:0" data-mce-fragment="1"><li data-sourcepos="10:5-10:22" data-mce-fragment="1">Rated Power: 8kW</li><li data-sourcepos="11:5-11:35" data-mce-fragment="1">Input Voltage Range: 200-850V</li><li data-sourcepos="12:5-12:42" data-mce-fragment="1">Output Voltage Range: 220V/230V/240V</li><li data-sourcepos="13:5-13:29" data-mce-fragment="1">Efficiency: Up to 98.4%</li><li data-sourcepos="14:5-14:35" data-mce-fragment="1">Dimensions: 20.2*28.1*7.8 inch</li><li data-sourcepos="15:5-15:20" data-mce-fragment="1">Weight: 66.1 lb</li><li data-sourcepos="16:5-16:47" data-mce-fragment="1">Communication Protocol: Modbus RTU, RS485</li><li data-sourcepos="17:5-18:0" data-mce-fragment="1">Warranty: 5 years</li></ul></li></ul><p data-sourcepos="19:1-19:75" data-mce-fragment="1">Here are some of the benefits of using the Solis RHI-1P8K-HVES-5G inverter:</p><ul data-sourcepos="21:1-26:0" data-mce-fragment="1"><li data-sourcepos="21:1-21:140" data-mce-fragment="1">High efficiency: The inverter can convert up to 98.4% of the solar energy into electricity, which can save you money on your energy bills.</li><li data-sourcepos="22:1-22:153" data-mce-fragment="1">Wide input voltage range: The inverter is compatible with a variety of solar panel systems, making it a versatile choice for homeowners and businesses.</li><li data-sourcepos="23:1-23:118" data-mce-fragment="1">Safety features: The inverter is equipped with a number of safety features to protect your solar system from damage.</li><li data-sourcepos="24:1-24:154" data-mce-fragment="1">Built-in battery charger: The inverter has a built-in battery charger that can be used to charge a backup battery, providing power during a grid outage.</li><li data-sourcepos="25:1-26:0" data-mce-fragment="1">Easy to use: The inverter is easy to use and can be controlled using a smartphone or tablet.</li></ul><p data-sourcepos="27:1-27:154" data-mce-fragment="1">If you are looking for a high-efficiency, reliable, and safe solar inverter with a built-in battery charger, the Solis RHI-1P8K-HVES-5G is a great option.</p><p data-sourcepos="29:1-29:73" data-mce-fragment="1">Here are some additional features of the Solis RHI-1P8K-HVES-5G inverter:</p><ul data-sourcepos="31:1-35:0" data-mce-fragment="1"><li data-sourcepos="31:1-31:47" data-mce-fragment="1">Supports 2 MPPTs for maximum solar harvesting</li><li data-sourcepos="32:1-32:64" data-mce-fragment="1">Grid-forming technology for seamless integration with the grid</li><li data-sourcepos="33:1-33:72" data-mce-fragment="1">Supports V2G (vehicle-to-grid) technology for bidirectional power flow</li><li data-sourcepos="34:1-35:0" data-mce-fragment="1">Remote monitoring and control via the Solis App</li></ul>
USIN100-0024 | 1241.58 | RHI-1P7.6K-HVES-5G-S | Solis RHI-1P7.6K-HVES-5G-S 7.6kw hybrid single phase | <h3><strong>Solis 7.6kW Energy Storage Single Phase Hybrid Inverter Dual MPPT</strong><br></h3><h3><strong>with internal Sunspec MLRSD transmitter</strong></h3><p>Â </p><p>Solis Energy Storage Inverter is a good choice for on/ off-grid integrated storage solutions.<br><br><strong>1. Higher incomes:</strong><span>Â </span>select the electricity consumption mode in real time according to the market price.</p><p><strong>2. High independence:</strong><span>Â </span>can be operated out of the power grid.</p><p><strong>3. Higher efficiency:</strong><span>Â </span>International leading brand components provide higher efficiency.</p><p><strong>4. Perfect switch</strong>: it's less than 10ms from the grid.</p><p>Â </p><h3><strong>Features</strong></h3><ul><li>Leading ROI</li><li>Top-of-class 98.4% efficiency</li><li>Wide product range (5-10kW)</li><li>Ready for NEC 2017-2020</li><li>Dynamic MPPTs (2 MPPTs w/ 4 DC inputs)</li><li>Built-in Sunspec MLRSD signal transmitter</li><li>CA Rule 21 Phase I-III compliant and UL 1741 (SA) certified</li><li>Optional integrated Tigo MLRSD transmitter</li><li>3 operating modes: self-consumption; time-of-use; off-grid backup</li><li>Compatible with LG, BYD, Soluna and other 120V-500V lithium batteries</li><li>Sealed enclosure with built-in AC/DC wiring box and optional ATS</li><li>Large color LCD for easy programming</li><li>24-hour intelligent energy management system</li></ul>
USIN100-0036 | 1199.28 | RHI-1P7K-HVES-5G | Solis RHI-1P7K-HVES-5G 7.0kw hybrid single phase | <div data-testid="conversation-turn-56" class="group w-full text-token-text-primary border-b border-black/10 dark:border-gray-900/50 bg-gray-50 dark:bg-[#444654]"><div class="p-4 justify-center text-base md:gap-6 md:py-6 m-auto"><div class="flex flex-1 gap-4 text-base mx-auto md:gap-6 md:max-w-2xl lg:max-w-[38rem] xl:max-w-3xl }"><div class="relative flex w-[calc(100%-50px)] flex-col gap-1 md:gap-3 lg:w-[calc(100%-115px)]"><div class="flex flex-grow flex-col gap-3 max-w-full"><div class="min-h-[20px] flex flex-col items-start gap-3 overflow-x-auto whitespace-pre-wrap break-words"><div class="markdown prose w-full break-words dark:prose-invert light"><ol><li>Plug a USB flash drive into a laptop.</li><li>Right-click on the flash drive and then click "Reformat". Make sure the File System is FAT32.</li><li>Click 'Start', and then when the message "Format Complete" comes up, click 'OK'.</li><li>Open a window so you can see the flash drive once again.</li><li>Then open the DSP Firmware .zip file found on this page and open the same folder as the inverter you have.</li></ol><hr><p>Unfortunately, the HTML source you provided does not contain details for specifications, weight, and dimensions for the RHI-1P 7K-HVES-5G inverters. Please consult the product manual or website for that information.</p></div></div></div></div></div></div></div>
USIN100-0025 | 1466.76 | RHI-1P6K-HVES-5G | Solis RHI-1P6K-HVES-5G 6.0kw hybrid single phase | <div class="flex-1 overflow-hidden"><div class="react-scroll-to-bottom--css-wfwih-79elbk h-full dark:bg-gray-800"><div class="react-scroll-to-bottom--css-wfwih-1n7m0yu"><div class="flex flex-col text-sm dark:bg-gray-800"><div data-testid="conversation-turn-50" class="group w-full text-token-text-primary border-b border-black/10 dark:border-gray-900/50 bg-gray-50 dark:bg-[#444654]"><div class="p-4 justify-center text-base md:gap-6 md:py-6 m-auto"><div class="flex flex-1 gap-4 text-base mx-auto md:gap-6 md:max-w-2xl lg:max-w-[38rem] xl:max-w-3xl }"><div class="relative flex w-[calc(100%-50px)] flex-col gap-1 md:gap-3 lg:w-[calc(100%-115px)]"><div class="flex flex-grow flex-col gap-3 max-w-full"><div class="min-h-[20px] flex flex-col items-start gap-3 overflow-x-auto whitespace-pre-wrap break-words"><div class="markdown prose w-full break-words dark:prose-invert light"><p>The Solis RHI-1P6K-HVES-5G Hybrid 6kW Solar Power Inverter and energy storage inverter is an excellent choice for both grid-tied and off-grid integrated storage solutions.</p><p><strong>Key Features:</strong></p><ul><li><p><strong>Higher Incomes</strong>: You can select the electricity consumption mode in real-time based on market prices, optimizing your energy costs.</p></li><li><p><strong>High Independence</strong>: This inverter can operate independently of the power grid, offering you more flexibility and resilience.</p></li><li><p><strong>Higher Efficiency</strong>: Incorporates international leading brand components, ensuring higher operational efficiency.</p></li><li><p><strong>Perfect Switch</strong>: The transition from grid power is less than 10ms, making for a seamless user experience.</p></li></ul><p><strong>Other Models in Stock (USA)</strong></p><p>We also have other Solis Mini 5G Models available in our USA stock, including:</p><ul><li>RHI-1P5K-HVES-5G</li><li><strong>RHI-1P6K-HVES-5G (6000W)</strong></li><li>RHI-1P7K-HVES-5G (7000W)</li><li>RHI-1P7.6K-HVES-5G</li><li>RHI-1P8K-HVES-5G</li><li>RHI-1P9K-HVES-5G (9000W)</li><li>RHI-1P10K-HVES-5G</li></ul><p>The Solis RHI-1P6K-HVES-5G Hybrid 6000kW solar power inverter has garnered significant popularity among homeowners, particularly for its feature-rich profile and competitive pricing.</p><p><strong>Additional Resources</strong></p><p>For more details, check out the <a href="https://cdn.shopify.com/s/files/1/0566/3408/1340/files/Datasheet_RHI-1P5K-HVES-5G-1.pdf?v=1678889684" target="_new">Data Sheet</a>.</p><hr><h3>Specifications</h3><ul><li><strong>Model</strong>: SOLIS RHI-1P6K-HVES-5G</li><li><strong>Type</strong>: Hybrid Solar Power Inverter</li><li><strong>Power Output</strong>: 6KW</li><li><strong>Grid Compatibility</strong>: Both grid-tied and off-grid</li><li><strong>Efficiency</strong>: High (Specific metrics available in the data sheet)</li><li><strong>Switch Time</strong>: Less than 10ms</li><li><strong>Components</strong>: International leading brand components</li><li><strong>Electricity Consumption Mode</strong>: Real-time selection based on market price</li><li><strong>Country of Stock</strong>: USA</li></ul><hr><h3>Weight and Dimensions</h3><p>Unfortunately, the weight and dimensions were not provided in the original HTML data. Please refer to the data sheet for this information.</p></div></div></div></div></div></div></div></div></div></div></div><div class="absolute bottom-0 left-0 w-full border-t md:border-t-0 dark:border-white/20 md:border-transparent md:dark:border-transparent md:bg-vert-light-gradient bg-white dark:bg-gray-800 md:!bg-transparent dark:md:bg-vert-dark-gradient pt-2 md:pl-2 md:w-[calc(100%-.5rem)]"><form class="stretch mx-2 flex flex-row gap-3 last:mb-2 md:mx-4 md:last:mb-6 lg:mx-auto lg:max-w-2xl xl:max-w-3xl"><div class="relative flex h-full flex-1 items-stretch md:flex-col"><div><div class="h-full flex ml-1 md:w-full md:m-auto md:mb-4 gap-0 md:gap-2 justify-center"><br></div></div></div></form></div>
USSPO001-0003 | 231.1 | G007006 | Generac G007006 Load Control Module 100A | Generac's Smart Power Management System is designed to optimize the performance of a standby generator. The system can consist of up to 8 individual Smart Management Modules (SMM). Unlike other load management systems that depend on another control device, the SMM modules are self-aware and operate autonomously.<br data-mce-fragment="1"><br data-mce-fragment="1">Frequency is the true measure of generator engine performance and does not need to factor in increased ambient temperatures, elevation changes, or generator fuel type. The modules monitor the frequency (Hz) of the power being produced by Generac's standby generators. If frequency falls below a certain threshold, the module will automatically follow a power management algorithm to reduce the chance of a generator overload condition.<br data-mce-fragment="1"><br data-mce-fragment="1">The modules can be set to a load priority between 1-8, or be set in a lock-out only mode for loads that do not need to run in an outage. This reduces the minimum size of the generator for a more cost-effective solution.
USSPO001-0004 | 120.35 | G0070000 | Generac G0070000 50A Smart Management Module | The Generac PWRcell 50A Smart Management Module (SMM) model G0070000 manages power usage and prevents overload. A PWRcell system can be augmented with up to eight individual Smart Management Modules. SMMs do not require additional control devices for operation. SMMs function by monitoring inverter power frequency (Hz). When loads demand more power than the inverter can produce, the PWRcell inverter will change frequency, signaling SMMs to shed loads and allow the inverter to recover. The modules can be set to a load priority between 1 to 8 or be set in a lock-out mode for loads that do not need to run in an outage.<br data-mce-fragment="1"><br data-mce-fragment="1">Integrate into a PWRcell solar + storage system for automatic power management<br data-mce-fragment="1">Lock-out feature prevents loads from operating when system is operating under backup power<br data-mce-fragment="1">Intelligently manage up to 12 loads when used in conjunction with the PWRcell Automatic Transfer Switch
USIN100-0132 | 1500.31 | A0000391219 2.85kWh | Generac A0000391219 2.85kWh PWRcell Battery Module | <p>The Generac A0000391219 2.85kWh PWRcell Battery Module is a cutting-edge lithium-ion battery module designed to seamlessly integrate into the Generac PWRcell solar and storage system. This advanced battery module empowers you to harness and store solar energy efficiently, ensuring your home remains powered during outages and offering backup support for critical loads.</p><p><strong>Specifications:</strong></p><ul><li>Capacity: 2.85 kilowatt-hours (kWh)</li><li>Voltage: 46.8 VDC</li><li>Current: 55 amperes (A)</li><li>Depth of discharge (DoD): 80%</li><li>Cycle life: 6,000 cycles</li><li>Warranty: 10 years</li></ul><p><strong>Weight and Dimensions:</strong></p><ul><li>Weight:Â 55 lbs</li><li>Dimensions: (LxWxH): 17.5" x 18" x 3.5 inches</li></ul><p><strong>Features:</strong></p><ul><li>Utilizes advanced lithium-ion battery technology for extended lifespan and high energy efficiency.</li><li>Boasts a modular design, allowing for easy scalability according to your energy needs.</li><li>Simple installation and minimal maintenance requirements.</li><li>Seamlessly compatible with the Generac PWRcell solar and storage system.</li></ul><p><strong>Benefits:</strong></p><ul><li>Store excess solar energy for use during power outages, ensuring your home's continuous operation.</li><li>Provides essential backup power for critical loads in your household.</li><li>Reduces your dependency on the conventional power grid.</li><li>Results in cost savings on your energy bills over time.</li></ul><p>The Generac A0000391219 2.85kWh PWRcell Battery Module is a dependable energy storage solution that ensures you have a reliable power source when you need it most. Upgrade your solar and storage system with this cutting-edge battery module for enhanced energy independence and efficiency.</p><p>(Product Identifier: A0000391219)</p>
USSE100-0287 | 133.16 | APKE00009 | Generac PWRcell APKE00009 Battery Module Upgrade Kit | <strong>Generac PWRcell APKE00009 Battery Module Upgrade Kit<br><br></strong><p>The Generac APKE00009 PWRcellÂ Battery Module Upgrade Kit can be used to increase a PWRcellÂ Battery Cabinet from 3 or 5 batteries to 4 or 6. This is just a hardware kit and the batteries must be purchased separately.</p><p>The PWRcellÂ Battery Cabinet is a NEMA Type 3R outdoor rated smart battery enclosure that allows for a range of storage configurations to suit any need. DC-couple to Generac PWRzone solar, PWRgenerator, or AC-couple to a third party PV array. No other smart battery offers the power and flexibility of PWRcell.</p><p>Â </p><h3>Product Details</h3><ul><li>Best-in-class battery backup power</li><li>AC-couple to third party solar array</li><li>Connect 2 PWRcell Battery Cabinets to a single PWRcell Inverter for up to 36kWh of usable storage</li><li>Plug-and-play with all PWRcell products</li><li>Time-of-use (TOU) and zero-export ready</li><li>3R cabinet for outdoor and indoor installations</li><li>Floor standing or wall-mounted design</li></ul><p><a><strong>DATASHEET</strong></a></p>
USIN100-0134 | 102.33 | APKE00008 | Generac APKE00008 Spacer For Pwrcell Cabinet | <h2>Generac APKE00008 Spacer For Pwrcell Cabinet</h2><p><br><span data-mce-fragment="1">The Generac PWRcell Solar Power System Battery Cabinet holds three to six battery modules stacked on three levels in pairs of two. The battery modules connect in series for 9, 12, 15, and 18kWh configurations. For cabinets with three or five battery modules, a spacer is needed to complete the middle or bottom level in the cabinet. A PWRcell Battery Spacer Kit is required for installation of a three-module or five-module cabinet or when upgrading to a five module PWRcell battery configuration</span><br data-mce-fragment="1"><br></p><p>Â </p><h3>Product Details</h3><ul><li>Connect as many as (2) PWRcells to a single PWRcell Inverter for up to 34.2kWh of storage</li><li>Best-in-class battery backup power</li><li>Plug-and-play with PWRcell Inverters and PV Links</li><li>Time-of-use (TOU) and zero-export ready</li><li>Residential and commercial application ready</li></ul><p><a href="https://cdn.shopify.com/s/files/1/0566/3408/1340/files/htrytrutruru7.pdf?v=1679391525"><strong>DATASHEET</strong></a></p>
USIN100-0096 | 3833.0114 | 03-33-1000-2-41 | SMA 03-33-1000-2-41 Sunny Tripower CORE1-US (STP33-US-41) 480V, Integrated Communication | <p data-mce-fragment="1">The SMA Inverter System is an all-in-one system that includes an inverter, charger controller, and a display with remote monitoring. The SMA is simple to install as a Grid-tied, Off-Grid, or Battery Backup Inverter. It efficiently manages power to and from Solar, Battery, Grid, Loads, and Generator.</p><h3 data-mce-fragment="1"><strong data-mce-fragment="1">SPECIFICATIONS</strong></h3><ul data-mce-fragment="1"><li data-mce-fragment="1"><strong data-mce-fragment="1">Model:</strong> SMA 03-33-1000-2-41</li><li data-mce-fragment="1"><strong data-mce-fragment="1">Series:</strong> SUNNY TRIPOWER CORE</li><li data-mce-fragment="1"><strong data-mce-fragment="1">Manufacturer:</strong> SMA</li></ul><h3 data-mce-fragment="1"><strong data-mce-fragment="1">GENERAL SPECIFICATION</strong></h3><ul data-mce-fragment="1"><li data-mce-fragment="1"><strong data-mce-fragment="1">CEC efficiency:</strong> 97.50%</li><li data-mce-fragment="1"><strong data-mce-fragment="1">Recommended PV input (STC):</strong> 50000 Watts</li><li data-mce-fragment="1"><strong data-mce-fragment="1">Maximum DC input voltage:</strong> 1000.00 Volts</li><li data-mce-fragment="1"><strong data-mce-fragment="1">Maximum DC input current:</strong> 120.00 Amps</li><li data-mce-fragment="1"><strong data-mce-fragment="1">Min MPPT voltage:</strong> 188.00 Volts</li><li data-mce-fragment="1"><strong data-mce-fragment="1">Max MPPT voltage:</strong> 150.00 Volts</li><li data-mce-fragment="1"><strong data-mce-fragment="1">Number of MPPTâ€™s:</strong> 6</li><li data-mce-fragment="1"><strong data-mce-fragment="1">AC voltages:</strong> 480 Volts</li><li data-mce-fragment="1"><strong data-mce-fragment="1">AC frequencies:</strong> 60Hertz</li><li data-mce-fragment="1"><strong data-mce-fragment="1">Continuous AC power output:</strong> 33300 Watts</li><li data-mce-fragment="1"><strong data-mce-fragment="1">Min operating voltage:</strong> 150.00 Volts</li><li data-mce-fragment="1"><strong data-mce-fragment="1">Max operating voltage:</strong> 1000.00 Volts</li><li data-mce-fragment="1"><strong data-mce-fragment="1">Weight:</strong> 180lbs</li></ul><h3 data-mce-fragment="1"><strong data-mce-fragment="1">Warranty</strong></h3><ul data-mce-fragment="1"><li data-mce-fragment="1">10-Year Standard Warranty.</li></ul><p data-mce-fragment="1"><em data-mce-fragment="1">Refer to warranty document for terms and conditions</em></p><h3 data-mce-fragment="1"><strong data-mce-fragment="1">Documentation</strong></h3><ul data-mce-fragment="1"><li data-mce-fragment="1"><a href="https://cdn.shopify.com/s/files/1/0566/3408/1340/files/SMA_CORE1_Spec_1.pdf?v=1678167986" data-mce-fragment="1" data-mce-href="https://cdn.shopify.com/s/files/1/0566/3408/1340/files/SMA_CORE1_Spec_1.pdf?v=1678167986" target="_new">Data Sheet</a></li></ul><h3 data-mce-fragment="1"><strong data-mce-fragment="1">Detailed Information</strong></h3><p data-mce-fragment="1">The SMA Sunny Tripower CORE1 is the worldâ€™s first free-standing PV inverter for commercial rooftops, carports, ground mount, and repowering legacy solar projects. From distribution to construction to operation, the Sunny Tripower CORE1 enables logistical, material, labor, and service cost reductions. It stands as the most versatile, cost-effective commercial solution available. Features include:</p><ul data-mce-fragment="1"><li data-mce-fragment="1">Innovative design that requires no additional racking for rooftop installation.</li><li data-mce-fragment="1">12 direct string inputs for reduced labor and material costs.</li><li data-mce-fragment="1">OptiTrac Global Peak shade-tolerant MPP tracking.</li></ul><h3 data-mce-fragment="1"><strong data-mce-fragment="1">High reliability</strong></h3><p data-mce-fragment="1">Cell interconnections and diode placement use a well-established industry practice and have been field-proven to provide excellent reliability. It ensures an increased ROI with SMA ennexOS cross.</p><h3 data-mce-fragment="1"><strong data-mce-fragment="1">Quality and certifications</strong></h3><ul data-mce-fragment="1"><li data-mce-fragment="1">UL 1741, UL 1699B Ed. 1, UL 1998, CSA 22.2 107-1, PV Rapid Shutdown System Equipment</li><li data-mce-fragment="1">FCC Part 15 Class A</li><li data-mce-fragment="1">IEEE 1547, UL 1741 SA - CA Rule 21, HECO Rule 14H</li></ul>
USSE100-0174 | 35.28 | APKE00011 | Generac SnapRS APKE00011 Inline Disconnect Switch For Rapid Shut Down | <table width="100%" data-mce-fragment="1"><tbody data-mce-fragment="1"><tr data-mce-fragment="1"><td style="width: 955.59px;" data-mce-fragment="1" data-mce-style="width: 955.59px;"><strong>Generac SnapRS APKE00011 Inline Disconnect Switch For Rapid Shut Down</strong></td></tr><tr data-mce-fragment="1"><td style="width: 955.59px;" data-mce-fragment="1" data-mce-style="width: 955.59px;"><p data-mce-fragment="1"><span>Generac SnapRS are a simple way to satisfy rapid shutdowncompliance for solar + storage systems. Generac SnapRS are2017/2020 NEC 690.12 compliant, don't require any extra hardwareto mount, and need no pairing or fussy digital communications</span></p><p><strong>SPECIFICATIONS</strong><br></p><table width="100%"><tbody><tr><td style="width: 48.2638%;" data-mce-style="width: 48.2638%;"><span>Model</span></td><td style="width: 47.7362%;" data-mce-style="width: 47.7362%;">APKE00011</td></tr><tr><td style="width: 48.2638%;" data-mce-style="width: 48.2638%;"><span>Series</span></td><td style="width: 47.7362%;" data-mce-style="width: 47.7362%;"><span>-</span></td></tr><tr><td style="width: 48.2638%;" data-mce-style="width: 48.2638%;"><span>Manufacturer</span></td><td style="width: 47.7362%;" data-mce-style="width: 47.7362%;">Generac<br></td></tr></tbody></table></td></tr></tbody></table><p><br><strong>GENERAL SPECIFICATIONS</strong><br></p><table width="100%"><tbody><tr><td style="width: 49.0244%;" data-mce-style="width: 49.0244%;"><span>Type</span></td><td style="width: 47.9756%;" data-mce-style="width: 47.9756%;"><span data-mce-fragment="1">Activator</span></td></tr><tr><td style="width: 49.0244%;" data-mce-style="width: 49.0244%;">Product Category<strong>Â </strong></td><td style="width: 47.9756%;" data-mce-style="width: 47.9756%;">Components<br></td></tr><tr><td style="width: 49.0244%;" data-mce-style="width: 49.0244%;"><span>Quantity</span></td><td style="width: 47.9756%;" data-mce-style="width: 47.9756%;">Gallon<br></td></tr><tr><td style="width: 49.0244%;" data-mce-style="width: 49.0244%;"><span>Weight</span></td><td style="width: 47.9756%;" data-mce-style="width: 47.9756%;">1lbs</td></tr></tbody></table><p><strong>Warranty</strong><br data-mce-fragment="1"></p><ul><li>Manufacturer 12 Years Warranty</li></ul><p>* Refer to warranty document for terms and conditions<br data-mce-fragment="1"><strong>Documentation</strong></p><table width="100%"><tbody><tr><td style="width: 24%;" data-mce-style="width: 24%;"><a href="https://www.invertersupply.com/media/data/A0000528183.pdf"><span style="color: #2b00ff;" data-mce-style="color: #2b00ff;">Data Sheet</span></a></td></tr></tbody></table><p><br><strong>Detailed Information</strong></p><p><span>Generac SnapRS are a simple way to satisfy rapid shutdowncompliance for solar + storage systems. Generac SnapRS are2017/2020 NEC 690.12 compliant, don't require any extra hardwareto mount, and need no pairing or fussy digital communications.</span></p><p><strong>High Reliability</strong></p><p>Fast, easy, and simple to install</p><p>One SnapRS device per PV module</p><p>Low cost, high efficiency solution</p>
USIN100-0133 | 2596.44 | APKE00028 | Generac APKE00028 Pwrcell 3R Rated Battery Cabinet (Indoor Or Outdoor Installation) Battery Unit Temperature / Environmental Limits Must Be Observed | <p data-sourcepos="5:1-5:348" data-mce-fragment="1">The Generac APKE00028 Pwrcell 3R Rated Battery Cabinet is a weatherproof enclosure that can be used to house up to 6 Generac PWRcell 3R batteries. It is designed for indoor or outdoor installation and has a built-in temperature sensor that monitors the battery temperature and provides an alarm if the temperature exceeds the safe operating limits.</p><p data-sourcepos="7:1-7:160" data-mce-fragment="1">The cabinet is made of durable steel and has a powder-coated finish that is resistant to corrosion. It also has a security latch to prevent unauthorized access.</p><p data-sourcepos="9:1-9:18" data-mce-fragment="1"><strong data-mce-fragment="1">Specifications</strong></p><ul data-sourcepos="11:1-19:0" data-mce-fragment="1"><li data-sourcepos="11:1-11:59" data-mce-fragment="1">Model: Generac APKE00028 Pwrcell 3R Rated Battery Cabinet</li><li data-sourcepos="12:1-12:48" data-mce-fragment="1">Capacity: Up to 6 Generac PWRcell 3R batteries</li><li data-sourcepos="13:1-13:35" data-mce-fragment="1">Dimensions:(LxWxH): 22" x 10" x 68" inches</li><li data-sourcepos="14:1-14:16" data-mce-fragment="1">Weight: 115 lbs</li><li data-sourcepos="15:1-15:17" data-mce-fragment="1">Material: Steel</li><li data-sourcepos="16:1-16:23" data-mce-fragment="1">Finish: Powder-coated</li><li data-sourcepos="17:1-17:35" data-mce-fragment="1">Temperature range: -40Â°F to 158Â°F</li><li data-sourcepos="18:1-19:0" data-mce-fragment="1">UL Listing: UL1741-SA</li></ul><p data-sourcepos="20:1-20:12" data-mce-fragment="1"><strong data-mce-fragment="1">Features</strong></p><ul data-sourcepos="22:1-26:0" data-mce-fragment="1"><li data-sourcepos="22:1-22:24" data-mce-fragment="1">Weatherproof enclosure</li><li data-sourcepos="23:1-23:29" data-mce-fragment="1">Built-in temperature sensor</li><li data-sourcepos="24:1-24:16" data-mce-fragment="1">Security latch</li><li data-sourcepos="25:1-26:0" data-mce-fragment="1">Resistant to corrosion</li></ul><p data-sourcepos="27:1-27:12" data-mce-fragment="1"><strong data-mce-fragment="1">Benefits</strong></p><ul data-sourcepos="29:1-33:0" data-mce-fragment="1"><li data-sourcepos="29:1-29:38" data-mce-fragment="1">Protects batteries from the elements</li><li data-sourcepos="30:1-30:30" data-mce-fragment="1">Monitors battery temperature</li><li data-sourcepos="31:1-31:30" data-mce-fragment="1">Prevents unauthorized access</li><li data-sourcepos="32:1-33:0" data-mce-fragment="1">Durable and long-lasting</li></ul>
USIN100-0135 | 2070.31 | APKE00007 | Generac PWRcell APKE00007 Battery Enclosure (Indoor Only) | <p data-mce-fragment="1">The Generac PWRcell Battery Enclosure (Model Number: APKE00007) is designed to house the PWRcell 2.85kWh Battery Module, sold separately. It's a critical part of Generac's PWRcell solar and storage ecosystem, providing you with smart, modular energy storage options.</p><p data-mce-fragment="1"><strong data-mce-fragment="1">Key Requirements:</strong></p><ul data-mce-fragment="1"><li data-mce-fragment="1">To use this enclosure, you must have a minimum of 3 Generac A0000391219 PWRcell Battery Modules, amounting to a total of 8.6 usable kWh.</li><li data-mce-fragment="1">The enclosure allows for an expansion up to 6 PWRcell Battery Modules, offering a maximum capacity of 17.1 usable kWh.</li></ul><p data-mce-fragment="1"><strong data-mce-fragment="1">Intelligent Solar and Storage System:</strong> The PWRcell platform is a scalable and smart energy storage solution. You can start with a small configuration and later upgrade it with additional modules as your energy needs grow.</p><p data-mce-fragment="1"><strong data-mce-fragment="1">Features:</strong></p><ul data-mce-fragment="1"><li data-mce-fragment="1"><strong data-mce-fragment="1">Connectivity:</strong> Capable of linking up to two PWRcells to a single PWRcell Inverter, enabling storage capacities of up to 34.2 kWh.</li><li data-mce-fragment="1"><strong data-mce-fragment="1">Battery Backup:</strong> Provides best-in-class backup power during grid outages.</li><li data-mce-fragment="1"><strong data-mce-fragment="1">Compatibility:</strong> Designed for easy integration with PWRcell Inverters and PV Links.</li><li data-mce-fragment="1"><strong data-mce-fragment="1">Adaptability:</strong> Time-of-Use (TOU) and zero-export ready, providing flexible energy utilization options.</li><li data-mce-fragment="1"><strong data-mce-fragment="1">Applications:</strong> Suitable for both residential and commercial setups.</li></ul><p data-mce-fragment="1"><strong data-mce-fragment="1">Specifications:</strong></p><ul data-mce-fragment="1"><li data-mce-fragment="1"><strong data-mce-fragment="1">Type:</strong> Grid Interactive / Peak Shaving / Battery Back-up</li><li data-mce-fragment="1"><strong data-mce-fragment="1">Operating Temperature Range:</strong> -10 to 45 Â°C</li><li data-mce-fragment="1"><strong data-mce-fragment="1">Recommended Temperature Range:</strong> 13 to 30 ÂºC</li><li data-mce-fragment="1"><strong data-mce-fragment="1">Dimensions (W x H x D):</strong> 68" x 22" x 10"</li><li data-mce-fragment="1"><strong data-mce-fragment="1">Weight:</strong> 115.0 lbs</li><li data-mce-fragment="1"><strong data-mce-fragment="1">Shipping Method:</strong> Freight</li></ul><p data-mce-fragment="1">This enclosure is a versatile, reliable, and smart choice for those looking to optimize their solar and storage systems.<br><br></p><h4>Additional Resources:<br><br><a href="https://cdn.shopify.com/s/files/1/0566/3408/1340/files/PROD_SpecSheet_2023-09-02_USIN100-0135_APKE00007_PWRcell_Battery_Cabinet.pdf?v=1693677693">Datasheet</a><br><br></h4>
USIN100-0284 | 3774.39 | APKE00013 | Generac PWRcell APKE00013 11.4kW 3Ã˜ Inverter w/ Current Transformers | <p data-sourcepos="5:1-5:415" data-mce-fragment="1">The Generac PWRcell APKE00013 11.4kW 3Ã˜ Inverter w/ Current Transformers is a three-phase inverter that is designed to work with Generac PWRcell batteries. It has a maximum output power of 11.4kW and can be used to power homes, businesses, and other commercial applications. The inverter also has a number of features that make it ideal for use with battery storage, such as support for islanding and load shedding.</p><p data-sourcepos="7:1-7:18" data-mce-fragment="1"><strong data-mce-fragment="1">Specifications</strong></p><ul data-sourcepos="9:1-19:0" data-mce-fragment="1"><li data-sourcepos="9:1-9:18" data-mce-fragment="1">Model: APKE00013</li><li data-sourcepos="10:1-10:23" data-mce-fragment="1">Manufacturer: Generac</li><li data-sourcepos="11:1-11:19" data-mce-fragment="1">Type: Three-phase</li><li data-sourcepos="12:1-12:34" data-mce-fragment="1">Input Voltage Range: 200-480 VAC</li><li data-sourcepos="13:1-13:23" data-mce-fragment="1">Output Power: 11.4 kW</li><li data-sourcepos="14:1-14:23" data-mce-fragment="1">Efficiency: Up to 98%</li><li data-sourcepos="15:1-15:44" data-mce-fragment="1">Operating Temperature Range: -40 to +122Â°F</li><li data-sourcepos="16:1-16:18" data-mce-fragment="1">Weight: 62.7 lbs</li><li data-sourcepos="17:1-17:37" data-mce-fragment="1">Dimensions: 24.5 x 19.25 x 8 inches</li><li data-sourcepos="18:1-19:0" data-mce-fragment="1">Warranty: 10 years</li></ul><p data-sourcepos="20:1-20:24" data-mce-fragment="1"><strong data-mce-fragment="1">Detailed Information</strong></p><ul data-sourcepos="22:1-26:0" data-mce-fragment="1"><li data-sourcepos="22:1-22:105" data-mce-fragment="1"><strong data-mce-fragment="1">Supports islanding</strong>, which allows the inverter to continue to power loads even when the grid is down</li><li data-sourcepos="23:1-23:142" data-mce-fragment="1"><strong data-mce-fragment="1">Load shedding</strong>, which allows the inverter to automatically disconnect non-essential loads during a power outage to preserve battery power</li><li data-sourcepos="24:1-24:46" data-mce-fragment="1"><strong data-mce-fragment="1">Built-in DC disconnect switch</strong><span data-mce-fragment="1">Â </span>for safety</li><li data-sourcepos="25:1-26:0" data-mce-fragment="1"><strong data-mce-fragment="1">Remote monitoring and control</strong><span data-mce-fragment="1">Â </span>via the PWRcell app</li></ul>
USIN100-0297 | 2877.21 | APKE00014 | GENERAC PWRCELL APKE00014 7.6KW 1-PH INVERTER | <p data-sourcepos="5:1-5:385" data-mce-fragment="1">The GENERAC PWRCELL APKE00014 7.6KW 1-PH INVERTER is a single-phase inverter that is designed to work with Generac PWRcell batteries. It has a maximum output power of 7.6kW and can be used to power homes and other small commercial applications. The inverter also has a number of features that make it ideal for use with battery storage, such as support for islanding and load shedding.</p><p data-sourcepos="7:1-7:18" data-mce-fragment="1"><strong data-mce-fragment="1">Specifications</strong></p><ul data-sourcepos="9:1-19:0" data-mce-fragment="1"><li data-sourcepos="9:1-9:18" data-mce-fragment="1">Model: APKE00014</li><li data-sourcepos="10:1-10:23" data-mce-fragment="1">Manufacturer: Generac</li><li data-sourcepos="11:1-11:20" data-mce-fragment="1">Type: Single-phase</li><li data-sourcepos="12:1-12:33" data-mce-fragment="1">Input Voltage Range: 90-277 VAC</li><li data-sourcepos="13:1-13:22" data-mce-fragment="1">Output Power: 7.6 kW</li><li data-sourcepos="14:1-14:23" data-mce-fragment="1">Efficiency: Up to 98%</li><li data-sourcepos="15:1-15:44" data-mce-fragment="1">Operating Temperature Range: -40 to +122Â°F</li><li data-sourcepos="16:1-16:18" data-mce-fragment="1">Weight:Â 78.5 lbs</li><li data-sourcepos="17:1-17:37" data-mce-fragment="1">Dimensions: 1(LxWxH): 24.5 x 19.25 x 8 inches</li><li data-sourcepos="18:1-19:0" data-mce-fragment="1">Warranty: 10 years</li></ul><p data-sourcepos="20:1-20:24" data-mce-fragment="1"><strong data-mce-fragment="1">Detailed Information</strong></p><ul data-sourcepos="22:1-26:0" data-mce-fragment="1"><li data-sourcepos="22:1-22:105" data-mce-fragment="1"><strong data-mce-fragment="1">Supports islanding</strong>, which allows the inverter to continue to power loads even when the grid is down</li><li data-sourcepos="23:1-23:142" data-mce-fragment="1"><strong data-mce-fragment="1">Load shedding</strong>, which allows the inverter to automatically disconnect non-essential loads during a power outage to preserve battery power</li><li data-sourcepos="24:1-24:46" data-mce-fragment="1"><strong data-mce-fragment="1">Built-in DC disconnect switch</strong><span data-mce-fragment="1">Â </span>for safety</li><li data-sourcepos="25:1-26:0" data-mce-fragment="1"><strong data-mce-fragment="1">Remote monitoring and control</strong><span data-mce-fragment="1">Â </span>via the PWRcell app</li></ul>
USIN100-0026 | 4810.23 | 100K-5G US-F | Solis - 100K-5G US-F 100kW with fan three phase | <p data-mce-fragment="1">Solis Inverter System is an all-in-one system that includes an inverter, charger controller, and a display with remote monitoring. The Solis is simple to install to a Grid-tied, Off-Grid, or Battery Backup Inverter, while being able to manage power to and from Solar, Battery, Grid, Loads, and Generator.</p><p data-mce-fragment="1"><strong data-mce-fragment="1">SPECIFICATIONS</strong>:</p><ul data-mce-fragment="1"><li data-mce-fragment="1">Model: Solis - 100K-5G US-F</li><li data-mce-fragment="1">Series: Three Phase</li><li data-mce-fragment="1">Manufacturer: Solis</li></ul><p data-mce-fragment="1"><strong data-mce-fragment="1">GENERAL SPECIFICATION</strong>:</p><ul data-mce-fragment="1"><li data-mce-fragment="1">Max. DC Power: 140 kW</li><li data-mce-fragment="1">Max. DC Voltage: 1000 V</li><li data-mce-fragment="1">Rated DC Voltage: 720 V</li><li data-mce-fragment="1">Min. DC Voltage to Start Feed In: 195 V</li><li data-mce-fragment="1">MPP(T) Voltage Range: 180~1000 V</li><li data-mce-fragment="1">No of MPP Trackers: 10</li><li data-mce-fragment="1">Nominal AC Power: 100 kW</li><li data-mce-fragment="1">Nominal AC Voltage: 480 V</li><li data-mce-fragment="1">Max. AC Current: 120.3 A</li></ul><p data-mce-fragment="1"><strong data-mce-fragment="1">Warranty</strong>:</p><ul data-mce-fragment="1"><li data-mce-fragment="1">10 Year Standard Warranty with extension options</li></ul><p data-mce-fragment="1">*Refer to warranty document for terms and conditions</p><p data-mce-fragment="1"><strong data-mce-fragment="1">Documentation</strong>:</p><ul data-mce-fragment="1"><li data-mce-fragment="1"><a href="https://cdn.shopify.com/s/files/1/0566/3408/1340/files/Datasheet-Solis-100-125kW-Commercial-Solar-Inverter-EN.pdf?v=1678178765" data-mce-fragment="1" data-mce-href="https://cdn.shopify.com/s/files/1/0566/3408/1340/files/Datasheet-Solis-100-125kW-Commercial-Solar-Inverter-EN.pdf?v=1678178765" target="_new">Data Sheet</a></li></ul><p data-mce-fragment="1"><strong data-mce-fragment="1">Detailed Information</strong>:</p><p data-mce-fragment="1">Solis US version single-phase string inverters have up to 4 MPPTs with 30K Hz switching frequency and ultra-high efficiency which are perfect for residential rooftop systems with different roof orientations. Multiple communication methods greatly ensure the freedom of monitoring. Built-in MLRSD transmitter guarantees the safety of relevant personnel and regulation compliance. The built-in class 0.5 revenue grade meter can guarantee an accurate data recording without losing benefits from the sun.</p><p data-mce-fragment="1"><strong data-mce-fragment="1">High reliability</strong>:</p><p data-mce-fragment="1">Cell interconnections and diode placement use well-established industry practice and are field-proven to provide excellent reliability.</p><p data-mce-fragment="1">Sunspec communication protocol with optional Cellular and Wi-Fi interface</p><p data-mce-fragment="1"><strong data-mce-fragment="1">Quality and certifications</strong>:</p><ul data-mce-fragment="1"><li data-mce-fragment="1">UL 1741, IEEE 1547, UL 1699B, UL 1998, FCC, UL 1741SA, California Rule 21, SRD-UL1741</li><li data-mce-fragment="1">CA Rule 21 Phase I and II compliant (ready for Phase III) and UL 1741 (SA) certified</li><li data-mce-fragment="1">Optional Built-in Revenue Grade Meter, ANSI C12.20-2010 compliance</li></ul>
USIN100-0283 | 4013.19 | Solis -75K-5G-US-F | Solis -75K-5G-US-F 75kW with fan three phase | <p data-mce-fragment="1">Solis Inverter System is an all-in-one system that includes an inverter, charger controller, and a display with remote monitoring. The Solis is simple to install to a Grid-tied, Off-Grid, or Battery Backup Inverter, managing power to and from Solar, Battery, Grid, Loads, and Generator.</p><p data-mce-fragment="1"><strong data-mce-fragment="1">SPECIFICATIONS</strong></p><ul data-mce-fragment="1"><li data-mce-fragment="1">Model: Solis -75K-5G-US-F</li><li data-mce-fragment="1">Series: Three Phase</li><li data-mce-fragment="1">Manufacturer: Solis</li></ul><p data-mce-fragment="1"><strong data-mce-fragment="1">GENERAL SPECIFICATION</strong></p><ul data-mce-fragment="1"><li data-mce-fragment="1">Max. Input Voltage [V]: 1000</li><li data-mce-fragment="1">Max. Input Current [A]: 208</li><li data-mce-fragment="1">Min. DC voltage / start voltage [V]: 195</li><li data-mce-fragment="1">Min. DC voltage / start voltage [V]: 195</li><li data-mce-fragment="1">Number of DC String Inputs (Inlets): 16</li><li data-mce-fragment="1">Number of MPP Trackers: 8</li><li data-mce-fragment="1">Max. Input Voltage per MPPT [V]: 125</li><li data-mce-fragment="1">Max. Input Current per MPPT [A]: 26</li></ul><p data-mce-fragment="1"><strong data-mce-fragment="1">Warranty</strong></p><ul data-mce-fragment="1"><li data-mce-fragment="1">10 Year Standard Warranty with extension options<ul data-mce-fragment="1"><li data-mce-fragment="1"><em data-mce-fragment="1">Refer to warranty document for terms and conditions</em></li></ul></li></ul><p data-mce-fragment="1"><strong data-mce-fragment="1">Documentation</strong></p><ul data-mce-fragment="1"><li data-mce-fragment="1"><a href="https://cdn.shopify.com/s/files/1/0566/3408/1340/files/Datasheet_Solis-_75-100_K-5G-US.pdf?v=1678179125" data-mce-fragment="1" data-mce-href="https://cdn.shopify.com/s/files/1/0566/3408/1340/files/Datasheet_Solis-_75-100_K-5G-US.pdf?v=1678179125" target="_new">Data Sheet</a></li></ul><p data-mce-fragment="1"><strong data-mce-fragment="1">Detailed Information</strong> Solis US version single phase string inverters have up to 4 MPPTs with 30K Hz switching frequency and ultra-high efficiency, which are perfect for residential rooftop systems with different roof orientations. Multiple communication methods ensure the freedom of monitoring. The built-in MLRSD transmitter guarantees the safety of relevant personnel and regulation compliance. Additionally, the built-in class 0.5 revenue grade meter ensures accurate data recording without losing benefits from the sun.</p><p data-mce-fragment="1"><strong data-mce-fragment="1">High reliability</strong> Cell interconnections and diode placement use well-established industry practice and are field-proven to provide excellent reliability. The system also offers Sunspec communication protocol with optional Cellular and Wi-Fi interface.</p><p data-mce-fragment="1"><strong data-mce-fragment="1">Quality and certifications</strong></p><ul data-mce-fragment="1"><li data-mce-fragment="1">UL 1741, IEEE 1547</li><li data-mce-fragment="1">UL 1699B, UL 1998, FCC</li><li data-mce-fragment="1">UL 1741SA, California Rule 21</li><li data-mce-fragment="1">SRD-UL1741</li><li data-mce-fragment="1">CA Rule 21 Phase I and II compliant (ready for Phase III) and UL 1741 (SA) certified</li><li data-mce-fragment="1">Optional Built-in Revenue Grade Meter, ANSI C12.20-2010 compliance</li></ul>
USIN100-0029 | 3819.09 | Solis-66K-US-F-SW | Solis Inverters, Solis-66K-US-F-SW, 66KW without fan 3 Phase US Inverter (No Transmitter) | <p data-mce-fragment="1">Solis Inverter System is an all-in-one solution encompassing an inverter, charger controller, and a display with remote monitoring capability. The Fronius design facilitates easy installation, whether you're setting up a Grid-tied, Off-Grid, or Battery Backup Inverter. This system expertly manages power transfer between the Solar, Battery, Grid, Loads, and Generator.</p><p data-mce-fragment="1"><strong data-mce-fragment="1">SPECIFICATIONS</strong>:</p><ul data-mce-fragment="1"><li data-mce-fragment="1">Model: Solis-66K-US-F-SW</li><li data-mce-fragment="1">Series: Not specified</li><li data-mce-fragment="1">Manufacturer: Solis</li></ul><p data-mce-fragment="1"><strong data-mce-fragment="1">GENERAL SPECIFICATIONS</strong>:</p><ul data-mce-fragment="1"><li data-mce-fragment="1">Weight: 182.4 lb</li><li data-mce-fragment="1">Operating voltage range: 200 - 850 Vdc</li><li data-mce-fragment="1">Max. Output Power: 60 kW</li><li data-mce-fragment="1">MPPTs: 4</li><li data-mce-fragment="1">Max Efficiency: 98.8%</li><li data-mce-fragment="1">CEC: 98.4%</li><li data-mce-fragment="1">Phases: Three</li><li data-mce-fragment="1">NEMA rating: 4X</li></ul><p data-mce-fragment="1"><strong data-mce-fragment="1">Warranty</strong>:</p><ul data-mce-fragment="1"><li data-mce-fragment="1">12 Year Standard Warranty. (Please refer to the warranty document for terms and conditions.)</li></ul><p data-mce-fragment="1"><strong data-mce-fragment="1">Documentation</strong>:</p><ul data-mce-fragment="1"><li data-mce-fragment="1"><a href="https://cdn.shopify.com/s/files/1/0566/3408/1340/files/Datasheet_Solis-66K-US-F-SW.pdf?v=1678181481" data-mce-fragment="1" data-mce-href="https://cdn.shopify.com/s/files/1/0566/3408/1340/files/Datasheet_Solis-66K-US-F-SW.pdf?v=1678181481" target="_new">Data Sheet</a></li></ul><p data-mce-fragment="1"><strong data-mce-fragment="1">Detailed Information</strong>: Solis offers the quintessential compact single-phase inverter tailored for residential needs. Its sleek design is furnished with the SnapINverter hinge mounting system, making the installation process light, secure, and hassle-free. A few features that set the Fronius Primo apart include dual powerpoint trackers, high system voltage, an expansive input voltage range, Wi-Fi, and the SunSpec Modbus interface. The product is also integrated with Froniusâ€™ online and mobile monitoring platform, Fronius Solar.web.</p><p data-mce-fragment="1"><strong data-mce-fragment="1">High reliability</strong>:</p><ul data-mce-fragment="1"><li data-mce-fragment="1">The cell interconnections and diode placements follow industry-established best practices, promising impeccable reliability.</li><li data-mce-fragment="1">External relay controls</li></ul><p data-mce-fragment="1"><strong data-mce-fragment="1">Quality and certifications</strong>:</p><ul data-mce-fragment="1"><li data-mce-fragment="1">UL 1741-2010</li><li data-mce-fragment="1">UL1998 (for functions: AFCI and isolation monitoring)</li><li data-mce-fragment="1">IEEE 1547-2003</li><li data-mce-fragment="1">IEEE 1547.1-2003</li><li data-mce-fragment="1">ANSI/IEEE C62.41</li></ul>
USIN100-0282 | 3725.97 | Solis-60K-US-F-SW | Solis Inverters, Solis-60K-US-F-SW, 60KW without fan 3 Phase US Inverter (No Transmitter) | <p data-mce-fragment="1">The Solis-60K-US-F-SW is a 60 kW three-phase inverter designed by Solis. This inverter, equipped with Fronius technology, is an all-in-one system that includes an inverter, charger controller, and a display with remote monitoring. It can be easily installed in Grid-tied, Off-Grid, or Battery Backup systems, managing power efficiently between Solar, Battery, Grid, Loads, and Generator.</p><p data-mce-fragment="1"><strong data-mce-fragment="1">Specifications:</strong></p><ul data-mce-fragment="1"><li data-mce-fragment="1"><strong data-mce-fragment="1">Model:</strong> Solis-60K-US-F-SW</li><li data-mce-fragment="1"><strong data-mce-fragment="1">Series:</strong> -</li><li data-mce-fragment="1"><strong data-mce-fragment="1">Manufacturer:</strong> Solis</li></ul><p data-mce-fragment="1"><strong data-mce-fragment="1">GENERAL SPECIFICATION:</strong></p><ul data-mce-fragment="1"><li data-mce-fragment="1"><strong data-mce-fragment="1">Weight:</strong> 182.4 lb</li><li data-mce-fragment="1"><strong data-mce-fragment="1">Operating voltage range:</strong> 200 - 850 Vdc</li><li data-mce-fragment="1"><strong data-mce-fragment="1">Max. Output Power:</strong> 60 kW</li><li data-mce-fragment="1"><strong data-mce-fragment="1">MPPTs:</strong> 4</li><li data-mce-fragment="1"><strong data-mce-fragment="1">Max Efficiency:</strong> 98.8%</li><li data-mce-fragment="1"><strong data-mce-fragment="1">CEC:</strong> 98.4%</li><li data-mce-fragment="1"><strong data-mce-fragment="1">Phases:</strong> Three</li><li data-mce-fragment="1"><strong data-mce-fragment="1">NEMA rating:</strong> 4X</li></ul><p data-mce-fragment="1"><strong data-mce-fragment="1">Warranty:</strong></p><ul data-mce-fragment="1"><li data-mce-fragment="1">12 Year Standard Warranty.</li><li data-mce-fragment="1"><em data-mce-fragment="1">Refer to warranty document for terms and conditions</em></li></ul><p data-mce-fragment="1"><strong data-mce-fragment="1">Documentation:</strong></p><ul data-mce-fragment="1"><li data-mce-fragment="1">Data Sheet: <a href="https://cdn.shopify.com/s/files/1/0566/3408/1340/files/Solis-60kw.pdf?v=1678181308" data-mce-fragment="1" data-mce-href="https://cdn.shopify.com/s/files/1/0566/3408/1340/files/Solis-60kw.pdf?v=1678181308" target="_new">Download Data Sheet</a></li></ul><p data-mce-fragment="1"><strong data-mce-fragment="1">Detailed Information:</strong> Solis-60K-US-F-SW is an ideal compact single-phase inverter tailored for residential applications. Its sleek design features the SnapINverter hinge mounting system, allowing secure and convenient installation. Notable integrated features include dual powerpoint trackers, high system voltage, a wide input voltage range, Wi-Fi and SunSpec Modbus interface, and Fronius' online and mobile monitoring platform Fronius Solar.web.</p><p data-mce-fragment="1"><strong data-mce-fragment="1">High reliability:</strong> The inverter maintains high reliability through established industry practices for cell interconnections and diode placement. These proven practices ensure excellent reliability.</p><p data-mce-fragment="1"><strong data-mce-fragment="1">External relay controls:</strong> The inverter includes external relay controls for enhanced functionality.</p><p data-mce-fragment="1"><strong data-mce-fragment="1">Quality and certifications:</strong> The Solis-60K-US-F-SW adheres to quality standards such as UL 1741-2010, UL1998 (for functions: AFCI and isolation monitoring), IEEE 1547-2003, IEEE 1547.1-2003, and ANSI/IEEE C62.41.</p>
USIN100-0030 | 3510.31 | Solis-50K-US-F-SW | Solis Inverters, Solis-50K-US-F-SW, 50KW without fan 3 Phase US Inverter (No Transmitter) | <p data-sourcepos="5:1-5:368" data-mce-fragment="1">The Solis Inverters, Solis-50K-US-F-SW, 50KW without fan 3 Phase US Inverter (No Transmitter) is a three-phase string inverter that is designed for commercial applications. It has a maximum power of 50 kW and can be used with up to 16 strings of solar panels. The inverter also has a number of features that make it ideal for commercial solar power systems, including:</p><ul data-sourcepos="7:1-12:0" data-mce-fragment="1"><li data-sourcepos="7:1-7:35" data-mce-fragment="1">A high efficiency of up to 98.8%.</li><li data-sourcepos="8:1-8:44" data-mce-fragment="1">A wide input voltage range of 200-850 VDC.</li><li data-sourcepos="9:1-9:102" data-mce-fragment="1">A built-in communication interface that allows the inverter to be monitored and controlled remotely.</li><li data-sourcepos="10:1-10:65" data-mce-fragment="1">A compact and lightweight design that makes it easy to install.</li><li data-sourcepos="11:1-12:0" data-mce-fragment="1">No fan, which makes it silent and maintenance-free.</li></ul><p data-sourcepos="13:1-13:18" data-mce-fragment="1"><strong data-mce-fragment="1">Specification:</strong></p><ul data-sourcepos="15:1-20:0" data-mce-fragment="1"><li data-sourcepos="15:1-15:22" data-mce-fragment="1">Maximum power: 50 kW</li><li data-sourcepos="16:1-16:34" data-mce-fragment="1">Input voltage range: 200-850 VDC</li><li data-sourcepos="17:1-17:25" data-mce-fragment="1">Output voltage: 480 VAC</li><li data-sourcepos="18:1-18:25" data-mce-fragment="1">Efficiency: Up to 98.8%</li><li data-sourcepos="19:1-20:0" data-mce-fragment="1">Warranty: 10 years</li></ul><p data-sourcepos="21:1-21:26" data-mce-fragment="1"><strong data-mce-fragment="1">Weight and dimensions:</strong></p><ul data-sourcepos="23:1-25:0" data-mce-fragment="1"><li data-sourcepos="23:1-23:29" data-mce-fragment="1">Weight:Â 35.4 lbs</li><li data-sourcepos="24:1-25:0" data-mce-fragment="1">Dimensions: (LxWxH): 24.9 x 47.6 x 14.7 Inches</li></ul><p data-sourcepos="26:1-26:13" data-mce-fragment="1"><strong data-mce-fragment="1">Features:</strong></p><ul data-sourcepos="28:1-33:0" data-mce-fragment="1"><li data-sourcepos="28:1-28:8" data-mce-fragment="1">No fan</li><li data-sourcepos="29:1-29:17" data-mce-fragment="1">High efficiency</li><li data-sourcepos="30:1-30:26" data-mce-fragment="1">Wide input voltage range</li><li data-sourcepos="31:1-31:34" data-mce-fragment="1">Built-in communication interface</li><li data-sourcepos="32:1-33:0" data-mce-fragment="1">Compact and lightweight design</li></ul><p data-sourcepos="34:1-34:13" data-mce-fragment="1"><strong data-mce-fragment="1">Benefits:</strong></p><ul data-sourcepos="36:1-41:0" data-mce-fragment="1"><li data-sourcepos="36:1-36:49" data-mce-fragment="1">Efficiently converts solar energy into AC power</li><li data-sourcepos="37:1-37:35" data-mce-fragment="1">Maximizes solar energy production</li><li data-sourcepos="38:1-38:29" data-mce-fragment="1">Easy to monitor and control</li><li data-sourcepos="39:1-39:22" data-mce-fragment="1">Durable and reliable</li><li data-sourcepos="40:1-41:0" data-mce-fragment="1">Silent and maintenance-free</li></ul>
USIN100-0281 | 3223.03 | Solis-40K-US-F-SW | Solis Inverters, Solis-40K-US-F-SW, 40KW without fan 3 Phase US Inverter (No Transmitter) | <p data-sourcepos="5:1-5:410">The Solis Inverters, Solis-40K-US-F-SW, 40KW without fan 3 Phase US Inverter (No Transmitter) is a three-phase grid-tied inverter that is designed for commercial and industrial solar systems. It has a maximum output power of 40kW and does not have a fan, making it a more silent option. The inverter is also equipped with a number of safety features, including arc fault protection and ground fault protection.</p><p data-sourcepos="7:1-7:18"><strong>Specifications</strong></p><ul data-sourcepos="9:1-20:0"><li data-sourcepos="9:1-9:26">Model: Solis-40K-US-F-SW</li><li data-sourcepos="10:1-10:21">Manufacturer: Solis</li><li data-sourcepos="11:1-11:17">Type: Grid-tied</li><li data-sourcepos="12:1-12:14">Phase: Three</li><li data-sourcepos="13:1-13:34">Input Voltage Range: 200-800 VDC</li><li data-sourcepos="14:1-14:21">Output Power: 40 kW</li><li data-sourcepos="15:1-15:25">Efficiency: Up to 98.6%</li><li data-sourcepos="16:1-16:43">Operating Temperature Range: -40 to +60Â°C</li><li data-sourcepos="17:1-17:19">Weight: 26.5 lb</li><li data-sourcepos="18:1-18:39">Dimensions: (LxWxH): 21.1 x 45.9 x 14.1 Inches</li><li data-sourcepos="19:1-20:0">Warranty: 12 years</li></ul><p data-sourcepos="21:1-21:24"><strong>Detailed Information</strong></p><ul data-sourcepos="23:1-29:0"><li data-sourcepos="23:1-23:40"><strong>No fan design</strong><span>Â </span>for silent operation</li><li data-sourcepos="24:1-24:56"><strong>Arc fault protection</strong><span>Â </span>to protect against arc faults</li><li data-sourcepos="25:1-25:62"><strong>Ground fault protection</strong><span>Â </span>to protect against ground faults</li><li data-sourcepos="26:1-26:63"><strong>Wide input voltage range</strong><span>Â </span>for flexibility in system design</li><li data-sourcepos="27:1-27:48"><strong>High efficiency</strong><span>Â </span>for maximum energy savings</li><li data-sourcepos="28:1-29:0"><strong>12-year warranty</strong><span>Â </span>for peace of mind</li></ul>
USIN100-0031 | 2707.36 | Solis-30K-US-SW | Solis Inverters, Solis-30K-US-SW, 30KW without fan 3 Phase US Inverter (No Transmitter) | <p data-sourcepos="5:1-5:366" data-mce-fragment="1">The Solis Inverters, Solis-30K-US-SW, 30KW without fan 3 Phase US Inverter (No Transmitter) is a three-phase string inverter that is designed for commercial applications. It has a maximum power of 30 kW and can be used with up to 10 strings of solar panels. The inverter also has a number of features that make it ideal for commercial solar power systems, including:</p><ul data-sourcepos="7:1-12:0" data-mce-fragment="1"><li data-sourcepos="7:1-7:35" data-mce-fragment="1">A high efficiency of up to 98.6%.</li><li data-sourcepos="8:1-8:44" data-mce-fragment="1">A wide input voltage range of 200-850 VDC.</li><li data-sourcepos="9:1-9:102" data-mce-fragment="1">A built-in communication interface that allows the inverter to be monitored and controlled remotely.</li><li data-sourcepos="10:1-10:65" data-mce-fragment="1">A compact and lightweight design that makes it easy to install.</li><li data-sourcepos="11:1-12:0" data-mce-fragment="1">No fan, which makes it silent and maintenance-free.</li></ul><p data-sourcepos="13:1-13:18" data-mce-fragment="1"><strong data-mce-fragment="1">Specification:</strong></p><ul data-sourcepos="15:1-20:0" data-mce-fragment="1"><li data-sourcepos="15:1-15:22" data-mce-fragment="1">Maximum power: 30 kW</li><li data-sourcepos="16:1-16:34" data-mce-fragment="1">Input voltage range: 200-850 VDC</li><li data-sourcepos="17:1-17:25" data-mce-fragment="1">Output voltage: 480 VAC</li><li data-sourcepos="18:1-18:25" data-mce-fragment="1">Efficiency: Up to 98.6%</li><li data-sourcepos="19:1-20:0" data-mce-fragment="1">Warranty: 10 years</li></ul><p data-sourcepos="21:1-21:26" data-mce-fragment="1"><strong data-mce-fragment="1">Weight and dimensions:</strong></p><ul data-sourcepos="23:1-25:0" data-mce-fragment="1"><li data-sourcepos="23:1-23:29" data-mce-fragment="1">Weight: 127 lbs</li><li data-sourcepos="24:1-25:0" data-mce-fragment="1">Dimensions: (LxWxH): 21.1 x 38.0 x 14.1 Inches</li></ul><p data-sourcepos="26:1-26:13" data-mce-fragment="1"><strong data-mce-fragment="1">Features:</strong></p><ul data-sourcepos="28:1-33:0" data-mce-fragment="1"><li data-sourcepos="28:1-28:8" data-mce-fragment="1">No fan</li><li data-sourcepos="29:1-29:17" data-mce-fragment="1">High efficiency</li><li data-sourcepos="30:1-30:26" data-mce-fragment="1">Wide input voltage range</li><li data-sourcepos="31:1-31:34" data-mce-fragment="1">Built-in communication interface</li><li data-sourcepos="32:1-33:0" data-mce-fragment="1">Compact and lightweight design</li></ul><p data-sourcepos="34:1-34:13" data-mce-fragment="1"><strong data-mce-fragment="1">Benefits:</strong></p><ul data-sourcepos="36:1-41:0" data-mce-fragment="1"><li data-sourcepos="36:1-36:49" data-mce-fragment="1">Efficiently converts solar energy into AC power</li><li data-sourcepos="37:1-37:35" data-mce-fragment="1">Maximizes solar energy production</li><li data-sourcepos="38:1-38:29" data-mce-fragment="1">Easy to monitor and control</li><li data-sourcepos="39:1-39:22" data-mce-fragment="1">Durable and reliable</li><li data-sourcepos="40:1-41:0" data-mce-fragment="1">Silent and maintenance-free</li></ul>
USIN100-0032 | 2200 | Solis-25K-US-SW, | Solis Inverters, Solis-25K-US-SW, 25kW without fan 3 Phase US Inverter (No Transmitter) | <p data-mce-fragment="1">The <strong data-mce-fragment="1">Solis Inverters, Solis-25K-US-SW</strong> is a powerful and versatile 25kW three-phase inverter designed for use in the US market. This inverter model comes without a fan and does not include a transmitter. The Solis Inverter System is an all-in-one solution that combines an inverter, charger controller, and a display with remote monitoring capabilities. It's suitable for various applications, including Grid-tied, Off-Grid, or Battery Backup setups. This system efficiently manages power flow between sources like Solar, Battery, Grid, Loads, and Generator.</p><p data-mce-fragment="1"><strong data-mce-fragment="1">SPECIFICATIONS:</strong></p><ul data-mce-fragment="1"><li data-mce-fragment="1"><strong data-mce-fragment="1">Model:</strong> Solis-25K-US-SW</li><li data-mce-fragment="1"><strong data-mce-fragment="1">Series:</strong> Three Phase</li><li data-mce-fragment="1"><strong data-mce-fragment="1">Manufacturer:</strong> Solis</li></ul><p data-mce-fragment="1"><strong data-mce-fragment="1">GENERAL SPECIFICATIONS:</strong></p><ul data-mce-fragment="1"><li data-mce-fragment="1"><strong data-mce-fragment="1">Recommended Max. PV Power:</strong> 37.5 kW</li><li data-mce-fragment="1"><strong data-mce-fragment="1">Rated Voltage:</strong> 700 V</li><li data-mce-fragment="1"><strong data-mce-fragment="1">MPPT Voltage Range:</strong> 200 - 800 V</li><li data-mce-fragment="1"><strong data-mce-fragment="1">Rated Output Power:</strong> 25 kW</li><li data-mce-fragment="1"><strong data-mce-fragment="1">Max. Output Power:</strong> 25 kW</li><li data-mce-fragment="1"><strong data-mce-fragment="1">CEC Efficiency:</strong> 0.983</li><li data-mce-fragment="1"><strong data-mce-fragment="1">Dimensions :</strong> (LxWxH): 21.1 x 38.0 x 14.1 Inches</li><li data-mce-fragment="1"><strong data-mce-fragment="1">Weight (Inverter/Wiring Box):</strong> 127 lbsÂ </li><li data-mce-fragment="1"><strong data-mce-fragment="1">Storage Environment:</strong> -13Â°F to 176Â°F (-25Â°C to 80Â°C)</li></ul><p data-mce-fragment="1"><strong data-mce-fragment="1">Warranty:</strong> 10 Year Standard Warranty.</p><p data-mce-fragment="1"><strong data-mce-fragment="1">Documentation:</strong> <a href="https://cdn.shopify.com/s/files/1/0566/3408/1340/files/solis-solar-inverter-5-kw-to-125-kw.pdf?v=1678179908" data-mce-fragment="1" data-mce-href="https://cdn.shopify.com/s/files/1/0566/3408/1340/files/solis-solar-inverter-5-kw-to-125-kw.pdf?v=1678179908" target="_new">Data Sheet</a></p><p data-mce-fragment="1"><strong data-mce-fragment="1">Detailed Information:</strong> The Solis three-phase series string inverters feature a 4 MPPT design that offers greater flexibility to PV system designers and installers. This flexibility optimizes PV string-sizing configurations, leading to increased energy production and reduced environmental impact. These inverters have a NEMA 4X enclosure and are equipped with a separable wiring box for enhanced safety during installation and convenient maintenance.</p><p data-mce-fragment="1"><strong data-mce-fragment="1">Key Features:</strong></p><ul data-mce-fragment="1"><li data-mce-fragment="1">High reliability ensured through industry-standard cell interconnections and diode placement.</li><li data-mce-fragment="1">Equipped with RS-485 Modbus communication protocol and Wi-Fi interface for seamless monitoring and control.</li><li data-mce-fragment="1">Compact and lightweight design housed within a corrosion-resistant NEMA 4X enclosure.</li></ul><p data-mce-fragment="1"><strong data-mce-fragment="1">Quality and Certifications:</strong> The Solis-25K-US-SW inverter complies with various quality and safety standards, including:</p><ul data-mce-fragment="1"><li data-mce-fragment="1">UL 1741</li><li data-mce-fragment="1">IEEE 1547</li><li data-mce-fragment="1">UL 1699B</li><li data-mce-fragment="1">UL 1998</li><li data-mce-fragment="1">FCC</li><li data-mce-fragment="1">UL 1741SA</li><li data-mce-fragment="1">California Rule 21</li><li data-mce-fragment="1">SRD-UL1741</li></ul>
USIN100-0028 | 1569.66 | Solis-1P10K-4G-US-SPRT | Solis Inverters, Solis-1P10K-4G-US-SPRT 10kW 4 MPPT String Inverter With SunSpec Transmitter | <div data-testid="conversation-turn-54" class="group w-full text-token-text-primary border-b border-black/10 dark:border-gray-900/50 bg-gray-50 dark:bg-[#444654]"><div class="p-4 justify-center text-base md:gap-6 md:py-6 m-auto"><div class="flex flex-1 gap-4 text-base mx-auto md:gap-6 md:max-w-2xl lg:max-w-[38rem] xl:max-w-3xl }"><div class="relative flex w-[calc(100%-50px)] flex-col gap-1 md:gap-3 lg:w-[calc(100%-115px)]"><div class="flex flex-grow flex-col gap-3 max-w-full"><div class="min-h-[20px] flex flex-col items-start gap-3 overflow-x-auto whitespace-pre-wrap break-words"><div class="markdown prose w-full break-words dark:prose-invert light"><p>Solis Inverter System is an all-in-one system that includes an inverter, charger controller, and a display with remote monitoring. The Solis is simple to install as a Grid-tied, Off-Grid, or Battery Backup Inverter. It manages power to and from Solar, Battery, Grid, Loads, and Generator.</p><hr><h3>Specifications</h3><ul><li><strong>Model:</strong> Solis-1P10K-4G-US-SPRT</li><li><strong>Series:</strong> Single Phase</li><li><strong>Manufacturer:</strong> Solis</li></ul><hr><h3>General Specifications</h3><ul><li><strong>Max. Input Power [W]:</strong> 11500</li><li><strong>Max. Input Voltage [V]:</strong> 600</li><li><strong>Max. Input Current [A]:</strong> 40</li><li><strong>Min. DC voltage / start voltage [V]:</strong> 120</li><li><strong>Number of DC String Inputs (Inlets):</strong> 4</li><li><strong>Number of MPP Trackers:</strong> 4</li><li><strong>Max. Input Power per MPPT [W]:</strong> 2875</li><li><strong>Max. AC Power [W]:</strong> 10000</li><li><strong>AC grid frequency [Hz]:</strong> 60</li><li><strong>Max. output current [A]:</strong> 41.7/43.3</li><li><strong>Nominal AC Frequency [Hz], range [Hz-Hz]:</strong> 60 Hz</li><li><strong>AC Connection Type:</strong> 2 knockout for 1" conduit at bottom, 4 knockout for 3/4" conduit at side and back, OT terminal</li><li><strong>AC Current Distortion [THD%]:</strong> &lt;3%</li><li><strong>Sleep (Night) Consumption [W]:</strong> &lt;1</li><li><strong>Cooling Method:</strong> Natural convection</li><li><strong>Ambient Temperature Range [Â°C(Â°F)]:</strong> -13Â°F to 140Â°F (-25Â°C to 60Â°C)</li><li><strong>Operating Humidity [%]:</strong> 0-100%</li><li><strong>Operating Altitude [ft/m]:</strong> 13,120 ft (4000 m)</li><li><strong>Display:</strong> LCD</li><li><strong>Communication:</strong> RS485, Optional: Cellular, Wi-Fi</li></ul><hr><h3>Warranty</h3><ul><li><strong>10 Year Standard Warranty with extension options</strong></li></ul><hr><h3>Documentation</h3><ul><li><strong>Data Sheet:</strong> <a href="https://cdn.shopify.com/s/files/1/0566/3408/1340/files/61df2a486f0c8uwuh8dssogtld64ba2xn5ywvcjz.pdf?v=1678179381" target="_new">Link</a></li></ul><hr><h3>Detailed Information</h3><p>Solis US version single-phase string inverters have up to 4 MPPTs with a 30K Hz switching frequency and ultra-high efficiency, perfect for residential rooftop systems with different roof orientations. Multiple communication methods greatly ensure monitoring freedom. Built-in MLRSD transmitter guarantees the safety of relevant personnel and regulation compliance. The built-in class 0.5 revenue grade meter guarantees accurate data recording without losing benefits from the sun.</p><hr><h3>High Reliability</h3><p>Cell interconnections and diode placement use well-established industry practice and are field-proven to provide excellent reliability.</p><hr><h3>Quality and Certifications</h3><ul><li>UL 1741, IEEE 1547, UL 1699B, UL 1998, FCC, UL 1741SA, California Rule 21, SRD-UL1741</li><li>CA Rule 21 Phase I and II compliant (ready for Phase III) and UL 1741 (SA) certified</li><li>Optional Built-in Revenue Grade Meter, ANSI C12.20-2010 compliance</li></ul></div></div></div><div class="flex justify-between lg:block"><div class="text-gray-400 flex self-end lg:self-center justify-center mt-2 gap-2 md:gap-3 lg:gap-1 lg:absolute lg:top-0 lg:translate-x-full lg:right-0 lg:mt-0 lg:pl-2 visible"><button class="flex ml-auto gap-2 rounded-md p-1 hover:bg-gray-100 hover:text-gray-700 dark:text-gray-400 dark:hover:bg-gray-700 dark:hover:text-gray-200 disabled:dark:hover:text-gray-400"><svg xmlns="http://www.w3.org/2000/svg" width="1em" height="1em" class="h-4 w-4" stroke-linejoin="round" stroke-linecap="round" viewbox="0 0 24 24" stroke-width="2" fill="none" stroke="currentColor"><path d="M16 4h2a2 2 0 0 1 2 2v14a2 2 0 0 1-2 2H6a2 2 0 0 1-2-2V6a2 2 0 0 1 2-2h2"></path><rect ry="1" rx="1" height="4" width="8" y="2" x="8"></rect></svg></button><div class="flex gap-1"></div></div></div></div></div></div></div>
USIN100-0027 | 1247.19 | Solis-1P7.6K-4G-US-SPRT | Solis Inverters, Solis-1P7.6K-4G-US-SPRT, 7.6KW Single Phase 3 MPPT | <div class="group w-full text-token-text-primary border-b border-black/10 dark:border-gray-900/50 bg-gray-50 dark:bg-[#444654]" data-testid="conversation-turn-52"><div class="p-4 justify-center text-base md:gap-6 md:py-6 m-auto"><div class="flex flex-1 gap-4 text-base mx-auto md:gap-6 md:max-w-2xl lg:max-w-[38rem] xl:max-w-3xl }"><div class="relative flex w-[calc(100%-50px)] flex-col gap-1 md:gap-3 lg:w-[calc(100%-115px)]"><div class="flex flex-grow flex-col gap-3 max-w-full"><div class="min-h-[20px] flex flex-col items-start gap-3 overflow-x-auto whitespace-pre-wrap break-words"><div class="markdown prose w-full break-words dark:prose-invert light"><h4><br></h4><p>The Solis Inverter System is an all-in-one solution that includes an inverter, a charger controller, and a display with remote monitoring capabilities. This versatile inverter can be easily installed in Grid-tied, Off-Grid, or Battery Backup systems. It manages power to and from various sources such as Solar, Battery, Grid, Loads, and Generator.</p><hr><h3>SPECIFICATIONS</h3><p><strong>Model</strong>: Solis-1P7.6K-4G-US-SPRT<br><strong>Series</strong>: Single Phase<br><strong>Manufacturer</strong>: Solis</p><hr><h3>GENERAL SPECIFICATIONS</h3><ul><li><strong>Maximum/Peak Efficiency [%]</strong>: 97.8%</li><li><strong>CEC weighted efficiency @ 240V [%]</strong>: 97.5</li><li><strong>Transformer / Transformerless</strong>: Transformerless</li><li><strong>DC Power Rating [W]</strong>: 9100</li><li><strong>Max. Input Power [W]</strong>: 9100</li><li><strong>Max. Input Voltage [V]</strong>: 600</li><li><strong>Max. Input Current [A]</strong>: 10</li><li><strong>Min. DC voltage / start voltage [V]</strong>: 120</li><li><strong>Number of DC String Inputs (Inlets)</strong>: 3</li><li><strong>Number of MPP Trackers</strong>: 3</li><li><strong>Max. Input Power per MPPT [W]</strong>: 3033</li><li><strong>Max. Input Voltage per MPPT [V]</strong>: 200</li><li><strong>Max. Input Current per MPPT [A]</strong>: 3</li><li><strong>Voltage Lower Limit for MPP Range [V]</strong>: 100</li><li><strong>Voltage Upper Limit for MPP Range [V]</strong>: 500</li><li><strong>AC Power Rating [W]</strong>: 7600</li><li><strong>Max. AC Power [W]</strong>: 7600</li><li><strong>AC grid frequency [Hz]</strong>: 60</li><li><strong>Max. output current [A]</strong>: 36.5</li><li><strong>Nominal AC Frequency [Hz], range [Hz-Hz]</strong>: 60 Hz</li><li><strong>AC Connection Type</strong>: 2 knockout for 1" conduit at bottom, 4 knockout for 3/4" conduit at side and back, OT terminal</li><li><strong>AC Current Distortion [THD%]</strong>: &lt;3%</li><li><strong>Sleep (Night) Consumption [W]</strong>: &lt;1</li><li><strong>Cooling Method</strong>: Natural convection</li><li><strong>Ambient Temperature Range [Â°C(Â°F)]</strong>: -13Â°F to 140Â°F (-25Â°C to 60Â°C)</li><li><strong>Operating Humidity [%]</strong>: 0-100%</li><li><strong>Operating Altitude [ft/m]</strong>: 13,120 ft (4000 m)</li><li><strong>Display</strong>: LCD</li><li><strong>Communication</strong>: RS485, Optional: Cellular, Wi-Fi</li></ul><hr><h3>Warranty</h3><ul><li>10 Year Standard Warranty <em>(Refer to warranty document for terms and conditions)</em></li></ul><p><a href="https://cdn.shopify.com/s/files/1/0566/3408/1340/files/61df1d8f6b80cyemsve0slw7ksapwzvb5x1ib6nm.pdf?v=1678179648" data-mce-href="https://cdn.shopify.com/s/files/1/0566/3408/1340/files/61df1d8f6b80cyemsve0slw7ksapwzvb5x1ib6nm.pdf?v=1678179648" target="_new">Data Sheet</a></p><hr><h3>Detailed Information</h3><p>Solis US version single-phase string inverters have up to 4 MPPTs with 30K Hz switching frequency and ultra-high efficiency, making them ideal for residential rooftop systems with different roof orientations. Multiple communication methods provide monitoring flexibility. The built-in MLRSD transmitter ensures the safety of personnel and compliance with regulations. The in-built class 0.5 revenue grade meter ensures accurate data recording, so you never lose out on the benefits of solar energy.</p><h4>High Reliability</h4><ul><li>Cell interconnections and diode placements are designed for excellent reliability.</li><li>Integrated Arc Fault Circuit Interrupt (AFCI)</li><li>97.8% peak efficiency (97.5% CEC efficiency)</li></ul><h4>Quality and Certifications</h4><ul><li>UL 1741, IEEE 1547, UL 1699B, UL 1998, FCC, UL 1741SA, California Rule 21, SRD-UL1741</li></ul><p><strong>Note</strong>: The information provided does not include product weight and dimensions. Please refer to the manufacturer's documentation for those details.</p></div></div></div><div class="flex justify-between lg:block"><div class="text-gray-400 flex self-end lg:self-center justify-center mt-2 gap-2 md:gap-3 lg:gap-1 lg:absolute lg:top-0 lg:translate-x-full lg:right-0 lg:mt-0 lg:pl-2 visible"><button class="flex ml-auto gap-2 rounded-md p-1 hover:bg-gray-100 hover:text-gray-700 dark:text-gray-400 dark:hover:bg-gray-700 dark:hover:text-gray-200 disabled:dark:hover:text-gray-400"><svg stroke="currentColor" fill="none" stroke-width="2" viewbox="0 0 24 24" stroke-linecap="round" stroke-linejoin="round" class="h-4 w-4" height="1em" width="1em" xmlns="http://www.w3.org/2000/svg"><path d="M16 4h2a2 2 0 0 1 2 2v14a2 2 0 0 1-2 2H6a2 2 0 0 1-2-2V6a2 2 0 0 1 2-2h2"></path><rect x="8" y="2" width="8" height="4" rx="1" ry="1"></rect></svg></button><div class="flex gap-1"></div></div></div></div></div></div></div>
USIN100-0273 | 2097.59 | SE120K-USG8IBNZ4 | SolarEdge SE120K-USG8IBNZ4 120KW-GM Synergy Manager 480v | <p data-sourcepos="5:1-5:407">The SolarEdge SE120K-USG8IBNZ4 120KW-GM Synergy Manager 480v is a grid-tie inverter that is designed for ground mount, carport, and rooftop solar systems. It has a maximum output power of 120kW and can be DC oversize by 150%. The Synergy Manager is a modular design that makes it easy to install and service. It also has a number of safety features, including pre-commissioning and built-in thermal sensors.</p><p data-sourcepos="7:1-7:18"><strong>Specifications</strong></p><ul data-sourcepos="9:1-17:0"><li data-sourcepos="9:1-9:25">Model: SE120K-USG8IBNZ4</li><li data-sourcepos="10:1-10:30">Series: Synergy Power Series</li><li data-sourcepos="11:1-11:25">Manufacturer: SolarEdge</li><li data-sourcepos="12:1-12:16">Type: Grid-tie</li><li data-sourcepos="13:1-13:63">Operating Temperature Range: -40 to +140Â°F / -40Â° C to +60Â° C</li><li data-sourcepos="16:1-17:0">Warranty: Manufacturer 12 Years Warranty, extendable to 20 or 25 years</li></ul><p data-sourcepos="18:1-18:24"><strong>Detailed Information</strong></p><ul data-sourcepos="20:1-26:0"><li data-sourcepos="20:1-20:154"><strong>Pre-commissioning feature</strong><span>Â </span>for automated validation of system components and wiring during the site installation process and prior to grid connection</li><li data-sourcepos="21:1-21:94"><strong>Independent operation of each Synergy unit</strong><span>Â </span>enables higher uptime and easy serviceability</li><li data-sourcepos="22:1-22:91"><strong>Built-in thermal sensors</strong><span>Â </span>detect faulty wiring ensuring enhanced protection and safety</li><li data-sourcepos="23:1-26:0"><strong>High Reliability</strong><ul data-sourcepos="24:5-26:0"><li data-sourcepos="24:5-24:105">Reduce time, cost and labor with a simple 2-person installation through lightweight, modular design</li><li data-sourcepos="25:5-26:0">Easy access and serviceability through the Synergy Manager. No need to open inverter covers for configuration or maintenance</li></ul></li></ul>
USIN100-0076 | 2181.5 | SE120K-US08IBNZ4 | SOLAREDGE, SE120K-US08IBNZ4, NON-ISOLATED STRING INVERTER-PRIMARY UNIT | <p data-mce-fragment="1">SOLAREDGE SE120K-US08IBNZ4 Non-Isolated String Inverter - Primary Unit Description: The Synergy Power Series is ideal for a variety of solar installation scenarios including ground mount, carport, and rooftop solutions. This series offers the capability to oversize DC capacity by 150%, features a modular design to keep costs low, and provides robust safety features to ensure confidence.</p><p data-mce-fragment="1">Specifications:</p><ul data-mce-fragment="1"><li data-mce-fragment="1">Model: SE120K-US08IBNZ4</li><li data-mce-fragment="1">Manufacturer: SolarEdge</li></ul><p data-mce-fragment="1">General Specifications:</p><ul data-mce-fragment="1"><li data-mce-fragment="1">Type: Grid-Tie</li><li data-mce-fragment="1">Operating Temperature Range: -40 to +140Â°F / -40Â°C to +60Â°C</li><li data-mce-fragment="1">Weight:<ul data-mce-fragment="1"><li data-mce-fragment="1">Synergy Manager: 39.6 lbs</li><li data-mce-fragment="1">Synergy Unit: 70.4 lbs</li></ul></li><li data-mce-fragment="1">Dimensions:<ul data-mce-fragment="1"><li data-mce-fragment="1">Synergy Manager: 14.17" x 22.4" x 11.6"</li><li data-mce-fragment="1">Synergy Unit: 22" x 12.9" x 10.75"</li></ul></li></ul><p data-mce-fragment="1">Warranty:</p><ul data-mce-fragment="1"><li data-mce-fragment="1">Manufacturer 12 Years Warranty</li><li data-mce-fragment="1">Extendable to 20 or 25 years</li><li data-mce-fragment="1">Refer to the warranty document for terms and conditions</li></ul><p data-mce-fragment="1">Documentation:</p><ul data-mce-fragment="1"><li data-mce-fragment="1">Data Sheet: <a href="https://cdn.shopify.com/s/files/1/0566/3408/1340/files/SolarEdge-Three-Phase-Inverter-w-Synergy-Technology-SE66-6KUS-SE120KUS-for-277-480V-Grid-Datasheet.PDF?v=1678164034" data-mce-fragment="1" data-mce-href="https://cdn.shopify.com/s/files/1/0566/3408/1340/files/SolarEdge-Three-Phase-Inverter-w-Synergy-Technology-SE66-6KUS-SE120KUS-for-277-480V-Grid-Datasheet.PDF?v=1678164034" target="_new">Data Sheet</a></li></ul><p data-mce-fragment="1">Detailed Information: The Synergy Power Series is well-suited for ground mount, carport, and rooftop solutions. It offers the option to oversize DC capacity by 150%, maintains a cost-effective modular design, and incorporates strong safety features. Additional features include:</p><ul data-mce-fragment="1"><li data-mce-fragment="1">Pre-commissioning feature for automated validation of system components and wiring during installation and prior to grid connection.</li><li data-mce-fragment="1">Independent operation of each Synergy unit for higher uptime and easy serviceability.</li><li data-mce-fragment="1">Built-in thermal sensors to detect faulty wiring, enhancing protection and safety.</li><li data-mce-fragment="1">High reliability.</li><li data-mce-fragment="1">Easy installation with a lightweight, modular design requiring only two persons.</li><li data-mce-fragment="1">Convenient access and serviceability through the Synergy Manager without the need to open inverter covers for configuration or maintenance.</li></ul>
USIN100-0272 | 1785.69 | SE100K-US08IBNZ4 | SOLAREDGE SYNERGY SE100K-US 100.0KW 3-PH INVERTER(Manager) | <p data-sourcepos="5:1-5:321" data-mce-fragment="1">The SolarEdge Synergy SE100K-US 100.0KW 3-PH INVERTER(Manager) is a three-phase inverter that is designed for commercial solar power systems. It is a highly efficient inverter that can convert DC solar power to AC power with an efficiency of up to 98.8%. The inverter also features a number of advanced features, such as:</p><ul data-sourcepos="7:1-10:0" data-mce-fragment="1"><li data-sourcepos="7:1-7:142" data-mce-fragment="1">Synergy technology: This technology allows the inverter to work together with other SolarEdge inverters to maximize solar energy production.</li><li data-sourcepos="8:1-8:176" data-mce-fragment="1">Pre-commissioning feature: This<span data-mce-fragment="1">Â </span><span class="citation-0 citation-end-0" data-mce-fragment="1">feature enables easy onsite system validation with full visibility of any wiring, communication, isolation or DC polarity</span><span data-mce-fragment="1">Â </span>issues.</li><li data-sourcepos="9:1-10:0" data-mce-fragment="1">Scalability: The inverter can be stacked with other inverters to increase the system's capacity.</li></ul><p data-sourcepos="11:1-11:18" data-mce-fragment="1"><strong data-mce-fragment="1">Specifications</strong></p><ul data-sourcepos="13:1-25:0" data-mce-fragment="1"><li data-sourcepos="13:1-13:18" data-mce-fragment="1">Model: SE100K-US</li><li data-sourcepos="14:1-14:17" data-mce-fragment="1">Series: Synergy</li><li data-sourcepos="15:1-15:25" data-mce-fragment="1">Manufacturer: SolarEdge</li><li data-sourcepos="16:1-16:28" data-mce-fragment="1">Type: Three-phase inverter</li><li data-sourcepos="17:1-17:33" data-mce-fragment="1">Continuous power rating: 100 kW</li><li data-sourcepos="18:1-18:27" data-mce-fragment="1">Peak power rating: 120 kW</li><li data-sourcepos="19:1-19:44" data-mce-fragment="1">Operating voltage range: 600-1000 volts DC</li><li data-sourcepos="20:1-20:36" data-mce-fragment="1">Output voltage range: 480 volts AC</li><li data-sourcepos="21:1-21:25" data-mce-fragment="1">Efficiency: up to 98.8%</li><li data-sourcepos="22:1-22:35" data-mce-fragment="1">Dimensions: (LxWxH): 14.17 x 22.4 x 11.6 Inches</li><li data-sourcepos="23:1-23:20" data-mce-fragment="1">Weight: 39.6 lbs</li><li data-sourcepos="24:1-25:0" data-mce-fragment="1">Warranty: 12 years</li></ul><p data-sourcepos="26:1-26:24" data-mce-fragment="1"><strong data-mce-fragment="1">Detailed Information</strong></p><p data-sourcepos="28:1-28:144" data-mce-fragment="1">The SolarEdge Synergy SE100K-US 100.0KW 3-PH INVERTER(Manager) is a versatile inverter that can be used in a variety of applications, including:</p><ul data-sourcepos="30:1-34:0" data-mce-fragment="1"><li data-sourcepos="30:1-30:32" data-mce-fragment="1">Commercial solar power systems</li><li data-sourcepos="31:1-31:35" data-mce-fragment="1">Utility-scale solar power systems</li><li data-sourcepos="32:1-32:30" data-mce-fragment="1">Off-grid solar power systems</li><li data-sourcepos="33:1-34:0" data-mce-fragment="1">Solar carports and parking garages</li></ul><p data-sourcepos="35:1-35:83" data-mce-fragment="1">The inverter is easy to install and maintain, and it comes with a 12-year warranty.</p>
USIN100-0078 | 1275.24 | SE80K-US08IBNZ4 | SolarEdge SE80K-US08IBNZ4 80kW 480VAC 3-Phase Primary Synergy Manager w/ DC Safety Switch & AC/DC SPD | <p>The SolarEdge Inverter System is an all-in-one solution that includes an inverter, charger controller, and a display with remote monitoring capabilities. The Sol-Ark is simple to install, whether in a Grid-tied, Off-Grid, or Battery Backup solar system. It manages power to and from Solar, Battery, Grid, Loads, and Generator.</p><hr><h3>Specifications</h3><h4>General Information</h4><ul><li><strong>Model</strong>: SolarEdge SE80K-US08IBNZ4</li><li><strong>Series</strong>: Energy Hub</li><li><strong>Manufacturer</strong>: SolarEdge</li></ul><h4>Electrical Data - Output</h4><ul><li><strong>Maximum AC Power Output</strong>: 80,000 VA</li><li><strong>AC Output Line Connections</strong>: 3W + PE, 4W + PE</li><li><strong>AC Output Voltage (L-N)</strong>: 244 - 277 - 305 VAC</li><li><strong>AC Output Voltage (L-L)</strong>: 422.5 - 480 - 529 VAC</li><li><strong>AC Frequency</strong>: 59.3 - 60 - 60.5 Hz</li><li><strong>Maximum Continuous Output Current @208V</strong>: 96.5 A</li><li><strong>GFDI Threshold</strong>: 1</li><li><strong>Utility Monitoring, Islanding Protection, Configurable Power Factor, Country Configurable Thresholds</strong>: Yes</li></ul><h4>Electrical Data - Input</h4><ul><li><strong>Maximum DC Power (STC)</strong>: Inverter 120,000 W / Synergy Unit 60,000 W</li><li><strong>Transformer-less, Ungrounded</strong>: Yes</li><li><strong>Maximum Input Voltage (DC+ to DC-)</strong>: 1000 V</li><li><strong>Operating Voltage Range</strong>: 850 - 1000 V</li><li><strong>Maximum Input Current</strong>: 2 x 48.5 A</li><li><strong>Reverse-Polarity Protection</strong>: Yes</li></ul><hr><h3>Warranty</h3><ul><li>Manufacturer Warranty: 12 Years</li><li><em>Refer to warranty document for terms and conditions</em></li></ul><h3>Documentation</h3><ul><li><a href="https://cdn.shopify.com/s/files/1/0566/3408/1340/files/SolarEdge-Three-Phase-Inverter-w-Synergy-Technology-SE66-6KUS-SE120KUS-for-277-480V-Grid-Datasheet_2.PDF?v=1678174611" target="_new">Data Sheet</a></li></ul><hr><h3>Detailed Information</h3><p>SolarEdge's commercial inverters continue to evolve, releasing new three-phase 17.3kW (208V grid) and 40kW (480V grid) models. They are over 20% lighter than previous models for easier installations, offer more energy production and greater savings with up to 150% DC oversizing. The Synergy Power Series is perfect for ground mount, carport, and rooftop solutions.</p><h3>Quality and Certifications</h3><ul><li>UL1699B, CSA C22.2#107.1, Canadian AFCI according to T.I.L. M-07</li><li>IEEE 1547, Rule 21, Rule 14 (HI)</li><li>FCC part 15 class A</li></ul><hr><h3>Additional Features</h3><ul><li><strong>High Reliability</strong>: Cell interconnections and diode placements are field-proven to offer excellent reliability.</li><li><strong>Fast Commissioning</strong>: Inverter commissioning directly from a smartphone using SetApp.</li></ul>
USIN100-0040 | 2181.5 | SE50K-US02IBNZ4 | SolarEdge SE50K-US02IBNZ4 50kW 208VAC 3-Phase Primary Non-Isolated String Inverter w/ AC Rapid Shut Down | <p data-mce-fragment="1">The SolarEdge SE50K-US02IBNZ4 is a 50 kW 3-Phase Primary Non-Isolated String Inverter designed by SolarEdge. This inverter is part of an all-in-one system that integrates an inverter, charger controller, and a display with remote monitoring. It is well-suited for installation in Grid-tied, Off-Grid, or Battery Backup solar systems. The SolarEdge inverter effectively manages power flow between Solar, Battery, Grid, Loads, and Generator.</p><p data-mce-fragment="1"><strong data-mce-fragment="1">Specifications:</strong></p><ul data-mce-fragment="1"><li data-mce-fragment="1"><strong data-mce-fragment="1">Model:</strong> SolarEdge SE50K-US02IBNZ4</li><li data-mce-fragment="1"><strong data-mce-fragment="1">Series:</strong> Energy Hub</li><li data-mce-fragment="1"><strong data-mce-fragment="1">Manufacturer:</strong> SolarEdge</li></ul><p data-mce-fragment="1"><strong data-mce-fragment="1">ELECTRICAL DATA - OUTPUT:</strong></p><ul data-mce-fragment="1"><li data-mce-fragment="1"><strong data-mce-fragment="1">Rated AC Power Output:</strong> 50,000 VA</li><li data-mce-fragment="1"><strong data-mce-fragment="1">Maximum AC Power Output:</strong> 50,000 VA</li><li data-mce-fragment="1"><strong data-mce-fragment="1">AC Output Line Connections:</strong> 3W + PE, 4W + PE</li><li data-mce-fragment="1"><strong data-mce-fragment="1">AC Output Voltage Minimum-Nominal-Maximum (L-N):</strong> 105-120-132.5 VAC</li><li data-mce-fragment="1"><strong data-mce-fragment="1">AC Output Voltage Minimum-Nominal-Maximum (L-L):</strong> 183-208-229 VAC</li><li data-mce-fragment="1"><strong data-mce-fragment="1">AC Frequency Min-Nom-Max:</strong> 59.3 - 60 - 60.5 Hz</li><li data-mce-fragment="1"><strong data-mce-fragment="1">Maximum Continuous Output Current (per Phase) @208V:</strong> 139.5 A</li><li data-mce-fragment="1"><strong data-mce-fragment="1">GFDI Threshold:</strong> 1</li><li data-mce-fragment="1"><strong data-mce-fragment="1">Utility Monitoring, Islanding Protection, Configurable Power Factor, Country Configurable Thresholds:</strong> Yes</li></ul><p data-mce-fragment="1"><strong data-mce-fragment="1">ELECTRICAL DATA - INPUT:</strong></p><ul data-mce-fragment="1"><li data-mce-fragment="1"><strong data-mce-fragment="1">Maximum DC Power (Module STC) Inverter / Synergy Unit (STC):</strong> 75,000 / 25,000 W</li><li data-mce-fragment="1"><strong data-mce-fragment="1">Transformer-less, Ungrounded:</strong> Yes</li><li data-mce-fragment="1"><strong data-mce-fragment="1">Maximum Input Voltage DC+ to DC-:</strong> 600 V</li><li data-mce-fragment="1"><strong data-mce-fragment="1">Operating Voltage Range:</strong> 370 - 600 V</li><li data-mce-fragment="1"><strong data-mce-fragment="1">Maximum Input Current:</strong> 3 x 46.5</li><li data-mce-fragment="1"><strong data-mce-fragment="1">Reverse-Polarity Protection:</strong> Yes</li></ul><p data-mce-fragment="1"><strong data-mce-fragment="1">Warranty:</strong></p><ul data-mce-fragment="1"><li data-mce-fragment="1">Manufacturer Warranty 24 Years</li><li data-mce-fragment="1"><em data-mce-fragment="1">Refer to warranty document for terms and conditions</em></li></ul><p data-mce-fragment="1"><strong data-mce-fragment="1">Documentation:</strong></p><ul data-mce-fragment="1"><li data-mce-fragment="1">Data Sheet: <a href="https://cdn.shopify.com/s/files/1/0566/3408/1340/files/SolarEdge-Three-Phase-Inverter-w-Synergy-Technology-SE43-2KUS-SE50KUS-208V-Grid-Datashet_1.pdf?v=1678173184" data-mce-fragment="1" data-mce-href="https://cdn.shopify.com/s/files/1/0566/3408/1340/files/SolarEdge-Three-Phase-Inverter-w-Synergy-Technology-SE43-2KUS-SE50KUS-208V-Grid-Datashet_1.pdf?v=1678173184" target="_new">Download Data Sheet</a></li></ul><p data-mce-fragment="1"><strong data-mce-fragment="1">Detailed Information:</strong> SolarEdge's commercial inverters continue to evolve with the release of new three-phase 17.3kW (208V grid) and 40kW (480V grid) models. These new models are more than 20% lighter than their predecessors, making installations easier. They offer improved energy production and enhanced savings with up to 150% DC oversizing.</p><p data-mce-fragment="1">The Synergy Power Series is suitable for various applications, including ground mount, carport, and rooftop solutions. With 150% DC oversizing capability, modular design for cost efficiency, and robust safety features, this series offers flexibility and confidence in system design.</p><p data-mce-fragment="1"><strong data-mce-fragment="1">High reliability:</strong> The inverter maintains high reliability through established industry practices for cell interconnections and diode placement, ensuring excellent performance.</p><p data-mce-fragment="1"><strong data-mce-fragment="1">Small, lightweight, and easy to install:</strong> The inverter's compact design and lightweight nature contribute to easy installation.</p><p data-mce-fragment="1"><strong data-mce-fragment="1">Validate each stage of the install process from your smartphone using SetApp:</strong> The SetApp feature allows you to validate installation stages using your smartphone.</p><p data-mce-fragment="1"><strong data-mce-fragment="1">Full system visibility and accurate troubleshooting with built-in, module-level monitoring:</strong> The built-in monitoring system provides comprehensive visibility and accurate troubleshooting at the module level.</p><p data-mce-fragment="1"><strong data-mce-fragment="1">Quality and certifications:</strong> The inverter meets quality standards including UL1741, UL1741 SA, UL1699B, CSA C22.2, and Canadian AFCI according to T.I.L. M-07.</p>
USIN100-0079 | 1090.16 | SE66.6K-US08IBNZ4 | SolarEdge SE66.6K-US08IBNZ4 66.6KW synergy manager 480v | <div class="flex-1 overflow-hidden"><div class="react-scroll-to-bottom--css-wfwih-79elbk h-full dark:bg-gray-800"><div class="react-scroll-to-bottom--css-wfwih-1n7m0yu"><div class="flex flex-col text-sm dark:bg-gray-800"><div data-testid="conversation-turn-84" class="group w-full text-token-text-primary border-b border-black/10 dark:border-gray-900/50 bg-gray-50 dark:bg-[#444654]"><div class="p-4 justify-center text-base md:gap-6 md:py-6 m-auto"><div class="flex flex-1 gap-4 text-base mx-auto md:gap-6 md:max-w-2xl lg:max-w-[38rem] xl:max-w-3xl }"><div class="relative flex w-[calc(100%-50px)] flex-col gap-1 md:gap-3 lg:w-[calc(100%-115px)]"><div class="flex flex-grow flex-col gap-3 max-w-full"><div class="min-h-[20px] flex flex-col items-start gap-3 overflow-x-auto whitespace-pre-wrap break-words"><div class="markdown prose w-full break-words dark:prose-invert light"><p>SolarEdge Inverter System is an all-in-one system that includes an inverter, charger controller, a display with remote monitoring. The Sol-Ark is simple to install to a Grid-tied, Off-Grid, or Battery Backup solar system, while being able to manage power to and from Solar, Battery, Grid, Loads, and Generator.</p><hr><h3>SPECIFICATIONS</h3><h4>General Specifications</h4><ul><li><strong>Model</strong>: SolarEdge SE66.6K-US08IBNZ4</li><li><strong>Series</strong>: Energy Hub</li><li><strong>Manufacturer</strong>: SolarEdge</li></ul><h4>Electrical Data - Output</h4><ul><li><strong>Rated AC Power Output</strong>: 66,600 VA</li><li><strong>Maximum AC Power Output</strong>: 66,600 VA</li><li><strong>AC Output Line Connections</strong>: 3W + PE, 4W + PE</li><li><strong>AC Output Voltage Min-Nom-Max (L-N)</strong>: 244 - 277 - 305 VAC</li><li><strong>AC Output Voltage Min-Nom-Max (L-L)</strong>: 422.5 - 480 - 529 VAC</li><li><strong>AC Frequency Min-Nom-Max</strong>: 59.3 - 60 - 60.5 Hz</li><li><strong>Maximum Continuous Output Current (per Phase) @208V</strong>: 80 A</li><li><strong>GFDI Threshold</strong>: 1</li><li><strong>Utility Monitoring, Islanding Protection, Configurable Power Factor, Country Configurable Thresholds</strong>: Yes</li></ul><h4>Electrical Data - Input</h4><ul><li><strong>Maximum DC Power (Module STC) Inverter / Synergy Unit (STC)</strong>: 100,000 / 50,000 W</li><li><strong>Transformer-less, Ungrounded</strong>: Yes</li><li><strong>Maximum Input Voltage DC+ to DC-</strong>: 1000 V</li><li><strong>Operating Voltage Range</strong>: 850 - 1000 V</li><li><strong>Maximum Input Current</strong>: 2 x 40</li><li><strong>Reverse-Polarity Protection</strong>: Yes</li></ul><hr><h3>Warranty</h3><ul><li><strong>Manufacturer Warranty</strong>: 24 Years</li></ul><p><em>Refer to warranty document for terms and conditions</em></p><hr><h3>Documentation</h3><p><a href="https://cdn.shopify.com/s/files/1/0566/3408/1340/files/SolarEdge-Three-Phase-Inverter-w-Synergy-Technology-SE66-6KUS-SE120KUS-for-277-480V-Grid-Datasheet_1.PDF?v=1678173322" target="_new">Data Sheet</a></p><hr><h3>Detailed Information</h3><p>SolarEdge's commercial inverters continue to evolve with the release of new three-phase 17.3kW (208V grid) and 40kW (480V grid) models. They're over 20% lighter than previous models for easier installations, while offering more energy production and greater savings with up to 150% DC oversizing.</p><h4>Synergy Power Series</h4><p>Perfect for many ground mount, carport, and rooftop solutions. Go bigger with 150% DC oversizing, keep costs low with modular design, and provide confidence with robust safety features.</p><h4>High Reliability</h4><p>Cell interconnections and diode placement use well-established industry practice and are field-proven to provide excellent reliability.</p><h4>Additional Features</h4><ul><li>Small, lightweight, and easy to install</li><li>Fast inverter commissioning directly from a smartphone using SetApp</li></ul><h4>Quality and Certifications</h4><ul><li>UL1741, UL1741 SA, UL1699B, CSA C22.2</li><li>Canadian AFCI according to T.I.L. M-07</li></ul></div></div></div><div class="flex justify-between lg:block"><div class="text-gray-400 flex self-end lg:self-center justify-center mt-2 gap-2 md:gap-3 lg:gap-1 lg:absolute lg:top-0 lg:translate-x-full lg:right-0 lg:mt-0 lg:pl-2 visible"><button class="flex ml-auto gap-2 rounded-md p-1 hover:bg-gray-100 hover:text-gray-700 dark:text-gray-400 dark:hover:bg-gray-700 dark:hover:text-gray-200 disabled:dark:hover:text-gray-400"><svg xmlns="http://www.w3.org/2000/svg" width="1em" height="1em" class="h-4 w-4" stroke-linejoin="round" stroke-linecap="round" viewbox="0 0 24 24" stroke-width="2" fill="none" stroke="currentColor"><path d="M16 4h2a2 2 0 0 1 2 2v14a2 2 0 0 1-2 2H6a2 2 0 0 1-2-2V6a2 2 0 0 1 2-2h2"></path><rect ry="1" rx="1" height="4" width="8" y="2" x="8"></rect></svg></button><div class="flex gap-1"><button class="p-1 rounded-md hover:bg-gray-100 hover:text-gray-700 dark:text-gray-400 dark:hover:bg-gray-700 dark:hover:text-gray-200 disabled:dark:hover:text-gray-400"><svg xmlns="http://www.w3.org/2000/svg" width="1em" height="1em" class="h-4 w-4" stroke-linejoin="round" stroke-linecap="round" viewbox="0 0 24 24" stroke-width="2" fill="none" stroke="currentColor"><path d="M14 9V5a3 3 0 0 0-3-3l-4 9v11h11.28a2 2 0 0 0 2-1.7l1.38-9a2 2 0 0 0-2-2.3zM7 22H4a2 2 0 0 1-2-2v-7a2 2 0 0 1 2-2h3"></path></svg></button><button class="p-1 rounded-md hover:bg-gray-100 hover:text-gray-700 dark:text-gray-400 dark:hover:bg-gray-700 dark:hover:text-gray-200 disabled:dark:hover:text-gray-400"><svg xmlns="http://www.w3.org/2000/svg" width="1em" height="1em" class="h-4 w-4" stroke-linejoin="round" stroke-linecap="round" viewbox="0 0 24 24" stroke-width="2" fill="none" stroke="currentColor"><path d="M10 15v4a3 3 0 0 0 3 3l4-9V2H5.72a2 2 0 0 0-2 1.7l-1.38 9a2 2 0 0 0 2 2.3zm7-13h2.67A2.31 2.31 0 0 1 22 4v7a2.31 2.31 0 0 1-2.33 2H17"></path></svg></button><br></div></div></div></div></div></div></div><div class="h-32 md:h-48 flex-shrink-0"><br></div></div></div></div></div><div class="absolute bottom-0 left-0 w-full border-t md:border-t-0 dark:border-white/20 md:border-transparent md:dark:border-transparent md:bg-vert-light-gradient bg-white dark:bg-gray-800 md:!bg-transparent dark:md:bg-vert-dark-gradient pt-2 md:pl-2 md:w-[calc(100%-.5rem)]"><form class="stretch mx-2 flex flex-row gap-3 last:mb-2 md:mx-4 md:last:mb-6 lg:mx-auto lg:max-w-2xl xl:max-w-3xl"><div class="relative flex h-full flex-1 items-stretch md:flex-col"><div><div class="h-full flex ml-1 md:w-full md:m-auto md:mb-4 gap-0 md:gap-2 justify-center"><div class="grow"><br></div><div class="flex items-center md:items-end"><div data-projection-id="179"><div class="flex w-full gap-2 items-center justify-center"><svg xmlns="http://www.w3.org/2000/svg" width="1em" height="1em" class="h-3 w-3 flex-shrink-0" stroke-linejoin="round" stroke-linecap="round" viewbox="0 0 24 24" stroke-width="1.5" fill="none" stroke="currentColor"><polyline points="1 4 1 10 7 10"></polyline><polyline points="23 20 23 14 17 14"></polyline><path d="M20.49 9A9 9 0 0 0 5.64 5.64L1 10m22 4l-4.64 4.36A9 9 0 0 1 3.51 15"></path></svg>Regenerate</div></div></div></div></div><div class="flex w-full items-center"><br></div></div></form></div><br>
USIN100-0053 | 1635.25 | SE43.2K-US02IBNZ4 | SolarEdge SE43.2K-US02IBNZ4 43.2kW 183/208/229BVAC 3-Phase Primary Synergy Manager w/ AC RSD, DC Safety Switch & AC/DC SPD | <p data-mce-fragment="1">The <strong data-mce-fragment="1">SolarEdge SE43.2K-US02IBNZ4 43.2kW 183/208/229BVAC 3-Phase Primary Synergy Manager</strong> is a comprehensive solution equipped with AC RSD (Rapid Shutdown), DC Safety Switch, and AC/DC SPD (Surge Protective Device). This advanced solar inverter system by SolarEdge integrates an inverter, charger controller, and a display for remote monitoring. Suitable for Grid-tied, Off-Grid, or Battery Backup solar systems, the Synergy Manager effectively manages power flow between Solar, Battery, Grid, Loads, and Generator.</p><p data-mce-fragment="1"><strong data-mce-fragment="1">Specifications:</strong></p><ul data-mce-fragment="1"><li data-mce-fragment="1"><strong data-mce-fragment="1">Model:</strong> SolarEdge SE43.2K-US02IBNZ4</li><li data-mce-fragment="1"><strong data-mce-fragment="1">Series:</strong> Energy Hub</li><li data-mce-fragment="1"><strong data-mce-fragment="1">Manufacturer:</strong> SolarEdge</li><li data-sourcepos="8:5-8:25"><strong>Rated Power:</strong> 43.2kW</li><li data-sourcepos="9:5-9:37"><strong>Input Voltage Range:</strong> 183-229VAC</li><li data-sourcepos="10:5-10:38"><strong>Output Voltage Range:</strong> 380-480VAC</li><li data-sourcepos="11:5-11:29"><strong>Efficiency:</strong> Up to 98.5%</li><li data-sourcepos="12:5-12:42"><strong>Dimensions:</strong> (LxWxH): 10.5 x 12.5 x 37 Inches</li><li data-sourcepos="13:5-13:20"><strong>Weight:</strong>Â 105.8 lbs</li><li data-mce-fragment="1"></li></ul><p data-mce-fragment="1"><strong data-mce-fragment="1">Electrical Data - Output:</strong></p><ul data-mce-fragment="1"><li data-mce-fragment="1"><strong data-mce-fragment="1">Rated AC Power Output:</strong> 43,200 VA</li><li data-mce-fragment="1"><strong data-mce-fragment="1">Maximum AC Power Output:</strong> 43,200 VA</li><li data-mce-fragment="1"><strong data-mce-fragment="1">AC Output Line Connections:</strong> 3W + PE, 4W + PE</li><li data-mce-fragment="1"><strong data-mce-fragment="1">AC Output Voltage Minimum-Nominal-Maximum (L-N):</strong> 105-120-132.5 VAC</li><li data-mce-fragment="1"><strong data-mce-fragment="1">AC Output Voltage Minimum-Nominal-Maximum (L-L):</strong> 183-208-229 VAC</li><li data-mce-fragment="1"><strong data-mce-fragment="1">AC Frequency Min-Nom-Max:</strong> 59.3 - 60 - 60.5 Hz</li><li data-mce-fragment="1"><strong data-mce-fragment="1">Maximum Continuous Output Current (per Phase) @208V:</strong> 120 A</li><li data-mce-fragment="1"><strong data-mce-fragment="1">GFDI Threshold:</strong> 1</li><li data-mce-fragment="1"><strong data-mce-fragment="1">Utility Monitoring, Islanding Protection, Configurable Power Factor, Country Configurable Thresholds:</strong> Yes</li></ul><p data-mce-fragment="1"><strong data-mce-fragment="1">Electrical Data - Input:</strong></p><ul data-mce-fragment="1"><li data-mce-fragment="1"><strong data-mce-fragment="1">Maximum DC Power (Module STC) Inverter / Synergy Unit (STC):</strong> 64800 / 21600 W</li><li data-mce-fragment="1"><strong data-mce-fragment="1">Transformer-less, Ungrounded:</strong> Yes</li><li data-mce-fragment="1"><strong data-mce-fragment="1">Maximum Input Voltage DC+ to DC-:</strong> 600 V</li><li data-mce-fragment="1"><strong data-mce-fragment="1">Operating Voltage Range:</strong> 370 - 600 V</li><li data-mce-fragment="1"><strong data-mce-fragment="1">Maximum Input Current:</strong> 3 x 40</li><li data-mce-fragment="1"><strong data-mce-fragment="1">Reverse-Polarity Protection:</strong> Yes</li></ul><p data-mce-fragment="1"><strong data-mce-fragment="1">Warranty:</strong></p><ul data-mce-fragment="1"><li data-mce-fragment="1">Manufacturer Warranty: 24 Years (<em data-mce-fragment="1">Refer to the warranty document for terms and conditions.</em>)</li></ul><p data-mce-fragment="1"><strong data-mce-fragment="1">Documentation:</strong></p><ul data-mce-fragment="1"><li data-mce-fragment="1"><strong data-mce-fragment="1">Data Sheet:</strong> <a href="https://cdn.shopify.com/s/files/1/0566/3408/1340/files/SolarEdge-Three-Phase-Inverter-w-Synergy-Technology-SE43-2KUS-SE50KUS-208V-Grid-Datashet.pdf?v=1678172872" data-mce-fragment="1" data-mce-href="https://cdn.shopify.com/s/files/1/0566/3408/1340/files/SolarEdge-Three-Phase-Inverter-w-Synergy-Technology-SE43-2KUS-SE50KUS-208V-Grid-Datashet.pdf?v=1678172872" target="_new">Download here</a></li></ul><p data-mce-fragment="1"><strong data-mce-fragment="1">Detailed Information:</strong> SolarEdge's commercial inverters continue to evolve with the release of new three-phase models, including 17.3kW (208V grid) and 40kW (480V grid) versions. These models are over 20% lighter, simplifying installations. Additionally, they offer increased energy production and savings through up to 150% DC oversizing. The Synergy Manager ensures high reliability due to established industry practices for cell interconnections and diode placement.</p><p data-mce-fragment="1"><strong data-mce-fragment="1">Highlights:</strong></p><ul data-mce-fragment="1"><li data-mce-fragment="1">Small, lightweight, and easy to install.</li><li data-mce-fragment="1">Quality and certifications: UL1741, UL1741 SA, UL1699B, CSA C22.2, Canadian AFCI according to T.I.L. M-07.</li></ul>
USIN100-0080 | 3359.5341 | SE100K-USRP0BNU4 | SolarEdge SE100K-USRP0BNU4 - 100KW Primary 3-Phase Inverter | <p data-mce-fragment="1">Â The SolarEdge Inverter System is an all-in-one solution that includes an inverter, charger controller, and a display with remote monitoring capabilities. The Sol-Ark system is versatile, suitable for Grid-tied, Off-Grid, or Battery Backup solar systems, managing power flow to and from Solar, Battery, Grid, Loads, and Generator.<br></p><p data-mce-fragment="1">Specifications:</p><ul data-mce-fragment="1"><li data-mce-fragment="1">Model: Solaredge SE100K-USRP0BNU4</li><li data-mce-fragment="1">Series: Three Phase</li><li data-mce-fragment="1">Manufacturer: SolarEdge</li><li data-mce-fragment="1">Dimension:(LxWxH): 37 x 12.5 x 10.5 Inches</li><li data-mce-fragment="1">Weight:105.8 lbs</li></ul><p data-mce-fragment="1">Electrical Data - Output:</p><ul data-mce-fragment="1"><li data-mce-fragment="1">Rated AC Power Output: 135000 W</li><li data-mce-fragment="1">Maximum AC Power Output: 500 V</li><li data-mce-fragment="1">AC Output Voltage @240V:<ul data-mce-fragment="1"><li data-mce-fragment="1">Minimum: 244VAC</li><li data-mce-fragment="1">Nominal: 277VAC</li><li data-mce-fragment="1">Maximum: 305VAC</li></ul></li><li data-mce-fragment="1">AC Output Voltage @208V:<ul data-mce-fragment="1"><li data-mce-fragment="1">Minimum: 422.5VAC</li><li data-mce-fragment="1">Nominal: 480VAC</li><li data-mce-fragment="1">Maximum: 529VAC</li></ul></li><li data-mce-fragment="1">AC Frequency (Nominal): -</li></ul><p data-mce-fragment="1">Electrical Data - Input:</p><ul data-mce-fragment="1"><li data-mce-fragment="1">Maximum DC Power @240V: 13500 Watts</li><li data-mce-fragment="1">Maximum DC Power @208V: -</li><li data-mce-fragment="1">Transformer-Less Ungrounded: Yes</li><li data-mce-fragment="1">Maximum Input Voltage: 500VDC</li><li data-mce-fragment="1">Nominal DC Input Voltage: 1000VDC</li><li data-mce-fragment="1">Maximum Input Current @240V: 30.5 ADC</li><li data-mce-fragment="1">Maximum Input Current @208V: 26.50 ADC</li><li data-mce-fragment="1">Maximum Input Short Circuit Current: 120 ADC</li><li data-mce-fragment="1">Reverse-Polarity Protection: Yes</li></ul><p data-mce-fragment="1">Warranty:</p><ul data-mce-fragment="1"><li data-mce-fragment="1">Performance Warranty: 12 years</li><li data-mce-fragment="1">Refer to warranty document for terms and conditions</li></ul><p data-mce-fragment="1">Documentation:</p><ul data-mce-fragment="1"><li data-mce-fragment="1">Data Sheet: <a href="https://cdn.shopify.com/s/files/1/0566/3408/1340/files/SolarEdge_Three_Phase_Inverter_with_Synergy_Specs.pdf?v=1678171091" data-mce-fragment="1" data-mce-href="https://cdn.shopify.com/s/files/1/0566/3408/1340/files/SolarEdge_Three_Phase_Inverter_with_Synergy_Specs.pdf?v=1678171091" target="_new">Data Sheet</a></li></ul><p data-mce-fragment="1">Detailed Information: SolarEdge's commercial inverters have evolved with new three-phase 17.3kW (208V grid) and 40kW (480V grid) models. These new models are over 20% lighter than previous versions, making installations easier. They offer increased energy production and up to 150% DC oversizing for greater savings. The new models also feature improved inverter protection during lightning events with field-replaceable RS485 and Type 2 DC and AC surge protection devices.</p><p data-mce-fragment="1">High reliability is a key feature, and these inverters help reduce balance of system and labor requirements compared to using multiple smaller string inverters. Additionally, the inverters come with quality and certifications including UL1741, UL1741 SA, UL1699B, CSA C22.2, Canadian AFCI according to T.I.L. M-07, IEEE 1547, Rule 21, and Rule 14 (HI).</p>
USIN100-0044 | 2278.44 | SE66.6K-USRP0BNU4 | SolarEdge SE66.6K-USRP0BNU4 66.6KW Primary Synergy 277-480v | <p data-mce-fragment="1">The <strong data-mce-fragment="1">SolarEdge SE66.6K-USRP0BNU4</strong> is a high-capacity and innovative primary synergy inverter with a power output of 66.6KW. It operates within the voltage range of 277-480v, making it a versatile choice for various solar setups. The SolarEdge Inverter System is a comprehensive solution that includes an inverter, charger controller, and a display with remote monitoring capabilities. This inverter can be seamlessly integrated into Grid-tied, Off-Grid, or Battery Backup solar systems. It effectively manages power flow to and from sources like Solar, Battery, Grid, Loads, and Generator.</p><p data-mce-fragment="1"><strong data-mce-fragment="1">SPECIFICATIONS:</strong></p><ul data-mce-fragment="1"><li data-mce-fragment="1"><strong data-mce-fragment="1">Model:</strong> SolarEdge SE66.6K-USRP0BNU4</li><li data-mce-fragment="1"><strong data-mce-fragment="1">Series:</strong> Energy Hub</li><li data-mce-fragment="1"><strong data-mce-fragment="1">Manufacturer:</strong> SolarEdge</li></ul><p data-mce-fragment="1"><strong data-mce-fragment="1">ELECTRICAL DATA - OUTPUT:</strong></p><ul data-mce-fragment="1"><li data-mce-fragment="1"><strong data-mce-fragment="1">Technology:</strong> Three Phase String Inverter</li><li data-mce-fragment="1"><strong data-mce-fragment="1">Primary Unit Dimensions:</strong> 37.00 x 12.50 x 10.50 inches</li><li data-mce-fragment="1"><strong data-mce-fragment="1">Secondary Unit Dimensions:</strong> 21.00 x 12.50 x 10.50 inches</li><li data-mce-fragment="1"><strong data-mce-fragment="1">Primary Unit Weight:</strong> 79.70 lbs</li><li data-mce-fragment="1"><strong data-mce-fragment="1">Secondary Unit Weight:</strong> 99.20 lbs</li><li data-mce-fragment="1"><strong data-mce-fragment="1">Total Weight:</strong> 178.90 lbs</li><li data-mce-fragment="1"><strong data-mce-fragment="1">Cooling:</strong> Fans (User Replaceable)</li><li data-mce-fragment="1"><strong data-mce-fragment="1">Number of Units:</strong> 2</li></ul><p data-mce-fragment="1"><strong data-mce-fragment="1">ELECTRICAL DATA - INPUT:</strong></p><ul data-mce-fragment="1"><li data-mce-fragment="1"><strong data-mce-fragment="1">Rated AC Power Output:</strong> 66600 VA</li><li data-mce-fragment="1"><strong data-mce-fragment="1">Maximum AC Power Output:</strong> 66600 VA</li><li data-mce-fragment="1"><strong data-mce-fragment="1">AC Output Line Connections:</strong> 4-Wire WYE (L1-L2-L3-N) Plus PE</li><li data-mce-fragment="1"><strong data-mce-fragment="1">AC Output Voltage (L-N):</strong> Minimum: 244VAC; Nominal: 277VAC; Maximum: 305VAC</li><li data-mce-fragment="1"><strong data-mce-fragment="1">AC Output Voltage (L-L):</strong> Minimum: 422.5VAC; Nominal: 480VAC; Maximum: 529VAC</li><li data-mce-fragment="1"><strong data-mce-fragment="1">AC Frequency:</strong> Minimum: 59.3Hz; Nominal: 60Hz; Maximum: 60.5Hz</li><li data-mce-fragment="1"><strong data-mce-fragment="1">Maximum Continuous Output Current:</strong> 80 Amps per Phase</li><li data-mce-fragment="1"><strong data-mce-fragment="1">GFDI Threshold:</strong> 1</li></ul><p data-mce-fragment="1"><strong data-mce-fragment="1">Warranty:</strong> Manufacturer Warranty 24 Years</p><p data-mce-fragment="1"><strong data-mce-fragment="1">Documentation:</strong> <a href="https://cdn.shopify.com/s/files/1/0566/3408/1340/files/ZZ084600158_DS_1.pdf?v=1678173697" data-mce-fragment="1" data-mce-href="https://cdn.shopify.com/s/files/1/0566/3408/1340/files/ZZ084600158_DS_1.pdf?v=1678173697" target="_new">Data Sheet</a></p><p data-mce-fragment="1"><strong data-mce-fragment="1">Detailed Information:</strong> SolarEdge's commercial inverters continue to advance with the introduction of new three-phase models, including the 17.3kW (208V grid) and 40kW (480V grid) variants.</p><p data-mce-fragment="1">The inverter features a proprietary data monitoring receiver integrated into the single-phase solar inverter, which aggregates power optimizer performance data from each PV module. This data is transmitted to the web and accessible through the SolarEdge monitoring portal. This enables performance analysis, fault detection, and troubleshooting for PV systems.</p><p data-mce-fragment="1"><strong data-mce-fragment="1">Key Features:</strong></p><ul data-mce-fragment="1"><li data-mce-fragment="1">High reliability ensured through proven industry-standard practices for cell interconnections and diode placement.</li><li data-mce-fragment="1">Easy two-person installation with separate mounting for each unit.</li><li data-mce-fragment="1">Efficient use of space with wall/rail mounting or horizontal mounting beneath the modules.</li></ul><p data-mce-fragment="1"><strong data-mce-fragment="1">Quality and Certifications:</strong> The SolarEdge SE66.6K-USRP0BNU4 inverter meets various quality and safety standards, including:</p><ul data-mce-fragment="1"><li data-mce-fragment="1">UL1741</li><li data-mce-fragment="1">UL1741 SA</li><li data-mce-fragment="1">UL1699B</li><li data-mce-fragment="1">UL1998</li><li data-mce-fragment="1">CSA 2.22</li><li data-mce-fragment="1">IEEE 1547</li><li data-mce-fragment="1">Rule 21</li><li data-mce-fragment="1">Rule 14 (HI)</li><li data-mce-fragment="1">FCC Part15 Class A</li></ul>
USIN100-0051 | 2821.7273 | SE14.4K-USR28BNU4 | SolarEdge SE14.4K-USR28BNU4 14.4-US w/AC RSD three phase 208v | <table data-mce-fragment="1" width="100%"><tbody data-mce-fragment="1"><tr data-mce-fragment="1"><td data-mce-fragment="1" style="width: 955.59px;" data-mce-style="width: 955.59px;"><strong>SolarEdge SE14.4K-USR28BNU4 14.4-US w/AC RSD three phase 208v</strong></td></tr><tr data-mce-fragment="1"><td data-mce-fragment="1" style="width: 955.59px;" data-mce-style="width: 955.59px;"><p><span>SolarEdge Inverter System is a all-in-one system that includes an inverter, charger controller, a display with remote monitoring. The Sol-Ark is simple to install to a Grid-tied, Off-Grid, or Battery Backup solar system, while being able to manages power to and from Solar, Battery, Grid, Loads, and Generator.Â <br></span></p></td></tr></tbody></table><p><strong><br>SPECIFICATIONS</strong><br></p><table width="100%"><tbody><tr><td style="width: 48.2638%;"><span>Model</span></td><td style="width: 47.7362%;">SolarEdge SE14.4K-USR28BNU4</td></tr><tr><td style="width: 48.2638%;"><span>Series</span></td><td style="width: 47.7362%;"><span>Energy Hub</span></td></tr><tr><td style="width: 48.2638%;"><span>Manufacturer</span></td><td style="width: 47.7362%;">SolarEdge</td></tr></tbody></table><p><br><strong>ELECTRICAL DATA - OUTPUT</strong><br></p><table width="100%"><tbody><tr></tr><tr><td style="width: 49.0244%;" data-mce-style="width: 49.0244%;">Nominal Output Power</td><td style="width: 47.9756%;" data-mce-style="width: 47.9756%;">14,400 V</td></tr><tr><td style="width: 49.0244%;" data-mce-style="width: 49.0244%;">Voltage</td><td style="width: 47.9756%;" data-mce-style="width: 47.9756%;">208 VAC</td></tr><tr><td style="width: 49.0244%;" data-mce-style="width: 49.0244%;">AC Output Line Connections</td><td style="width: 47.9756%;" data-mce-style="width: 47.9756%;">4-wire WYE (L1-L2-L3-N) plus PE or 3 wire Delta</td></tr><tr><td style="width: 49.0244%;" data-mce-style="width: 49.0244%;">AC Output Voltage Minimum-Nominal-Maximum (2) for North America (L-N)</td><td style="width: 47.9756%;" data-mce-style="width: 47.9756%;">105-120-132.5 VAC</td></tr><tr><td style="width: 49.0244%;" data-mce-style="width: 49.0244%;">AC Output Voltage Minimum-Nominal-Maximum (2) (L-L)</td><td style="width: 47.9756%;" data-mce-style="width: 47.9756%;">183-208-229 VAC</td></tr><tr><td style="width: 49.0244%;" data-mce-style="width: 49.0244%;">Frequency</td><td style="width: 47.9756%;" data-mce-style="width: 47.9756%;">59.3 - 60 - 60.5 Hz</td></tr><tr><td style="width: 49.0244%;" data-mce-style="width: 49.0244%;">Max. Continuous Output Current (per Phase)</td><td style="width: 47.9756%;" data-mce-style="width: 47.9756%;">40 A</td></tr></tbody></table><p><br><strong>ELECTRICAL DATA - OUTPUT</strong><br></p><table width="100%"><tbody><tr></tr><tr><td style="width: 49.0244%;" data-mce-style="width: 49.0244%;">Maximum DC Power (STC)</td><td style="width: 47.9756%;" data-mce-style="width: 47.9756%;">19400 W</td></tr><tr><td style="width: 49.0244%;" data-mce-style="width: 49.0244%;">Transformer-less, Ungrounded</td><td style="width: 47.9756%;" data-mce-style="width: 47.9756%;">Yes</td></tr><tr><td style="width: 49.0244%;" data-mce-style="width: 49.0244%;">Maximum Input Voltage DC to Ground</td><td style="width: 47.9756%;" data-mce-style="width: 47.9756%;">300 V</td></tr><tr><td style="width: 49.0244%;" data-mce-style="width: 49.0244%;">Maximum Input Voltage DC+ to DC-</td><td style="width: 47.9756%;" data-mce-style="width: 47.9756%;">600 V</td></tr><tr><td style="width: 49.0244%;" data-mce-style="width: 49.0244%;">Nominal Input Voltage DC to Ground</td><td style="width: 47.9756%;" data-mce-style="width: 47.9756%;">200 V</td></tr><tr><td style="width: 49.0244%;" data-mce-style="width: 49.0244%;">Nominal Input Voltage DC+ to DC-</td><td style="width: 47.9756%;" data-mce-style="width: 47.9756%;">400 V</td></tr><tr><td style="width: 49.0244%;" data-mce-style="width: 49.0244%;">Max Input Current</td><td style="width: 47.9756%;" data-mce-style="width: 47.9756%;">38 ADC</td></tr></tbody></table><p><strong><br>Warranty</strong><br data-mce-fragment="1"></p><ul><li>Manufacturer Warranty 12 Years</li></ul><p>* Refer to warranty document for terms and conditions<br><br><strong>Documentation</strong></p><table width="100%"><tbody><tr><td style="width: 24%;" data-mce-style="width: 24%;"><a href="https://cdn.shopify.com/s/files/1/0566/3408/1340/files/SolarEdge-three-phase-us-inverter-208V-setapp-datasheet-DS.pdf?v=1678171604"><span style="color: #2b00ff;" data-mce-style="color: #2b00ff;">Data Sheet</span></a></td></tr></tbody></table><p><br><strong>Detailed Information</strong><br></p><p>SolarEdge three phase inverter combines sophisticated digital control technology with efficient power conversion architecture to achieve superior solar power harvesting and best-in-class reliability. The fixed-voltage technology ensures the solar inverter is always working at its optimal input voltage over a wider range of string lengths and regardless of environmental conditions</p><p><strong>High reliability</strong></p><p>Cell interconnections and diode placement use well-established industry practice and are field-proven to provide excellent reliability.</p><p>Small, lightweight, and easy to install</p><p><strong>Quality and certifications</strong></p><p>UL1741, UL1741 SA, UL1699B, CSA C22.2, Canadian AFCI according to T.I.L. M-07</p><p>IEEE1547, Rule 21 , Rule 14(HI)</p>
USIN100-0043 | 2057.36 | SE9K-USR2TBNU4 | SolarEdge SE9K-USR2TBNU4 9kW 208VAC Three Phase Y Or Delta Inverter w/ SetApp | <p data-mce-fragment="1">The <strong data-mce-fragment="1">Solis Inverters, Solis-25K-US-SW</strong> is a powerful and versatile 25kW three-phase inverter designed for use in the US market. This inverter model comes without a fan and does not include a transmitter. The Solis Inverter System is an all-in-one solution that combines an inverter, charger controller, and a display with remote monitoring capabilities. It's suitable for various applications, including Grid-tied, Off-Grid, or Battery Backup setups. This system efficiently manages power flow between sources like Solar, Battery, Grid, Loads, and Generator.</p><p data-mce-fragment="1"><strong data-mce-fragment="1">SPECIFICATIONS:</strong></p><ul data-mce-fragment="1"><li data-mce-fragment="1"><strong data-mce-fragment="1">Model:</strong> Solis-25K-US-SW</li><li data-mce-fragment="1"><strong data-mce-fragment="1">Series:</strong> Three Phase</li><li data-mce-fragment="1"><strong data-mce-fragment="1">Manufacturer:</strong> Solis</li></ul><p data-mce-fragment="1"><strong data-mce-fragment="1">GENERAL SPECIFICATIONS:</strong></p><ul data-mce-fragment="1"><li data-mce-fragment="1"><strong data-mce-fragment="1">Recommended Max. PV Power:</strong> 37.5 kW</li><li data-mce-fragment="1"><strong data-mce-fragment="1">Rated Voltage:</strong> 700 V</li><li data-mce-fragment="1"><strong data-mce-fragment="1">MPPT Voltage Range:</strong> 200 - 800 V</li><li data-mce-fragment="1"><strong data-mce-fragment="1">Rated Output Power:</strong> 25 kW</li><li data-mce-fragment="1"><strong data-mce-fragment="1">Max. Output Power:</strong> 25 kW</li><li data-mce-fragment="1"><strong data-mce-fragment="1">CEC Efficiency:</strong> 0.983</li><li data-mce-fragment="1"><strong data-mce-fragment="1">Dimensions :</strong> (LxWxH): 30.5 x 12.5 x 10.5 Inches</li><li data-mce-fragment="1"><strong data-mce-fragment="1">Weight (Inverter/Wiring Box):</strong>Â 100.3 lbs</li><li data-mce-fragment="1"><strong data-mce-fragment="1">Storage Environment:</strong> -13Â°F to 176Â°F (-25Â°C to 80Â°C)</li></ul><p data-mce-fragment="1"><strong data-mce-fragment="1">Warranty:</strong> 10 Year Standard Warranty.</p><p data-mce-fragment="1"><strong data-mce-fragment="1">Documentation:</strong> <a href="https://cdn.shopify.com/s/files/1/0566/3408/1340/files/solis-solar-inverter-5-kw-to-125-kw.pdf?v=1678179908" data-mce-fragment="1" data-mce-href="https://cdn.shopify.com/s/files/1/0566/3408/1340/files/solis-solar-inverter-5-kw-to-125-kw.pdf?v=1678179908" target="_new">Data Sheet</a></p><p data-mce-fragment="1"><strong data-mce-fragment="1">Detailed Information:</strong> The Solis three-phase series string inverters feature a 4 MPPT design that offers greater flexibility to PV system designers and installers. This flexibility optimizes PV string-sizing configurations, leading to increased energy production and reduced environmental impact. These inverters have a NEMA 4X enclosure and are equipped with a separable wiring box for enhanced safety during installation and convenient maintenance.</p><p data-mce-fragment="1"><strong data-mce-fragment="1">Key Features:</strong></p><ul data-mce-fragment="1"><li data-mce-fragment="1">High reliability ensured through industry-standard cell interconnections and diode placement.</li><li data-mce-fragment="1">Equipped with RS-485 Modbus communication protocol and Wi-Fi interface for seamless monitoring and control.</li><li data-mce-fragment="1">Compact and lightweight design housed within a corrosion-resistant NEMA 4X enclosure.</li></ul><p data-mce-fragment="1"><strong data-mce-fragment="1">Quality and Certifications:</strong> The Solis-25K-US-SW inverter complies with various quality and safety standards, including:</p><ul data-mce-fragment="1"><li data-mce-fragment="1">UL 1741</li><li data-mce-fragment="1">IEEE 1547</li><li data-mce-fragment="1">UL 1699B</li><li data-mce-fragment="1">UL 1998</li><li data-mce-fragment="1">FCC</li><li data-mce-fragment="1">UL 1741SA</li><li data-mce-fragment="1">California Rule 21</li><li data-mce-fragment="1">SRD-UL1741</li></ul>
USIN100-0042 | 1064.94 | SESU-USRS0NNN4 | SolarEdge SESU-USRS0NNN4, Grid Tied Commercial Inverter, Secondary Unit, 3ph-208/480vac, With Ac Rsd | <p>SolarEdge Inverter System is an all-in-one system that includes an inverter, charger controller, a display with remote monitoring. The Sol-Ark is simple to install in a Grid-tied, Off-Grid, or Battery Backup solar system. It manages power to and from Solar, Battery, Grid, Loads, and Generator.</p><hr><h4>Specifications:</h4><ul><li><strong>Model:</strong> SolarEdge SESU-USRS0NNN4</li><li><strong>Series:</strong> Energy Hub</li><li><strong>Manufacturer:</strong> SolarEdge</li></ul><hr><h4>Technical Specification:</h4><ul><li><strong>Continuous AC Power Output:</strong> 33,000 W</li><li><strong>Max Operating Voltage:</strong> 529 V</li><li><strong>Min Operating Voltage:</strong> 422 V</li><li><strong>AC Voltages:</strong> 277/480 VAC</li><li><strong>AC Frequencies:</strong> 60 Hz</li><li><strong>Recommended PV Input (STC):</strong> 850 W</li><li><strong>Topology:</strong> Transformerless</li><li><strong>Phase:</strong> 3 Phase</li></ul><hr><h4>Warranty:</h4><ul><li>Manufacturer Warranty for 12 Years<br><em>Refer to warranty document for terms and conditions.</em></li></ul><hr><h4>Documentation:</h4><ul><li><a href="https://cdn.shopify.com/s/files/1/0566/3408/1340/files/SolarEdge_Three_Phase_Synergy_Inverter_1.pdf?v=1678175599" target="_new">Data Sheet</a></li></ul><hr><h4>Detailed Information:</h4><p>SolarEdge's commercial inverters continue to evolve with the release of new three-phase 17.3 kW (208V grid) and 40 kW (480V grid) models. SolarEdge is offering a new generation of commercial inverters, combining large capacity with ease of installation. The inverter design is based on small, lightweight, and easy-to-carry primary and secondary units. They are wall-mounted for a minimal footprint, with installation only requiring a one or two-person crew.</p><h4>Additional Features:</h4><ul><li><strong>High reliability:</strong> Cell interconnections and diode placement use well-established industry practices and are field-proven to provide excellent reliability.</li><li><strong>Independent operation of each unit enables easy serviceability for high system uptime.</strong></li><li><strong>Designed for tough working environments.</strong></li></ul><h4>Quality and Certifications:</h4><ul><li>UL1741, UL1741 SA, UL1699B, CSA C22.2</li><li>Canadian AFCI according to T.I.L. M-07</li></ul>
USMI100-0036 | 3220.54 | SE43.2K-USRP0BNU4 | SolarEdge - SE43.2K-USRP0BNU4 - 43.2kW 208V 3-Phase Inverter (Primary), ( Each ) | <p data-sourcepos="5:1-5:407" data-mce-fragment="1">The SolarEdge SE43.2K-USRP0BNU4 is a 43.2kW 208V 3-phase inverter that is designed for use in commercial and industrial solar power systems. It is a transformerless inverter, which means that it is more efficient and has a smaller footprint than traditional inverters. The SE43.2K-USRP0BNU4 also features SolarEdge's Power Optimizer technology, which helps to maximize the energy output of each solar panel.</p><p data-sourcepos="7:1-7:18" data-mce-fragment="1"><strong data-mce-fragment="1">Specifications</strong></p><ul data-sourcepos="9:1-18:0" data-mce-fragment="1"><li data-sourcepos="9:1-9:26" data-mce-fragment="1">Model: SE43.2K-USRP0BNU4</li><li data-sourcepos="10:1-10:25" data-mce-fragment="1">Manufacturer: SolarEdge</li><li data-sourcepos="11:1-11:18" data-mce-fragment="1">Capacity: 43.2kW</li><li data-sourcepos="12:1-12:15" data-mce-fragment="1">Voltage: 208V</li><li data-sourcepos="13:1-13:10" data-mce-fragment="1">Phase: 3</li><li data-sourcepos="14:1-14:25" data-mce-fragment="1">Efficiency: Up to 98.5%</li><li data-sourcepos="15:1-15:22" data-mce-fragment="1">Power Optimizers: 16</li><li data-sourcepos="16:1-16:20" data-mce-fragment="1">Weight: 105 lbs</li><li data-sourcepos="17:1-18:0" data-mce-fragment="1">Dimensions: (LxWxH): 37 x 12.5 x 10.5 Inches</li></ul><p data-sourcepos="19:1-19:24" data-mce-fragment="1"><strong data-mce-fragment="1">Detailed Information</strong></p><ul data-sourcepos="21:1-25:0" data-mce-fragment="1"><li data-sourcepos="21:1-21:74" data-mce-fragment="1"><strong data-mce-fragment="1">Transformerless design</strong><span data-mce-fragment="1">Â </span>is more efficient and has a smaller footprint</li><li data-sourcepos="22:1-22:80" data-mce-fragment="1"><strong data-mce-fragment="1">Power Optimizer technology</strong><span data-mce-fragment="1">Â </span>maximizes the energy output of each solar panel</li><li data-sourcepos="23:1-23:89" data-mce-fragment="1"><strong data-mce-fragment="1">Remote monitoring and control</strong><span data-mce-fragment="1">Â </span>allows you to monitor your solar system from anywhere</li><li data-sourcepos="24:1-25:0" data-mce-fragment="1"><strong data-mce-fragment="1">10-year warranty</strong><span data-mce-fragment="1">Â </span>gives you peace of mind</li></ul>
USSE100-0173 | 89.24 | P960 960W - MC4 | SolarEdge P960 960W - MC4 optimizers | <table width="100%" data-mce-fragment="1"><tbody data-mce-fragment="1"><tr data-mce-fragment="1"><td style="width: 955.59px;" data-mce-fragment="1" data-mce-style="width: 955.59px;"><strong>SolarEdge P960 960W - MC4 optimizers</strong></td></tr><tr data-mce-fragment="1"><td style="width: 955.59px;" data-mce-fragment="1" data-mce-style="width: 955.59px;"><p data-mce-fragment="1"><span>The SolarEdge power optimizer is a DC/DC converter which is connected by installers to each solar module turning them into smart modules. The SolarEdge power optimizers increase energy output from PV systems by constantly tracking the maximum power point (MPPT) of each module individually. Furthermore, the power optimizers monitor the performance of each module and communicate performance data to the SolarEdge monitoring platform for enhanced, cost-effective module-level maintenance. Each power optimizer is equipped with the unique SafeDC feature which is designed to automatically reduce modules' DC voltage to a safe level whenever the inverter or grid power is shut down (unless connected to a StorEdge Inverter that is operating in backup mode).</span></p><p><strong>SPECIFICATIONS</strong><br></p><table width="100%"><tbody><tr><td style="width: 48.2638%;" data-mce-style="width: 48.2638%;"><span>Model</span></td><td style="width: 47.7362%;" data-mce-style="width: 47.7362%;">P960 960W - MC4</td></tr><tr><td style="width: 48.2638%;" data-mce-style="width: 48.2638%;"><span>Series</span></td><td style="width: 47.7362%;" data-mce-style="width: 47.7362%;"><span>-</span></td></tr><tr><td style="width: 48.2638%;" data-mce-style="width: 48.2638%;"><span>Manufacturer</span></td><td style="width: 47.7362%;" data-mce-style="width: 47.7362%;">SolarEdge<br></td></tr></tbody></table></td></tr></tbody></table><p><br><strong>GENERAL SPECIFICATIONS</strong><br></p><table width="100%"><tbody><tr><td style="width: 49.0244%;" data-mce-style="width: 49.0244%;"><span>Type</span></td><td style="width: 47.9756%;" data-mce-style="width: 47.9756%;"><span>Commercial Power Optimizer</span></td></tr><tr><td style="width: 49.0244%;" data-mce-style="width: 49.0244%;"><span>Operating Temperature Range</span></td><td style="width: 47.9756%;" data-mce-style="width: 47.9756%;"><span>-40Â° C to +85Â° C</span></td></tr><tr><td style="width: 49.0244%;" data-mce-style="width: 49.0244%;"><span>Compatible SolarEdge Inverters</span></td><td style="width: 47.9756%;" data-mce-style="width: 47.9756%;"><span>Three phase inverters</span></td></tr><tr><td style="width: 49.0244%;" data-mce-style="width: 49.0244%;"><span>Maximum Power per String</span></td><td style="width: 47.9756%;" data-mce-style="width: 47.9756%;"><span data-mce-fragment="1">6000 W</span><br></td></tr></tbody></table><p><strong>Warranty</strong><br data-mce-fragment="1"></p><ul><li>Manufacturer 12 Years Warranty</li></ul><p>* Refer to warranty document for terms and conditions<br data-mce-fragment="1"><strong>Documentation</strong></p><table width="100%"><tbody><tr><td style="width: 24%;" data-mce-style="width: 24%;"><a href="https://s3.amazonaws.com/ecodirect_docs/SOLAR_EDGE/P860/SolarEdge-P860-2XLONG-datasheet.pdf"><span style="color: #2b00ff;" data-mce-style="color: #2b00ff;">Data Sheet</span></a></td></tr></tbody></table><p><br><strong>Detailed Information</strong></p><p><span>The SolarEdge power optimizer is a DC/DC converter which is connected by installers to each PV module or embedded by module manufacturers, replacing the traditional solar junction box. The SolarEdge power optimizers increase energy output from PV systems by constantly tracking the maximum power point (MPPT) of each module individually. Furthermore, the power optimizers monitor the performance of each module and communicate performance data to the SolarEdge monitoring portal for enhanced, cost-effective module-level maintenance. Each power optimizer is equipped with the unique SafeDCâ„¢ feature which is designed to automatically shut down modules' DC voltage whenever the inverter or grid power is shut down (unless connected to a StorEdge Inverter that is in backup mode)</span></p><p><span></span><strong>High Reliability</strong></p><p>Superior efficiency (99.5% peak efficiency, up to 98.8% weighted efficiency)</p><p>Designed for extreme environmental conditions</p>
USSE100-0172 | 83.03 | P860-LONG | SolarEdge - P860-LONG - 2:1 Optimizer, Commercial, ( Each ) | <table width="100%" data-mce-fragment="1"><tbody data-mce-fragment="1"><tr data-mce-fragment="1"><td style="width: 955.59px;" data-mce-fragment="1" data-mce-style="width: 955.59px;"><strong>SolarEdge - P860-LONG - 2:1 Optimizer, Commercial, ( Each )</strong></td></tr><tr data-mce-fragment="1"><td style="width: 955.59px;" data-mce-fragment="1" data-mce-style="width: 955.59px;"><p data-mce-fragment="1"><span>The SolarEdge power optimizer is a DC/DC converter which is connected by installers to each solar module turning them into smart modules. The SolarEdge power optimizers increase energy output from PV systems by constantly tracking the maximum power point (MPPT) of each module individually. Furthermore, the power optimizers monitor the performance of each module and communicate performance data to the SolarEdge monitoring platform for enhanced, cost-effective module-level maintenance. Each power optimizer is equipped with the unique SafeDC feature which is designed to automatically reduce modules' DC voltage to a safe level whenever the inverter or grid power is shut down (unless connected to a StorEdge Inverter that is operating in backup mode).</span></p><p><strong>SPECIFICATIONS</strong><br></p><table width="100%"><tbody><tr><td style="width: 48.2638%;" data-mce-style="width: 48.2638%;"><span>Model</span></td><td style="width: 47.7362%;" data-mce-style="width: 47.7362%;">P860-LONG - 2:1</td></tr><tr><td style="width: 48.2638%;" data-mce-style="width: 48.2638%;"><span>Series</span></td><td style="width: 47.7362%;" data-mce-style="width: 47.7362%;"><span>-</span></td></tr><tr><td style="width: 48.2638%;" data-mce-style="width: 48.2638%;"><span>Manufacturer</span></td><td style="width: 47.7362%;" data-mce-style="width: 47.7362%;">SolarEdge<br></td></tr></tbody></table></td></tr></tbody></table><p><br><strong>GENERAL SPECIFICATIONS</strong><br></p><table width="100%"><tbody><tr><td style="width: 49.0244%;" data-mce-style="width: 49.0244%;"><span>Type</span></td><td style="width: 47.9756%;" data-mce-style="width: 47.9756%;"><span>Commercial Power Optimizer</span></td></tr><tr><td style="width: 49.0244%;" data-mce-style="width: 49.0244%;"><span>Operating Temperature Range</span></td><td style="width: 47.9756%;" data-mce-style="width: 47.9756%;"><span>-40Â° C to +85Â° C</span></td></tr><tr><td style="width: 49.0244%;" data-mce-style="width: 49.0244%;"><span>Compatible SolarEdge Inverters</span></td><td style="width: 47.9756%;" data-mce-style="width: 47.9756%;"><span>Three phase inverters</span></td></tr><tr><td style="width: 49.0244%;" data-mce-style="width: 49.0244%;"><span>Maximum Power per String</span></td><td style="width: 47.9756%;" data-mce-style="width: 47.9756%;"><span data-mce-fragment="1">6000 W</span><br></td></tr></tbody></table><p><strong>Warranty</strong><br data-mce-fragment="1"></p><ul><li>Manufacturer 12 Years Warranty</li></ul><p>* Refer to warranty document for terms and conditions<br data-mce-fragment="1"><strong>Documentation</strong></p><table width="100%"><tbody><tr><td style="width: 24%;" data-mce-style="width: 24%;"><a href="https://s3.amazonaws.com/ecodirect_docs/SOLAR_EDGE/P860/SolarEdge-P860-2XLONG-datasheet.pdf"><span style="color: #2b00ff;" data-mce-style="color: #2b00ff;">Data Sheet</span></a></td></tr></tbody></table><p><br><strong>Detailed Information</strong></p><p><span>The SolarEdge power optimizer is a DC/DC converter which is connected by installers to each PV module or embedded by module manufacturers, replacing the traditional solar junction box. The SolarEdge power optimizers increase energy output from PV systems by constantly tracking the maximum power point (MPPT) of each module individually. Furthermore, the power optimizers monitor the performance of each module and communicate performance data to the SolarEdge monitoring portal for enhanced, cost-effective module-level maintenance. Each power optimizer is equipped with the unique SafeDCâ„¢ feature which is designed to automatically shut down modules' DC voltage whenever the inverter or grid power is shut down (unless connected to a StorEdge Inverter that is in backup mode)</span></p><p><span></span><strong>High Reliability</strong></p><p>Superior efficiency (99.5% peak efficiency, up to 98.8% weighted efficiency)</p><p>Designed for extreme environmental conditions</p>
USSE100-0171 | 79.36 | P860 860 | SolarEdge P-Series P860 860Watt 60VDC Power Optimizer For 2 x 72-Cell Modules | <table width="100%" data-mce-fragment="1"><tbody data-mce-fragment="1"><tr data-mce-fragment="1"><td style="width: 955.59px;" data-mce-style="width: 955.59px;" data-mce-fragment="1"><strong>SolarEdge P-Series P860 860Watt 60VDC Power Optimizer For 2 x 72-Cell Modules</strong></td></tr><tr data-mce-fragment="1"><td style="width: 955.59px;" data-mce-style="width: 955.59px;" data-mce-fragment="1"><p data-mce-fragment="1"><span>The SolarEdge power optimizer is a DC/DC converter which is connected by installers to each solar module turning them into smart modules. The SolarEdge power optimizers increase energy output from PV systems by constantly tracking the maximum power point (MPPT) of each module individually. Furthermore, the power optimizers monitor the performance of each module and communicate performance data to the SolarEdge monitoring platform for enhanced, cost-effective module-level maintenance. Each power optimizer is equipped with the unique SafeDC feature which is designed to automatically reduce modules' DC voltage to a safe level whenever the inverter or grid power is shut down (unless connected to a StorEdge Inverter that is operating in backup mode).</span></p><p><strong>SPECIFICATIONS</strong><br></p><table width="100%"><tbody><tr><td style="width: 48.2638%;" data-mce-style="width: 48.2638%;"><span>Model</span></td><td style="width: 47.7362%;" data-mce-style="width: 47.7362%;">P860 860Watt 60VDC</td></tr><tr><td style="width: 48.2638%;" data-mce-style="width: 48.2638%;"><span>Series</span></td><td style="width: 47.7362%;" data-mce-style="width: 47.7362%;">P-Series</td></tr><tr><td style="width: 48.2638%;" data-mce-style="width: 48.2638%;"><span>Manufacturer</span></td><td style="width: 47.7362%;" data-mce-style="width: 47.7362%;">SolarEdge<br></td></tr></tbody></table></td></tr></tbody></table><p><br><strong>GENERAL SPECIFICATIONS</strong><br></p><table width="100%"><tbody><tr><td style="width: 49.0244%;" data-mce-style="width: 49.0244%;"><span>Type</span></td><td style="width: 47.9756%;" data-mce-style="width: 47.9756%;"><span>Commercial Power Optimizer</span></td></tr><tr><td style="width: 49.0244%;" data-mce-style="width: 49.0244%;"><span>Operating Temperature Range</span></td><td style="width: 47.9756%;" data-mce-style="width: 47.9756%;"><span>-40Â° C to +85Â° C</span></td></tr><tr><td style="width: 49.0244%;" data-mce-style="width: 49.0244%;"><span>Compatible SolarEdge Inverters</span></td><td style="width: 47.9756%;" data-mce-style="width: 47.9756%;"><span>Three phase inverters</span></td></tr><tr><td style="width: 49.0244%;" data-mce-style="width: 49.0244%;"><span>Maximum Power per String</span></td><td style="width: 47.9756%;" data-mce-style="width: 47.9756%;"><span data-mce-fragment="1">6000 W</span><br></td></tr></tbody></table><p><strong>Warranty</strong><br data-mce-fragment="1"></p><ul><li>Manufacturer 12 Years Warranty</li></ul><p>* Refer to warranty document for terms and conditions<br data-mce-fragment="1"><strong>Documentation</strong></p><table width="100%"><tbody><tr><td style="width: 24%;" data-mce-style="width: 24%;"><a href="https://s3.amazonaws.com/ecodirect_docs/SOLAR_EDGE/P860/SolarEdge-P860-2XLONG-datasheet.pdf"><span style="color: #2b00ff;" data-mce-style="color: #2b00ff;">Data Sheet</span></a></td></tr></tbody></table><p><br><strong>Detailed Information</strong></p><p><span>The SolarEdge power optimizer is a DC/DC converter which is connected by installers to each PV module or embedded by module manufacturers, replacing the traditional solar junction box. The SolarEdge power optimizers increase energy output from PV systems by constantly tracking the maximum power point (MPPT) of each module individually. Furthermore, the power optimizers monitor the performance of each module and communicate performance data to the SolarEdge monitoring portal for enhanced, cost-effective module-level maintenance. Each power optimizer is equipped with the unique SafeDCâ„¢ feature which is designed to automatically shut down modules' DC voltage whenever the inverter or grid power is shut down (unless connected to a StorEdge Inverter that is in backup mode)</span></p><p><span></span><strong>High Reliability</strong></p><p>Superior efficiency (99.5% peak efficiency, up to 98.8% weighted efficiency)</p><p>Designed for extreme environmental conditions</p>
USSE100-0170 | 88.99 | S500 | SolarEdge, S500, SERIES-SXX, DC Optimizer, 500W, MAX VOC 60V, MC4 Type Input/Output | <table width="100%" data-mce-fragment="1"><tbody data-mce-fragment="1"><tr data-mce-fragment="1"><td style="width: 955.59px;" data-mce-style="width: 955.59px;" data-mce-fragment="1"><strong>Solaredge, S500, SERIES-SXX, DC Optimizer, 500W, MAX VOC 60V, MC4 Type Input/Output</strong></td></tr><tr data-mce-fragment="1"><td style="width: 955.59px;" data-mce-style="width: 955.59px;" data-mce-fragment="1"><p>SolarEdge Power Optimizers, the S-Series does more to protect people and property than ever before, while speeding up installation times and SolarEdge project design. The S500 Power Optimizer is a DC/DC converter that connects to each solar module in a PV system, turning them into smart modules.Â The SolarEdge S500 Power Optimizer has been future-proofed to meet evolving module requirements, and is also compatible with higher current modules such as the M10 and G12. Just like its predecessors, S500 Power Optimizer boosts PV system production with MPP Tracking per module and enable pinpointed visibility with module-level performance monitoring.</p><p><strong>SPECIFICATIONS</strong><br></p><table width="100%"><tbody><tr><td style="width: 48.2638%;" data-mce-style="width: 48.2638%;"><span>Model</span></td><td style="width: 47.7362%;" data-mce-style="width: 47.7362%;">S500</td></tr><tr><td style="width: 48.2638%;" data-mce-style="width: 48.2638%;"><span>Series</span></td><td style="width: 47.7362%;" data-mce-style="width: 47.7362%;">Optimizer Power</td></tr><tr><td style="width: 48.2638%;" data-mce-style="width: 48.2638%;"><span>Manufacturer</span></td><td style="width: 47.7362%;" data-mce-style="width: 47.7362%;">Solaredge<br></td></tr></tbody></table></td></tr></tbody></table><p><br><strong>GENERAL SPECIFICATIONS</strong><br></p><table width="100%"><tbody><tr><td style="width: 49.0244%;" data-mce-style="width: 49.0244%;"><span>Type</span></td><td style="width: 47.9756%;" data-mce-style="width: 47.9756%;"><span>PV Power Optimizer</span></td></tr><tr><td style="width: 49.0244%;" data-mce-style="width: 49.0244%;"><span>Dimensions (LxWxH)</span></td><td style="width: 47.9756%;" data-mce-style="width: 47.9756%;"><span>5.08" x 6.1" x 1.18"</span></td></tr></tbody></table><p><strong>Warranty</strong><br data-mce-fragment="1"></p><ul><li>ManufacturerÂ 25 Years Warranty</li></ul><p>* Refer to warranty document for terms and conditions<br data-mce-fragment="1"><strong>Documentation</strong></p><table width="100%"><tbody><tr><td style="width: 24%;" data-mce-style="width: 24%;"><a href="https://s3.amazonaws.com/ecodirect_docs/SOLAR_EDGE/SolarEdge-S440-S500-S500B-optimizers/SolarEdge-S440-S500-S500B-optimizer-datasheet.pdf"><span style="color: #2b00ff;" data-mce-style="color: #2b00ff;">Data Sheet</span></a></td></tr></tbody></table><p><br><strong>Detailed Information</strong></p><p><span>SolarEdge Power Optimizer 500W, Add-On Box for 60 &amp; 72 cell modules for residential installations. The SolarEdge power optimizer is connected to each module to maximize energy throughput with constant tracking of the Maximum Power Point. The power optimizers monitor the performance of each module and communicate performance data to the SolarEdge monitoring portal for enhanced, cost-effective maintenance. When working with SolarEdge inverters, power optimizers automatically maintain a fixed string voltage, allowing optimal efficiency of the SolarEdge inverter.</span></p><p><strong>High reliability</strong></p><p><span>SolarEdge power optimizers increase energy output from PV systems by constantly tracking the maximum power point (MPPT) of each module individually.</span></p><p>Specifically designed to work with SolarEdge residential inverters</p><p>Mitigates all types of module mismatch loss, from manufacturing tolerance to partial shading</p>
USSE100-0169 | 85.81 | S440 | SolarEdge S440 440Watt 60VDC Power Optimizer For Residential Installation | <table width="100%" data-mce-fragment="1"><tbody data-mce-fragment="1"><tr data-mce-fragment="1"><td style="width: 955.59px;" data-mce-fragment="1" data-mce-style="width: 955.59px;"><strong>SolarEdge S440 440Watt 60VDC Power Optimizer For Residential Installation</strong></td></tr><tr data-mce-fragment="1"><td style="width: 955.59px;" data-mce-fragment="1" data-mce-style="width: 955.59px;"><p data-mce-fragment="1"><span>SolarEdge Power Optimizer 440W, Add-On Box for 60 &amp; 72 cell modules for residential installations. The SolarEdge power optimizer is connected to each module to maximize energy throughput with constant tracking of the Maximum Power Point. The power optimizers monitor the performance of each module and communicate performance data to the SolarEdge monitoring portal for enhanced, cost-effective maintenance. When working with SolarEdge inverters, power optimizers automatically maintain a fixed string voltage, allowing optimal efficiency of the SolarEdge inverter.</span></p><p><strong>SPECIFICATIONS</strong><br></p><table width="100%"><tbody><tr><td style="width: 48.2638%;" data-mce-style="width: 48.2638%;"><span>Model</span></td><td style="width: 47.7362%;" data-mce-style="width: 47.7362%;">S440</td></tr><tr><td style="width: 48.2638%;" data-mce-style="width: 48.2638%;"><span>Series</span></td><td style="width: 47.7362%;" data-mce-style="width: 47.7362%;"><span>-</span></td></tr><tr><td style="width: 48.2638%;" data-mce-style="width: 48.2638%;"><span>Manufacturer</span></td><td style="width: 47.7362%;" data-mce-style="width: 47.7362%;">SolarEdge<br></td></tr></tbody></table></td></tr></tbody></table><p><br><strong>GENERAL SPECIFICATIONS</strong><br></p><table width="100%"><tbody><tr><td style="width: 49.0244%;" data-mce-style="width: 49.0244%;"><span>Type</span></td><td style="width: 47.9756%;" data-mce-style="width: 47.9756%;"><span>PV Power Optimizer</span></td></tr><tr><td style="width: 49.0244%;" data-mce-style="width: 49.0244%;"><span>Application</span></td><td style="width: 47.9756%;" data-mce-style="width: 47.9756%;"><span>For 60 &amp; 72 cell modules</span></td></tr><tr><td style="width: 49.0244%;" data-mce-style="width: 49.0244%;"><span>Weight</span></td><td style="width: 47.9756%;" data-mce-style="width: 47.9756%;"><span>1.44 lbs</span></td></tr><tr><td style="width: 49.0244%;" data-mce-style="width: 49.0244%;"><span>Dimensions (W x H x D)</span></td><td style="width: 47.9756%;" data-mce-style="width: 47.9756%;"><span data-mce-fragment="1">5.08" x 6.1" x 1.18"</span><br></td></tr></tbody></table><p><strong>Warranty</strong><br data-mce-fragment="1"></p><ul><li>Manufacturer 12 Years Warranty</li></ul><p>* Refer to warranty document for terms and conditions<br data-mce-fragment="1"><strong>Documentation</strong></p><table width="100%"><tbody><tr><td style="width: 24%;" data-mce-style="width: 24%;"><a href="https://knowledge-center.solaredge.com/sites/kc/files/se-power-optimizer-s-series-datasheet.pdf"><span style="color: #2b00ff;" data-mce-style="color: #2b00ff;">Data Sheet</span></a></td></tr></tbody></table><p><br><strong>Detailed Information</strong></p><p><span>SolarEdge Power Optimizer 440W, Add-On Box for 60 &amp; 72 cell modules for residential installations. The SolarEdge power optimizer is connected to each module to maximize energy throughput with constant tracking of the Maximum Power Point. The power optimizers monitor the performance of each module and communicate performance data to the SolarEdge monitoring portal for enhanced, cost-effective maintenance. When working with SolarEdge inverters, power optimizers automatically maintain a fixed string voltage, allowing optimal efficiency of the SolarEdge inverter.</span></p><p><span></span><strong>High Reliability</strong></p><p><span>Per-module Maximum Power Point Tracking</span></p><p><span>Mitigates all types of module mismatch-loss, from manufacturing tolerance to partial shading and aging</span></p><p><span>Designed for extreme environmental conditions</span></p>
USWC001-0054 | 617.2159 | SE-EV-SA-KIT-LJ40P | SolarEdge SE-EV-SA-KIT-LJ40P 40A 240VAC AC Level 2 Smart EV Charger w/ 25ft Cable & Holder | <table data-mce-fragment="1" width="100%"><tbody data-mce-fragment="1"><tr data-mce-fragment="1"><td data-mce-fragment="1" style="width: 955.59px;" data-mce-style="width: 955.59px;"><strong>SolarEdge SE-EV-SA-KIT-LJ40P 40A 240VAC AC Level 2 Smart EV Charger w/ 25ft Cable &amp; Holder</strong></td></tr><tr data-mce-fragment="1"><td data-mce-fragment="1" style="width: 955.59px;" data-mce-style="width: 955.59px;"><p><span>The SolarEdge Smart EV Charger is a Wi-Fi enabled lvl 2 charging station with a max output of 40A (9.6kW). 2 options for installation: Attach to SolarEdge inverter for optimized use (additional components may be required, see installation guide for details). Optional 100% charging from renewable energy. Stand alone use attached to breaker sized 20-50A (with output varying depending on breaker size - see installation guide for details).</span></p><p><strong>SPECIFICATIONS</strong></p><table width="100%"><tbody><tr><td style="width: 48.2638%;" data-mce-style="width: 48.2638%;"><span>Model</span></td><td style="width: 47.7362%;" data-mce-style="width: 47.7362%;">SE-EV-SA-KIT-LJ40P</td></tr><tr><td style="width: 48.2638%;" data-mce-style="width: 48.2638%;"><span>Series</span></td><td style="width: 47.7362%;" data-mce-style="width: 47.7362%;">-<br></td></tr><tr><td style="width: 48.2638%;" data-mce-style="width: 48.2638%;"><span>Manufacturer</span></td><td style="width: 47.7362%;" data-mce-style="width: 47.7362%;">SolarEdge</td></tr></tbody></table></td></tr></tbody></table><p><br><strong>GENERAL SPECIFICATION</strong><br></p><table width="100%"><tbody><tr></tr><tr><td style="width: 49.0244%;" data-mce-style="width: 49.0244%;"><span>Manufacturer Part Number</span></td><td style="width: 47.9756%;" data-mce-style="width: 47.9756%;"><span>SE-EV-SA-KIT-LJ40P</span></td></tr><tr><td style="width: 49.0244%;" data-mce-style="width: 49.0244%;"><span>Voltage</span></td><td style="width: 47.9756%;" data-mce-style="width: 47.9756%;"><span>240 Volt</span></td></tr><tr><td style="width: 49.0244%;" data-mce-style="width: 49.0244%;"><span>Weight</span></td><td style="width: 47.9756%;" data-mce-style="width: 47.9756%;"><span>24.37 lb</span></td></tr><tr><td style="width: 49.0244%;" data-mce-style="width: 49.0244%;"><span>Dimensions</span></td><td style="width: 47.9756%;" data-mce-style="width: 47.9756%;"><span>12.4 x 16.34 x 15.75 in</span></td></tr><tr><td style="width: 49.0244%;" data-mce-style="width: 49.0244%;"><span>Qty</span></td><td style="width: 47.9756%;" data-mce-style="width: 47.9756%;">40</td></tr></tbody></table><p><strong>Warranty</strong><br data-mce-fragment="1"></p><ul><li>5 Year Standard Warranty.</li></ul><p>* Refer to warranty document for terms and conditions<br data-mce-fragment="1"><strong>Documentation</strong></p><table width="100%"><tbody><tr><td style="width: 24%;" data-mce-style="width: 24%;"><a href="https://ressupply.com/documents/solaredge/SE-EV-SA-KIT-LJ40P_Data_Sheet.pdf"><span style="color: #2b00ff;" data-mce-style="color: #2b00ff;">Data Sheet</span></a></td></tr></tbody></table><p><br><strong>Detailed Information</strong><br></p><p><span>The SolarEdge SE-EV-SA-KIT-LJ40P Smart EV Charger is a Wi-Fi enabled charging station that can be connected directly to the SolarEdge Energy Hub inverters by an installation professional or plugged into an existing wall outlet. It includes a holder and 25â€² cable with cable lock.</span></p><p>Wi-Fi enabled, level 2 charging station, with up to 40A (9.6kW) charging power</p><p>Full charging control, including remote activation, smart scheduling, and LED charging status</p><p>Rated for indoor or outdoor use</p><p>Suitable for use with or without a SolarEdge PV system</p><p><strong>High reliability</strong><br></p><p>Cell interconnections and diode placement use well-established industry practice and are field-proven to provide excellent reliability.</p><p>Charges EV with 100% renewable energy by using excess-solar mode</p><p>Synchronizes with the full SolarEdge ecosystem, all managed by a single mobile app</p><p>Ideal in cases where the inverter is located far from the vehicle</p>
USIN100-0050 | 2481.2955 | SE11400H-US000BNI4 | SolarEdge SE11400H-US000BNI4 11.4kW 400VDC 240VAC Single Phase Inverter w/ SetApp HD-Wave Technology, RGM & Consumption Meter | <p data-mce-fragment="1">The <strong data-mce-fragment="1">SolarEdge SE11400H-US000BNI4 11.4kW 400VDC 240VAC Single Phase Inverter</strong> features SetApp HD-Wave Technology, RGM (Revenue Grade Metering), and Consumption Meter capabilities. This advanced solar inverter system by SolarEdge offers an all-in-one solution, incorporating an inverter, charger controller, and a display with remote monitoring. Ideal for Grid-tied, Off-Grid, or Battery Backup solar systems, the SolarEdge Inverter System efficiently manages power flows among Solar, Battery, Grid, Loads, and Generator.</p><p data-mce-fragment="1"><strong data-mce-fragment="1">Specifications:</strong></p><ul data-mce-fragment="1"><li data-mce-fragment="1"><strong data-mce-fragment="1">Model:</strong> SolarEdge SE11400H-US000BNI4</li><li data-mce-fragment="1"><strong data-mce-fragment="1">Series:</strong> Single Phase</li><li data-mce-fragment="1"><strong data-mce-fragment="1">Manufacturer:</strong> SolarEdge</li></ul><p data-mce-fragment="1"><strong data-mce-fragment="1">Electrical Data - Output:</strong></p><ul data-mce-fragment="1"><li data-mce-fragment="1"><strong data-mce-fragment="1">Rated AC Power Output:</strong> 1140W @ 240V, 10000W @ 280V</li><li data-mce-fragment="1"><strong data-mce-fragment="1">Maximum AC Power Output:</strong> 1140W @ 240V, 10000W @ 280V</li><li data-mce-fragment="1"><strong data-mce-fragment="1">AC Output Voltage @240V:</strong> -</li><li data-mce-fragment="1"><strong data-mce-fragment="1">AC Output Voltage @208V:</strong> -</li><li data-mce-fragment="1"><strong data-mce-fragment="1">AC Frequency (Nominal):</strong> -</li><li data-mce-fragment="1"><strong data-mce-fragment="1">Maximum Continuous Output Current @240V:</strong> 47.5 A</li><li data-mce-fragment="1"><strong data-mce-fragment="1">Maximum Continuous Output Current @208V:</strong> 48.5 A</li><li data-mce-fragment="1"><strong data-mce-fragment="1">GFDI Threshold:</strong> 1</li><li data-mce-fragment="1"><strong data-mce-fragment="1">Utility Monitoring, Islanding Protection, County Configurable Set Points:</strong> Yes</li></ul><p data-mce-fragment="1"><strong data-mce-fragment="1">Electrical Data - Input:</strong></p><ul data-mce-fragment="1"><li data-mce-fragment="1"><strong data-mce-fragment="1">Maximum DC Power @240V:</strong> 17650 Watts</li><li data-mce-fragment="1"><strong data-mce-fragment="1">Maximum DC Power @208V:</strong> 15500 Watts</li><li data-mce-fragment="1"><strong data-mce-fragment="1">Transformer-Less Ungrounded:</strong> Yes</li><li data-mce-fragment="1"><strong data-mce-fragment="1">Maximum Input Voltage:</strong> 480VDC</li><li data-mce-fragment="1"><strong data-mce-fragment="1">Nominal DC Input Voltage:</strong> 400VDC</li><li data-mce-fragment="1"><strong data-mce-fragment="1">Maximum Input Current @240V:</strong> 30.5 ADC</li><li data-mce-fragment="1"><strong data-mce-fragment="1">Maximum Input Current @208V:</strong> 27 ADC</li><li data-mce-fragment="1"><strong data-mce-fragment="1">Maximum Input Short Circuit Current:</strong> 45 ADC</li><li data-mce-fragment="1"><strong data-mce-fragment="1">Reverse-Polarity Protection:</strong> Yes</li></ul><p data-mce-fragment="1"><strong data-mce-fragment="1">Warranty:</strong></p><ul data-mce-fragment="1"><li data-mce-fragment="1">Manufacturer Warranty: 12 Years</li><li data-mce-fragment="1">Performance Warranty: 12 Years (<em data-mce-fragment="1">Refer to the warranty document for terms and conditions.</em>)</li></ul><p data-mce-fragment="1"><strong data-mce-fragment="1">Documentation:</strong></p><ul data-mce-fragment="1"><li data-mce-fragment="1"><strong data-mce-fragment="1">Data Sheet:</strong> <a href="https://cdn.shopify.com/s/files/1/0566/3408/1340/files/se-solaredge-home-wave-inverter-single-phase-with-setapp-datasheet-nam.pdf?v=1678171235" data-mce-fragment="1" data-mce-href="https://cdn.shopify.com/s/files/1/0566/3408/1340/files/se-solaredge-home-wave-inverter-single-phase-with-setapp-datasheet-nam.pdf?v=1678171235" target="_new">Download here</a></li></ul><p data-mce-fragment="1"><strong data-mce-fragment="1">Detailed Information:</strong> SolarEdge's commercial inverters continue to evolve with the release of new three-phase models, including 17.3kW (208V grid) and 40kW (480V grid) versions. These new models are over 20% lighter, making installations easier. They offer increased energy production and savings through up to 150% DC oversizing. Additionally, the inverter protection has been enhanced with replaceable RS485 and Type 2 DC and AC surge protection devices for lightning events.</p><p data-mce-fragment="1"><strong data-mce-fragment="1">Highlights:</strong></p><ul data-mce-fragment="1"><li data-mce-fragment="1">High reliability due to established industry practices for cell interconnections and diode placement.</li><li data-mce-fragment="1">Lightweight and easy to install.</li><li data-mce-fragment="1">Quick inverter commissioning via smartphone using SetApp.</li><li data-mce-fragment="1">Quality and certifications: UL1741, UL1741 SA, UL1699B, CSA C22.2, Canadian AFCI according to T.I.L. M-07.</li></ul>
USIN100-0049 | 2302.44 | SE10000H-US000BNI4 | SolarEdge SE10000H-US000BNI4 10kW 240VAC Single Phase HD-Wave Inverter w/ RGM & Consumption Monitoring | <p data-mce-fragment="1">The <strong data-mce-fragment="1">SolarEdge SE10000H-US000BNI4 10kW 240VAC Single Phase HD-Wave Inverter w/ RGM &amp; Consumption Monitoring</strong> is an all-in-one solar inverter system designed by SolarEdge. This innovative system integrates an inverter, charger controller, and a display with remote monitoring capabilities. Whether you have a Grid-tied, Off-Grid, or Battery Backup solar system, the SolarEdge Inverter System efficiently manages power flows among Solar, Battery, Grid, Loads, and Generator. Installation is straightforward, making it a versatile solution for various solar setups.</p><p data-mce-fragment="1"><strong data-mce-fragment="1">Specifications:</strong></p><ul data-mce-fragment="1"><li data-mce-fragment="1"><strong data-mce-fragment="1">Model:</strong> SolarEdge SE10000H-US000BNI4</li><li data-mce-fragment="1"><strong data-mce-fragment="1">Series:</strong> Single Phase</li><li data-mce-fragment="1"><strong data-mce-fragment="1">Manufacturer:</strong> SolarEdge</li><li data-sourcepos="12:5-12:37"><strong>Dimensions:</strong> 16 x 16 x 40 inches</li><li data-sourcepos="13:5-13:20"><strong>Weight:</strong> 46 lbs</li><li data-sourcepos="8:5-8:23"><strong>Rated Power:</strong> 10kW</li><li data-sourcepos="9:5-9:36"><strong>Input Voltage Range:</strong> 90-480VAC</li><li data-sourcepos="10:5-10:34"><strong>Output Voltage Range:</strong> 240VAC</li><li data-sourcepos="11:5-11:27">Efficiency: Up to 99%</li><li data-sourcepos="13:5-13:20"></li></ul><p data-mce-fragment="1"><strong data-mce-fragment="1">Electrical Data - Output:</strong></p><ul data-mce-fragment="1"><li data-mce-fragment="1"><strong data-mce-fragment="1">Rated AC Power Output:</strong> 1140W @ 240V, 10000W @ 280V</li><li data-mce-fragment="1"><strong data-mce-fragment="1">Maximum AC Power Output:</strong> 1140W @ 240V, 10000W @ 280V</li><li data-mce-fragment="1"><strong data-mce-fragment="1">AC Output Voltage @240V:</strong> -</li><li data-mce-fragment="1"><strong data-mce-fragment="1">AC Output Voltage @208V:</strong> -</li><li data-mce-fragment="1"><strong data-mce-fragment="1">AC Frequency (Nominal):</strong> -</li><li data-mce-fragment="1"><strong data-mce-fragment="1">Maximum Continuous Output Current @240V:</strong> 47.5 A</li><li data-mce-fragment="1"><strong data-mce-fragment="1">Maximum Continuous Output Current @208V:</strong> 48.5 A</li><li data-mce-fragment="1"><strong data-mce-fragment="1">GFDI Threshold:</strong> 1</li><li data-mce-fragment="1"><strong data-mce-fragment="1">Utility Monitoring, Islanding Protection, County Configurable Set Points:</strong> Yes</li></ul><p data-mce-fragment="1"><strong data-mce-fragment="1">Electrical Data - Input:</strong></p><ul data-mce-fragment="1"><li data-mce-fragment="1"><strong data-mce-fragment="1">Maximum DC Power @240V:</strong> 17650 Watts</li><li data-mce-fragment="1"><strong data-mce-fragment="1">Maximum DC Power @208V:</strong> 15500 Watts</li><li data-mce-fragment="1"><strong data-mce-fragment="1">Transformer-Less Ungrounded:</strong> Yes</li><li data-mce-fragment="1"><strong data-mce-fragment="1">Maximum Input Voltage:</strong> 480VDC</li><li data-mce-fragment="1"><strong data-mce-fragment="1">Nominal DC Input Voltage:</strong> 400VDC</li><li data-mce-fragment="1"><strong data-mce-fragment="1">Maximum Input Current @240V:</strong> 30.5 ADC</li><li data-mce-fragment="1"><strong data-mce-fragment="1">Maximum Input Current @208V:</strong> 27 ADC</li><li data-mce-fragment="1"><strong data-mce-fragment="1">Maximum Input Short Circuit Current:</strong> 45 ADC</li><li data-mce-fragment="1"><strong data-mce-fragment="1">Reverse-Polarity Protection:</strong> Yes</li></ul><p data-mce-fragment="1"><strong data-mce-fragment="1">Warranty:</strong></p><ul data-mce-fragment="1"><li data-mce-fragment="1">Manufacturer Warranty: 12 Years</li><li data-mce-fragment="1">Performance Warranty: 12 Years (<em data-mce-fragment="1">Refer to the warranty document for terms and conditions.</em>)</li></ul><p data-mce-fragment="1"><strong data-mce-fragment="1">Documentation:</strong></p><ul data-mce-fragment="1"><li data-mce-fragment="1"><strong data-mce-fragment="1">Data Sheet:</strong> <a href="https://cdn.shopify.com/s/files/1/0566/3408/1340/files/SE3000H-SE11400H-US000BNI4_Data_Sheet.pdf?v=1678170654" data-mce-fragment="1" data-mce-href="https://cdn.shopify.com/s/files/1/0566/3408/1340/files/SE3000H-SE11400H-US000BNI4_Data_Sheet.pdf?v=1678170654" target="_new">Download here</a></li></ul><p data-mce-fragment="1"><strong data-mce-fragment="1">Detailed Information:</strong> SolarEdge's commercial inverters have evolved with the release of new three-phase models, including 17.3kW (208V grid) and 40kW (480V grid) versions. These new models are over 20% lighter, making installations easier. They offer increased energy production and savings through up to 150% DC oversizing. Additionally, the inverter protection has been enhanced with replaceable RS485 and Type 2 DC and AC surge protection devices for lightning events.</p><p data-mce-fragment="1"><strong data-mce-fragment="1">Highlights:</strong></p><ul data-mce-fragment="1"><li data-mce-fragment="1">High reliability due to established industry practices for cell interconnections and diode placement.</li><li data-mce-fragment="1">Lightweight and easy to install.</li><li data-mce-fragment="1">Quick inverter commissioning via smartphone using SetApp.</li><li data-mce-fragment="1">Quality and certifications: UL1741, UL1741 SA, UL1699B, CSA C22.2, Canadian AFCI according to T.I.L. M-07.</li></ul>
USIN100-0270 | 1704.75 | SE6000H-US000BNI4 | SolerEdge SE6000H-US000BNI4 6000w & RGM hd wave | <p data-sourcepos="5:1-5:399" data-mce-fragment="1">The SolarEdge SE6000H-US000BNI4 6000w &amp; RGM hd wave is a single-phase inverter that uses HD-Wave technology to convert DC solar power to AC power. It is designed to work with SolarEdge power optimizers, which helps to maximize solar energy production. The inverter has a record-breaking efficiency of up to 98.5%, which means that it can convert more of the solar energy into usable electricity.</p><p data-sourcepos="7:1-7:18" data-mce-fragment="1"><strong data-mce-fragment="1">Specifications</strong></p><ul data-sourcepos="9:1-21:0" data-mce-fragment="1"><li data-sourcepos="9:1-9:26" data-mce-fragment="1">Model: SE6000H-US000BNI4</li><li data-sourcepos="10:1-10:17" data-mce-fragment="1">Series: SE6000H</li><li data-sourcepos="11:1-11:25" data-mce-fragment="1">Manufacturer: SolarEdge</li><li data-sourcepos="12:1-12:29" data-mce-fragment="1">Type: Single-phase inverter</li><li data-sourcepos="13:1-13:37" data-mce-fragment="1">Continuous power rating: 6000 watts</li><li data-sourcepos="14:1-14:31" data-mce-fragment="1">Peak power rating: 6600 watts</li><li data-sourcepos="15:1-15:42" data-mce-fragment="1">Operating voltage range: 80-600 volts DC</li><li data-sourcepos="16:1-16:40" data-mce-fragment="1">Output voltage range: 120-240 volts AC</li><li data-sourcepos="17:1-17:25" data-mce-fragment="1">Efficiency: up to 98.5%</li><li data-sourcepos="18:1-18:34" data-mce-fragment="1">Dimensions:(LxWxH): 17.7 x 14.6 x 6.8 Inches</li><li data-sourcepos="19:1-19:17" data-mce-fragment="1">Weight: 25.1lbs</li><li data-sourcepos="20:1-21:0" data-mce-fragment="1">Warranty: Manufacturer 12 years, extendable to 20 or 25 years</li></ul><p data-sourcepos="22:1-22:24" data-mce-fragment="1"><strong data-mce-fragment="1">Detailed Information</strong></p><p data-sourcepos="24:1-24:143" data-mce-fragment="1">The SolarEdge SE6000H-US000BNI4 6000w &amp; RGM hd wave has a number of features that make it a good choice for solar power systems, including:</p><ul data-sourcepos="26:1-31:0" data-mce-fragment="1"><li data-sourcepos="26:1-26:140" data-mce-fragment="1">HD-Wave technology: This technology allows the inverter to convert DC solar power to AC power more efficiently than traditional inverters.</li><li data-sourcepos="27:1-27:179" data-mce-fragment="1">Integration with SolarEdge power optimizers: This integration helps to maximize solar energy production by ensuring that each solar panel is operating at its maximum efficiency.</li><li data-sourcepos="28:1-28:173" data-mce-fragment="1">Record-breaking efficiency: The inverter has a record-breaking efficiency of up to 98.5%, which means that it can convert more of the solar energy into usable electricity.</li><li data-sourcepos="29:1-29:93" data-mce-fragment="1">Easy installation: The inverter is designed to be easy to install, even by a single person.</li><li data-sourcepos="30:1-31:0" data-mce-fragment="1">Remote monitoring: The inverter can be monitored remotely via the SolarEdge monitoring platform. This allows you to track the performance of your solar power system and identify any potential problems.</li></ul>
USIN100-0095 | 1398.76 | SB 7.0-1SP-US-41 | SMA Sunny Boy SB7.0-1SP-US-41 7kW 208/240VAC String Inverter | <p>SMA Inverter System is an all-in-one system that includes an inverter, charger controller, and a display with remote monitoring. The SMA is simple to install for Grid-tied, Off-Grid, or Battery Backup applications. It manages power to and from Solar, Battery, Grid, Loads, and Generator.</p><hr><h3>SPECIFICATIONS</h3><p><strong>Model</strong>: SMA SB7.0-1SP-US-41<br><strong>Series</strong>: SUNNY BOY<br><strong>Manufacturer</strong>: SMA</p><h4>GENERAL SPECIFICATIONS</h4><ul><li><strong>Max PV Power</strong>: 9940 W</li><li><strong>Max. DC Voltage</strong>: 600 V</li><li><strong>Rated MPP Voltage Range</strong>: 245 - 480 V</li><li><strong>MPPT Operating Voltage Range</strong>: 100 â€“ 550 V</li><li><strong>Min. DC Voltage / Start Voltage</strong>: 100 V / 125 V</li><li><strong>Max. Operating Input Current Per MPPT</strong>: 10 A</li><li><strong>Max. Short Circuit Current Per MPPT</strong>: 18 A</li><li><strong>AC Nominal Power</strong>: 6660 W</li><li><strong>Max. AC Apparent Power</strong>: 6660 VA</li><li><strong>Nominal Voltage / Adjustable</strong>: 208 V / 240 V</li><li><strong>AC Voltage Range</strong>: 211 â€“ 264 V</li><li><strong>AC Grid Frequency</strong>: 60 Hz / 50 Hz</li><li><strong>Max. Output Current</strong>: 32.0 A</li></ul><hr><h3>Warranty</h3><ul><li>10 Year Standard Warranty<br><em>Refer to warranty document for terms and conditions</em></li></ul><h4>Documentation</h4><ul><li><a href="https://cdn.shopify.com/s/files/1/0566/3408/1340/files/SB-3.8-1SP-US-41_Data_Sheet.pdf?v=1678169377" target="_new">Data Sheet</a></li></ul><hr><h3>Detailed Information</h3><p>Sunny Boy joins the SMA lineup of field-proven solar technology backed by the worldâ€™s #1 service team, along with a wealth of improvements. Simple design, improved stocking and ordering, value-driven sales support, and streamlined installation are just some of the ways that SMA helps your business operate more efficiently.</p><h4>High Reliability</h4><ul><li>Cell interconnections and diode placement use well-established industry practice and are field-proven to provide excellent reliability.</li><li>Equipped with SMA Smart Connected, a proactive service solution that is integrated into the Sunny Portal.</li></ul><h4>Quality and Certifications</h4><ul><li>UL 1741, UL 1741 SA incl. CA Rule 21 RSD, UL 1998, UL 1699B Ed. 1, IEEE 1547, FCC Part 15 (Class A &amp; B), CAN/CSA V22.2 107.1-1, HECO Rule 14H, PV Rapid Shutdown System Equipment</li></ul>
USIN100-0084 | 1325.6023 | SB6.0-1SP-US-41 | SMA Sunny Boy SB6.0-1SP-US-41 6kW 208/240VAC String Inverter | <div data-testid="conversation-turn-13" class="group w-full text-token-text-primary border-b border-black/10 dark:border-gray-900/50 bg-gray-50 dark:bg-[#444654]"><div class="p-4 justify-center text-base md:gap-6 md:py-6 m-auto"><div class="flex flex-1 gap-4 text-base mx-auto md:gap-6 md:max-w-2xl lg:max-w-[38rem] xl:max-w-3xl }"><div class="relative flex w-[calc(100%-50px)] flex-col gap-1 md:gap-3 lg:w-[calc(100%-115px)]"><div class="flex flex-grow flex-col gap-3 max-w-full"><div class="min-h-[20px] flex flex-col items-start gap-3 overflow-x-auto whitespace-pre-wrap break-words"><div class="markdown prose w-full break-words dark:prose-invert light"><p>The <strong>SMA Inverter System</strong> is a comprehensive solution designed to cater to various energy requirements. This all-in-one system includes an inverter, a charger controller, and a display with remote monitoring capabilities. Ideal for Grid-tied, Off-Grid, or Battery Backup systems, the SMA Inverter efficiently manages power from multiple sources like solar panels, battery storage, grid, loads, and generators. It offers a seamless and efficient energy management experience, backed by SMA's world-renowned service team.</p><h3>Specifications</h3><h4>General Information</h4><ul><li><strong>Model</strong>: SMA SB6.0-1SP-US-41</li><li><strong>Series</strong>: SUNNY BOY</li><li><strong>Manufacturer</strong>: SMA</li></ul><h4>Technical Details</h4><ul><li><strong>Max PV Power</strong>: 9600 Wp</li><li><strong>Max. DC Voltage</strong>: 600 V</li><li><strong>Rated MPP Voltage Range</strong>: 220 â€“ 480 V</li><li><strong>MPPT Operating Voltage Range</strong>: 100 â€“ 550 V</li><li><strong>Min. DC Voltage / Start Voltage</strong>: 100 V / 125 V</li><li><strong>Max. Operating Input Current Per MPPT</strong>: 10 A</li><li><strong>Max. Short Circuit Current Per MPPT</strong>: 18 A</li><li><strong>AC Nominal Power</strong>: 5200 W</li><li><strong>Max. AC Apparent Power</strong>: 5200 VA</li><li><strong>Nominal Voltage / Adjustable</strong>: 208 V</li><li><strong>AC Voltage Range</strong>: 183 â€“ 229 V</li><li><strong>AC Grid Frequency</strong>: 60 Hz / 50 Hz</li><li><strong>Max. Output Current</strong>: 25.0 A</li></ul><h3>Warranty</h3><ul><li><strong>10-Year Standard Warranty</strong>: Refer to warranty document for terms and conditions.</li></ul><h3>Documentation</h3><ul><li><a href="https://cdn.shopify.com/s/files/1/0566/3408/1340/files/SB-3.8-1SP-US-41_Data_Sheet.pdf?v=1678169377" target="_new">Data Sheet</a></li></ul><h3>Detailed Information</h3><h4>High Reliability</h4><p>The SMA Sunny Boy Inverter is a highly reliable addition to SMA's line of products. Utilizing field-proven solar technology and supported by the industry's top-rated service team, this system assures excellent reliability. The product features SMA Smart Connected, a proactive service solution integrated into the Sunny Portal.</p><h4>Quality and Certifications</h4><p>The inverter meets various compliance standards including UL 1741, UL 1741 SA incl. CA Rule 21 RSD, UL 1998, UL 1699B Ed. 1, IEEE1547, FCC Part 15 (Class A &amp; B), CAN/CSA V22.2 107.1-1, and HECO Rule 14H. It is also certified as PV Rapid Shutdown System Equipment.</p><p>Enhance your energy management and make the transition to a more efficient and reliable solar experience with the SMA Sunny Boy Inverter System.</p></div></div></div></div></div></div></div>
USSS100-0051 | 23.42 | RSD-S-PLC | APsystems 415002 RSD-S-PLC Rapid Shutdown PLC Device | <div class="group w-full text-token-text-primary border-b border-black/10 dark:border-gray-900/50 bg-gray-50 dark:bg-[#444654]"><div class="flex p-4 gap-4 text-base md:gap-6 md:max-w-2xl lg:max-w-[38rem] xl:max-w-3xl md:py-6 lg:px-0 m-auto"><div class="relative flex w-[calc(100%-50px)] flex-col gap-1 md:gap-3 lg:w-[calc(100%-115px)]"><div class="flex flex-grow flex-col gap-3"><div class="min-h-[20px] flex flex-col items-start gap-3 overflow-x-auto whitespace-pre-wrap break-words"><div class="markdown prose w-full break-words dark:prose-invert light"><p>APsmart offers cutting-edge PV module rapid shutdown devices (RSD-S-PLC), which are perfect for any new or existing string or central inverter system. These devices meet the U.S. NEC 2017 690.12 Rapid Shutdown requirements. Leveraging APsystems' proven expertise in module-level power electronics, APsmart solutions utilize ASIC with internal IP and are integrated with TI chips for the best system-level applications.</p><hr><p><strong>SPECIFICATIONS:</strong></p><ul><li><strong>Model:</strong> APsystems 415002</li><li><strong>Series:</strong> -</li><li><strong>Manufacturer:</strong> APsystems</li></ul><hr><p><strong>GENERAL SPECIFICATIONS:</strong></p><ul><li><strong>Max. Input Voltage:</strong> 80 V</li><li><strong>Max. Input Current:</strong> 15 A</li><li><strong>Min. DC Voltage / Start Voltage:</strong> 8 V</li></ul><hr><p><strong>Warranty:</strong></p><ul><li>Manufacturer offers a 25-year warranty.</li><li><em>Refer to the warranty document for terms and conditions.</em></li></ul><hr><p><strong>Documentation:</strong></p><ul><li><a href="https://7534425.app.netsuite.com/core/media/media.nl?id=25701&amp;c=7534425&amp;h=1m01Qg-VvHpkatV3PvLUlgkzAWTtRC2jfbkv2gHBOM83Pgy-" target="_new">Data Sheet</a></li></ul><hr><p><strong>Detailed Information:</strong></p><p>The device comes with a Rapid Shutdown PLC of 1000V UL/TUV. It also includes a 0.25m input and a 1.2m output cable with original MC4 connectors. Mounting brackets are also provided, and the device is IP68 rated. It is compatible with SMA, Fronius Symo Advanced, some Yaskawa/Solectria PVI, and other inverters that are certified compatible with the SunSpec protocol.</p><p>The RSD-S-PLC meets SunSpec requirements and maintains normal function by continually receiving a heartbeat signal from the APsmart Transmitter. The device executes a rapid system shutdown when the transmitter signal is absent. Users can manually execute rapid shutdown using the transmitter's breaker switch. The device is also compatible with SMA inverters.</p><hr><p><strong>High Reliability:</strong></p><p>The device features an RSD ASIC Chip that has been designed using APsystemsâ€™ IP with redundancy topology. It also has a highly integrated SoC (System on a Chip) design to ensure the lowest component count, contributing to its high reliability.</p><hr></div></div></div><div class="flex justify-between lg:block"><div class="text-gray-400 flex self-end lg:self-center justify-center mt-2 gap-2 md:gap-3 lg:gap-1 lg:absolute lg:top-0 lg:translate-x-full lg:right-0 lg:mt-0 lg:pl-2 visible"><button class="flex ml-auto gap-2 rounded-md p-1 hover:bg-gray-100 hover:text-gray-700 dark:text-gray-400 dark:hover:bg-gray-700 dark:hover:text-gray-200 disabled:dark:hover:text-gray-400"><svg xmlns="http://www.w3.org/2000/svg" width="1em" height="1em" class="h-4 w-4" stroke-linejoin="round" stroke-linecap="round" viewbox="0 0 24 24" stroke-width="2" fill="none" stroke="currentColor"><path d="M16 4h2a2 2 0 0 1 2 2v14a2 2 0 0 1-2 2H6a2 2 0 0 1-2-2V6a2 2 0 0 1 2-2h2"></path><rect ry="1" rx="1" height="4" width="8" y="2" x="8"></rect></svg></button><div class="flex gap-1"></div></div></div></div></div></div>
USIN100-0102 | 6.61 | 2310360214 | APSystems 2m DC Extension Cable (MC4) 2310360214 | <table data-mce-fragment="1" width="100%"><tbody data-mce-fragment="1"><tr data-mce-fragment="1"><td data-mce-fragment="1" style="width: 955.59px;" data-mce-style="width: 955.59px;"><strong>APSystems 2m DC Extension Cable (MC4) 2310360214</strong></td></tr><tr data-mce-fragment="1"><td data-mce-fragment="1" style="width: 955.59px;" data-mce-style="width: 955.59px;"><p data-mce-fragment="1"><span>The APsystems DC Connection cable has MC4 connectors and is used for connecting YC600/QS1 microinverters to out of reach PV modules.</span></p><ul></ul><p><strong>SPECIFICATIONS</strong><br></p><table width="100%"><tbody><tr><td style="width: 48.2638%;" data-mce-style="width: 48.2638%;"><span>Model</span></td><td style="width: 47.7362%;" data-mce-style="width: 47.7362%;">2310360214</td></tr><tr><td style="width: 48.2638%;" data-mce-style="width: 48.2638%;"><span>Series</span></td><td style="width: 47.7362%;" data-mce-style="width: 47.7362%;"><span>-</span></td></tr><tr><td style="width: 48.2638%;" data-mce-style="width: 48.2638%;"><span>Manufacturer</span></td><td style="width: 47.7362%;" data-mce-style="width: 47.7362%;">APsystem</td></tr></tbody></table></td></tr></tbody></table><p><br><strong>GENERAL SPECIFICATIONS</strong><br></p><table width="100%"><tbody><tr><td style="width: 49.0244%;" data-mce-style="width: 49.0244%;"><span>Type</span></td><td style="width: 47.9756%;" data-mce-style="width: 47.9756%;"><span>Cable</span></td></tr><tr><td style="width: 49.0244%;" data-mce-style="width: 49.0244%;"><span>Manufacturer</span></td><td style="width: 47.9756%;" data-mce-style="width: 47.9756%;"><span>APsystem</span></td></tr><tr><td style="width: 49.0244%;" data-mce-style="width: 49.0244%;">Color</td><td style="width: 47.9756%;" data-mce-style="width: 47.9756%;">Black</td></tr><tr><td style="width: 49.0244%;" data-mce-style="width: 49.0244%;"><span>Other Vendor Codes</span></td><td style="width: 47.9756%;" data-mce-style="width: 47.9756%;"><span data-mce-fragment="1">DC Extension Cable</span><br></td></tr></tbody></table><p><strong>Warranty</strong><br data-mce-fragment="1"></p><ul><li>Manufacturer 12 Years Warranty</li></ul><p>* Refer to warranty document for terms and conditions<br data-mce-fragment="1"><strong>Documentation</strong></p><table width="100%"><tbody><tr><td style="width: 24%;" data-mce-style="width: 24%;"><span style="color: #2b00ff;" data-mce-style="color: #2b00ff;">Data Sheet</span></td></tr></tbody></table><p><br><strong>Detailed Information</strong></p><div role="tabpanel" class="product-details-information-tab-content-panel active" id="product-details-information-tab-0" data-action="pushable" data-id="product-details-information-0" data-pusher="sc-pushable-xs" itemprop="description"><div id="product-details-information-tab-content-container-0" class="product-details-information-tab-content-container" data-type="information-content-text"><p>The APsystems DC Connection cable uses MC4 connectors to connect YC600/QS1 microinverters to PV modules that are out of control.</p><p><strong>High Reliability</strong></p></div></div><p>Easy to install</p>
USIN100-0103 | 2.2 | 2060401(2)006 | APsystems 2060401(2)006 Trunk Cable MC4 Caps Kit | <table data-mce-fragment="1" width="100%"><tbody data-mce-fragment="1"><tr data-mce-fragment="1"><td data-mce-fragment="1" style="width: 955.59px;" data-mce-style="width: 955.59px;"><strong>APsystems 2060401(2)006 Trunk Cable MC4 Caps Kit</strong></td></tr><tr data-mce-fragment="1"><td data-mce-fragment="1" style="width: 955.59px;" data-mce-style="width: 955.59px;"><p data-mce-fragment="1"><span>The APsystems MC4 CAP is designed to cover and protect unused MC4 connectors coming from second pair of YC600 or QS1 DC connections. This is a male plug used to protect unused MC4 female connectors.</span></p><p><strong>SPECIFICATIONS</strong><br></p><table width="100%"><tbody><tr><td style="width: 48.2638%;" data-mce-style="width: 48.2638%;"><span>Model</span></td><td style="width: 47.7362%;" data-mce-style="width: 47.7362%;">2060401</td></tr><tr><td style="width: 48.2638%;" data-mce-style="width: 48.2638%;"><span>Series</span></td><td style="width: 47.7362%;" data-mce-style="width: 47.7362%;"><span>-</span></td></tr><tr><td style="width: 48.2638%;" data-mce-style="width: 48.2638%;"><span>Manufacturer</span></td><td style="width: 47.7362%;" data-mce-style="width: 47.7362%;">APsystem<br></td></tr></tbody></table></td></tr></tbody></table><p><br><strong>GENERAL SPECIFICATIONS</strong><br></p><table width="100%"><tbody><tr><td style="width: 49.0244%;" data-mce-style="width: 49.0244%;"><span>Type</span></td><td style="width: 47.9756%;" data-mce-style="width: 47.9756%;">Trunk Cable</td></tr><tr><td style="width: 49.0244%;" data-mce-style="width: 49.0244%;"><span>Manufacturer</span></td><td style="width: 47.9756%;" data-mce-style="width: 47.9756%;"><span>APsystem</span></td></tr><tr><td style="width: 49.0244%;" data-mce-style="width: 49.0244%;">Dimension</td><td style="width: 47.9756%;" data-mce-style="width: 47.9756%;"><span>0.75 X 0.5 X 1 Inches</span></td></tr><tr><td style="width: 49.0244%;" data-mce-style="width: 49.0244%;"><span>Product Type</span></td><td style="width: 47.9756%;" data-mce-style="width: 47.9756%;"><span data-mce-fragment="1">DC Connector Cap</span><br></td></tr></tbody></table><p><strong><br>Warranty</strong><br data-mce-fragment="1"></p><ul><li>Manufacturer 25 Years Warranty</li></ul><p>* Refer to warranty document for terms and conditions<br><br data-mce-fragment="1"><strong>Documentation</strong></p><table width="100%"><tbody><tr><td style="width: 24%;" data-mce-style="width: 24%;"><a href="https://s3.amazonaws.com/ecodirect_docs/PROSOLAR/SolarWedge-Brochure.pdf"><span style="color: #2b00ff;" data-mce-style="color: #2b00ff;">Data Sheet</span></a></td></tr></tbody></table><p><br><strong>Detailed Information</strong></p><p><span>The APsystems MC4 CAP is designed to cover and protect unused MC4 connectors coming from second pair of YC600 or QS1 DC connections. This is a male plug used to protect unused MC4 female connectors.</span></p><p><span></span><strong>High Reliability</strong></p><p>Easy to install</p><p>This is a male plug used to protect unused MC4 female connectors.</p>
USEC001-0013 | 3.26 | 2352000001 | APsystems 2352000001 AC Connector Unlocking Tool | <table data-mce-fragment="1" width="100%"><tbody data-mce-fragment="1"><tr data-mce-fragment="1"><td data-mce-fragment="1" style="width: 955.59px;" data-mce-style="width: 955.59px;"><strong>APsystems 2352000001 AC Connector Unlocking Tool</strong></td></tr><tr data-mce-fragment="1"><td data-mce-fragment="1" style="width: 955.59px;" data-mce-style="width: 955.59px;"><table width="100%" cellpadding="0" cellspacing="0" border="0"><tbody><tr><td><div id="ProductDetail_ProductDetails_div"><p>The AC Connector Unlocking Tool is used to detach the AC bus trunk cable from the inverter.</p></div></td></tr></tbody></table><p><strong>SPECIFICATIONS</strong><br></p><table width="100%"><tbody><tr><td style="width: 48.2638%;" data-mce-style="width: 48.2638%;"><span>Model</span></td><td style="width: 47.7362%;" data-mce-style="width: 47.7362%;">2352000001</td></tr><tr><td style="width: 48.2638%;" data-mce-style="width: 48.2638%;"><span>Series</span></td><td style="width: 47.7362%;" data-mce-style="width: 47.7362%;"><span>-</span></td></tr><tr><td style="width: 48.2638%;" data-mce-style="width: 48.2638%;"><span>Manufacturer</span></td><td style="width: 47.7362%;" data-mce-style="width: 47.7362%;">APsystem<br></td></tr></tbody></table></td></tr></tbody></table><p><br><strong>GENERAL SPECIFICATIONS</strong><br></p><table width="100%"><tbody><tr><td style="width: 49.0244%;" data-mce-style="width: 49.0244%;"><span>Type</span></td><td style="width: 47.9756%;" data-mce-style="width: 47.9756%;"><span>Inverter Accessories</span></td></tr><tr><td style="width: 49.0244%;" data-mce-style="width: 49.0244%;"><span>Length</span></td><td style="width: 47.9756%;" data-mce-style="width: 47.9756%;"><span>2 Inches</span></td></tr><tr><td style="width: 49.0244%;" data-mce-style="width: 49.0244%;"><span>Width</span></td><td style="width: 47.9756%;" data-mce-style="width: 47.9756%;"><span>0.5 Inches</span></td></tr><tr><td style="width: 49.0244%;" data-mce-style="width: 49.0244%;"><span>Height</span></td><td style="width: 47.9756%;" data-mce-style="width: 47.9756%;"><span data-mce-fragment="1">2 Inches</span><br></td></tr><tr><td style="width: 49.0244%;" data-mce-style="width: 49.0244%;"><span>Weight</span></td><td style="width: 47.9756%;" data-mce-style="width: 47.9756%;"><span data-mce-fragment="1">0.06 Pounds</span><br></td></tr></tbody></table><p><strong>Warranty</strong><br data-mce-fragment="1"></p><ul><li>Manufacturer 25 Years Warranty</li></ul><p>* Refer to warranty document for terms and conditions<br data-mce-fragment="1"><strong>Documentation</strong></p><table width="100%"><tbody><tr><td style="width: 24%;" data-mce-style="width: 24%;"><span style="color: #2b00ff;" data-mce-style="color: #2b00ff;">Data Sheet</span></td></tr></tbody></table><p><br><strong>Detailed Information</strong></p><div class="tab-content"><div id="tab-description" class="tab-pane active"><p>The AC Connector Unlocking Tool disconnectsÂ the inverter and the AC bus trunk cable.</p></div></div><p><span></span><strong>High Reliability</strong></p><p>Easy to install</p><p><span>It used to detach the AC bus trunk cable from the inverter.</span></p>
USEC001-0014 | 3.26 | 2061702007 | APsystems 2061702007 Bus Connector Cap | <table width="100%" data-mce-fragment="1"><tbody data-mce-fragment="1"><tr data-mce-fragment="1"><td style="width: 955.59px;" data-mce-style="width: 955.59px;" data-mce-fragment="1"><strong>APsystems 2061702007 Bus Connector Cap</strong></td></tr><tr data-mce-fragment="1"><td style="width: 955.59px;" data-mce-style="width: 955.59px;" data-mce-fragment="1"><div class="tab-content"><div id="tab-description" class="tab-pane active"><p>The Y-CONN Cap waterproofs unused AC Bus connectors keeping moisture out and the system watertight.</p></div></div><p><strong>SPECIFICATIONS</strong><br></p><table width="100%"><tbody><tr><td style="width: 48.2638%;" data-mce-style="width: 48.2638%;"><span>Model</span></td><td style="width: 47.7362%;" data-mce-style="width: 47.7362%;">2061702007</td></tr><tr><td style="width: 48.2638%;" data-mce-style="width: 48.2638%;"><span>Series</span></td><td style="width: 47.7362%;" data-mce-style="width: 47.7362%;"><span>-</span></td></tr><tr><td style="width: 48.2638%;" data-mce-style="width: 48.2638%;"><span>Manufacturer</span></td><td style="width: 47.7362%;" data-mce-style="width: 47.7362%;">APsystem</td></tr></tbody></table></td></tr></tbody></table><p><br><strong>GENERAL SPECIFICATIONS</strong><br></p><table width="100%"><tbody><tr><td style="width: 49.0244%;" data-mce-style="width: 49.0244%;"><span>Type</span></td><td style="width: 47.9756%;" data-mce-style="width: 47.9756%;"><span>Connector Cap</span></td></tr><tr><td style="width: 49.0244%;" data-mce-style="width: 49.0244%;"><span>Manufacturer</span></td><td style="width: 47.9756%;" data-mce-style="width: 47.9756%;"><span>Prosolar</span></td></tr><tr><td style="width: 49.0244%;" data-mce-style="width: 49.0244%;"><span>Other Vendor Codes</span></td><td style="width: 47.9756%;" data-mce-style="width: 47.9756%;"><span>YC600/QS1/DS3 Conn Cap</span></td></tr><tr><td style="width: 49.0244%;" data-mce-style="width: 49.0244%;"><span>Rated Power Output [W]</span></td><td style="width: 47.9756%;" data-mce-style="width: 47.9756%;">1</td></tr><tr><td style="width: 49.0244%;" data-mce-style="width: 49.0244%;"><span>Color</span></td><td style="width: 47.9756%;" data-mce-style="width: 47.9756%;">Black</td></tr></tbody></table><p><strong>Warranty</strong><br data-mce-fragment="1"></p><ul><li>Manufacturer 25 Years Warranty</li></ul><p>* Refer to warranty document for terms and conditions<br data-mce-fragment="1"><strong>Documentation</strong></p><table width="100%"><tbody><tr><td style="width: 24%;" data-mce-style="width: 24%;"><a href=""><span style="color: #2b00ff;" data-mce-style="color: #2b00ff;">Data Sheet</span></a></td></tr></tbody></table><p><br><strong>Detailed Information</strong></p><p><span>APsystems does not support DIY self-installers, only professional solar installers, as explained in theÂ </span><i>APsystems policy regarding Non-Professional Self-Installers</i><span>Â attached below.Â APsystems encourages you to hire a professional installer. If you have already installed your system or still plan to self-install your system, see theÂ </span><i><u>D</u>o-It-Yourself Installer â€“ EMA account registration</i><span>Â attached below.</span></p><p><span></span><strong>High Reliability</strong></p><p>Easy to install</p><p>Strong and Compatible</p>
USWC001-0023 | 8.7 | 2060700007 | APsystems 2060700007 Bus End Cap | <table data-mce-fragment="1" width="100%"><tbody data-mce-fragment="1"><tr data-mce-fragment="1"><td data-mce-fragment="1" style="width: 955.59px;" data-mce-style="width: 955.59px;"><strong>APsystems 2060700007 Bus End Cap</strong></td></tr><tr data-mce-fragment="1"><td data-mce-fragment="1" style="width: 955.59px;" data-mce-style="width: 955.59px;"><table width="100%" cellpadding="0" cellspacing="0" border="0"><tbody><tr><td><div id="ProductDetail_ProductDetails_div"><p>An AC Bus End Cap must be used to seal any cut ends of the AC Bus Trunk Cable. This object is only meant to be used once.</p><div><br></div></div></td></tr></tbody></table><p><strong>SPECIFICATIONS</strong><br></p><table width="100%"><tbody><tr><td style="width: 48.2638%;" data-mce-style="width: 48.2638%;"><span>Model</span></td><td style="width: 47.7362%;" data-mce-style="width: 47.7362%;">2060700007</td></tr><tr><td style="width: 48.2638%;" data-mce-style="width: 48.2638%;"><span>Series</span></td><td style="width: 47.7362%;" data-mce-style="width: 47.7362%;"><span>-</span></td></tr><tr><td style="width: 48.2638%;" data-mce-style="width: 48.2638%;"><span>Manufacturer</span></td><td style="width: 47.7362%;" data-mce-style="width: 47.7362%;">APsystem<br></td></tr></tbody></table></td></tr></tbody></table><p><br><strong>GENERAL SPECIFICATIONS</strong><br></p><table width="100%"><tbody><tr><td style="width: 49.0244%;" data-mce-style="width: 49.0244%;"><span>Type</span></td><td style="width: 47.9756%;" data-mce-style="width: 47.9756%;">End Cap</td></tr><tr><td style="width: 49.0244%;" data-mce-style="width: 49.0244%;"><span>Manufacturer</span></td><td style="width: 47.9756%;" data-mce-style="width: 47.9756%;">APsystem</td></tr><tr><td style="width: 49.0244%;" data-mce-style="width: 49.0244%;"><span>Dimensions</span></td><td style="width: 47.9756%;" data-mce-style="width: 47.9756%;"><span>1 x 1 x 3 inches</span></td></tr><tr><td style="width: 49.0244%;" data-mce-style="width: 49.0244%;">Weight</td><td style="width: 47.9756%;" data-mce-style="width: 47.9756%;"><span data-mce-fragment="1">0.08 lb</span><br></td></tr></tbody></table><p><strong>Warranty</strong><br data-mce-fragment="1"></p><ul><li>Manufacturer 25 Years Warranty</li></ul><p>* Refer to warranty document for terms and conditions<br data-mce-fragment="1"><strong>Documentation</strong></p><table width="100%"><tbody><tr><td style="width: 24%;" data-mce-style="width: 24%;"><a href="https://s3.amazonaws.com/ecodirect_docs/PROSOLAR/SolarWedge-Brochure.pdf"><span style="color: #2b00ff;" data-mce-style="color: #2b00ff;">Data Sheet</span></a></td></tr></tbody></table><p><br><strong>Detailed Information</strong></p><div class="tab-content"><div id="tab-description" class="tab-pane active"><p>Any cut ends of the AC Bus Trunk Cable need to be sealed with an AC Bus End Cap. This item is intended for a one time use.</p></div></div><p><span></span><strong>High Reliability</strong></p><p>Easy to install</p>
USIN100-0091 | 2027.68 | SBS6.0-US-10 | Sma Sunny Boy Storage SBS6.0-US-10 6.0KW Hybrid Inverter | <p data-mce-fragment="1">The SMA Sunny Boy Storage battery inverter has been designed to act as an intelligent interface between photovoltaic (PV) systems, the electrical grid, and high-voltage batteries. Its AC coupled architecture offers installation flexibility, enabling it to be installed at any point in time. This flexibility gives installers the opportunity to expand their business with existing customers. The inverter is suitable for addressing both retrofitting existing PV systems and serving as a cost-effective, versatile, and innovative residential storage solution.</p><p data-mce-fragment="1">The Sunny Boy Storage inverter introduces the proprietary Backup Lite feature by SMA, allowing for up to 2000 W of convenience power in the event of a grid outage during both day and night. Additionally, the SMA Automatic Backup Unit enables whole home backup capabilities.</p><p data-mce-fragment="1">Specifications:</p><ul data-mce-fragment="1"><li data-mce-fragment="1">Model: SBS6.0-US-10</li><li data-mce-fragment="1">Series: -</li><li data-mce-fragment="1">Manufacturer: SMA</li></ul><p data-mce-fragment="1">General Specifications:</p><ul data-mce-fragment="1"><li data-mce-fragment="1">Type: Inverter</li><li data-mce-fragment="1">Color: Clear</li><li data-mce-fragment="1">Weight: 72 lbs</li><li data-mce-fragment="1">Dimension: 12 x 24 x 32 inches</li></ul><p data-mce-fragment="1">Warranty:</p><ul data-mce-fragment="1"><li data-mce-fragment="1">Manufacturer 12 Years Warranty</li><li data-mce-fragment="1">Refer to warranty document for terms and conditions</li></ul><p data-mce-fragment="1">Documentation:</p><ul data-mce-fragment="1"><li data-mce-fragment="1">Data Sheet: <a data-mce-fragment="1" href="https://cdn.shopify.com/s/files/1/0566/3408/1340/files/SBSxx-US-10-BA-en-11.pdf?v=1678162188" target="_new" data-mce-href="https://cdn.shopify.com/s/files/1/0566/3408/1340/files/SBSxx-US-10-BA-en-11.pdf?v=1678162188">Data Sheet</a></li></ul><p data-mce-fragment="1">Detailed Information: The Sunny Boy Storage battery inverter acts as an intelligent interface for PV systems, the electrical grid, and high-voltage batteries. Its AC coupled architecture offers flexibility for installation in both new and retrofit PV systems. It is compatible with various leading high-voltage batteries, providing high reliability and ease of installation. The inverter offers multiple configuration options with the ability to expand.</p>
USWC001-0069 | 25.33 | 2322301303 | APsmart 2322301303 6ft Y3 AC Bus Trunk Cable For YC600 & QS1 Microinverters | <table data-mce-fragment="1" width="100%"><tbody data-mce-fragment="1"><tr data-mce-fragment="1"><td data-mce-fragment="1" style="width: 955.59px;" data-mce-style="width: 955.59px;"><strong>APsmart 2322301303 6ft Y3 AC Bus Trunk Cable For YC600 &amp; QS1 Microinverters</strong></td></tr><tr data-mce-fragment="1"><td data-mce-fragment="1" style="width: 955.59px;" data-mce-style="width: 955.59px;"><p data-mce-fragment="1"><span>The APsystems microinverter solution includes a full range of certified products and accessories to suit any PV application. The YC600/QS1 AC Bus Trunk Cable provides a junction of the inverter's AC output side and grid connection.</span></p><p><strong>SPECIFICATIONS</strong><br></p><table width="100%"><tbody><tr><td style="width: 48.2638%;" data-mce-style="width: 48.2638%;"><span>Model</span></td><td style="width: 47.7362%;" data-mce-style="width: 47.7362%;">2322301303</td></tr><tr><td style="width: 48.2638%;" data-mce-style="width: 48.2638%;"><span>Series</span></td><td style="width: 47.7362%;" data-mce-style="width: 47.7362%;"><span>-</span></td></tr><tr><td style="width: 48.2638%;" data-mce-style="width: 48.2638%;"><span>Manufacturer</span></td><td style="width: 47.7362%;" data-mce-style="width: 47.7362%;">APsmart<br></td></tr></tbody></table></td></tr></tbody></table><p><br><strong>GENERAL SPECIFICATIONS</strong><br></p><table width="100%"><tbody><tr style="height: 18px;" data-mce-style="height: 18px;"><td style="width: 49.0244%;" data-mce-style="width: 49.0244%;"><span>Type</span></td><td style="width: 47.9756%;" data-mce-style="width: 47.9756%;"><span>Trunk Cable</span></td></tr><tr style="height: 18px;" data-mce-style="height: 18px;"><td style="width: 49.0244%;" data-mce-style="width: 49.0244%;"><span>Manufacturer</span></td><td style="width: 47.9756%;" data-mce-style="width: 47.9756%;"><span mce-data-marked="1">APsmart</span></td></tr><tr style="height: 22.0382px;" data-mce-style="height: 22.0382px;"><td style="width: 49.0244%;" data-mce-style="width: 49.0244%;"><span>Other Vendor Codes</span></td><td style="width: 47.9756%;" data-mce-style="width: 47.9756%;"><span>Y3 Bus Cable - 2m</span></td></tr><tr style="height: 18px;" data-mce-style="height: 18px;"><td style="width: 49.0244%;" data-mce-style="width: 49.0244%;">Color</td><td style="width: 47.9756%;" data-mce-style="width: 47.9756%;">Black</td></tr></tbody></table><p><strong>Warranty</strong><br data-mce-fragment="1"></p><ul><li>Manufacturer 25 Years Warranty</li></ul><p>* Refer to warranty document for terms and conditions<br data-mce-fragment="1"><strong>Documentation</strong></p><table width="100%"><tbody><tr><td style="width: 24%;" data-mce-style="width: 24%;"><a href="https://s3.amazonaws.com/ecodirect_docs/PROSOLAR/SolarWedge-Brochure.pdf"><span style="color: #2b00ff;" data-mce-style="color: #2b00ff;">Data Sheet</span></a></td></tr></tbody></table><p><br><strong>Detailed Information</strong></p><p><span>The APsystems microinverter solution provides a complete line of approved products and accessories to meet the needs of any PV application. The YC600/QS1 AC Bus Trunk Cable connects the AC output side of the inverter to the grid link. One Bus Trunk Cable is required for each YC600/QS1 Microinverter. The junction box connects one end of the AC bus to the other, which is covered with a Bus End Cap. A Y-CONN Cap should be used to seal any unused connectors.</span></p><p><span></span><strong>High Reliability</strong></p><p>Easy to install</p><p>Strong</p>
USSS100-0030 | 1079.55 | EP200G101-M240US00 | Enphase Enpower EP200G101-M240US00 System Controller | <table width="100%" data-mce-fragment="1"><tbody data-mce-fragment="1"><tr data-mce-fragment="1"><td style="width: 955.59px;" data-mce-fragment="1" data-mce-style="width: 955.59px;"><strong>ENPHASE ENPOWER EP200G101-M240US00 SYSTEM CONTROLLER</strong></td></tr><tr data-mce-fragment="1"><td style="width: 955.59px;" data-mce-fragment="1" data-mce-style="width: 955.59px;"><p data-mce-fragment="1"><span>The Enphase IQ System Controller 2 connects the home to grid power, the IQ Battery system, and solar PV. It provides microgrid interconnection device (MID) functionality by automatically detecting and seamlessly transitioning the home energy system from grid power to backup power in the event of a grid failure. It consolidates interconnection equipment into a single enclosure and streamlines grid independent capabilities of PV and storage installations by providing a consistent, pre-wired solution for residential applications</span></p><p><strong>SPECIFICATIONS</strong><br></p><table width="100%"><tbody><tr><td style="width: 48.2638%;" data-mce-style="width: 48.2638%;"><span>Model</span></td><td style="width: 47.7362%;" data-mce-style="width: 47.7362%;">EP200G101-M240US00</td></tr><tr><td style="width: 48.2638%;" data-mce-style="width: 48.2638%;"><span>Series</span></td><td style="width: 47.7362%;" data-mce-style="width: 47.7362%;"><span>-</span></td></tr><tr><td style="width: 48.2638%;" data-mce-style="width: 48.2638%;"><span>Manufacturer</span></td><td style="width: 47.7362%;" data-mce-style="width: 47.7362%;">Enphase<br></td></tr></tbody></table></td></tr></tbody></table><p><br><strong>GENERAL SPECIFICATIONS</strong><br></p><table width="100%"><tbody><tr><td style="width: 49.0244%;" data-mce-style="width: 49.0244%;"><span>Nominal voltage / range (L-L)Â </span></td><td style="width: 47.9756%;" data-mce-style="width: 47.9756%;"><span>240 VAC / 100 - 310 VAC</span></td></tr><tr><td style="width: 49.0244%;" data-mce-style="width: 49.0244%;"><span>Nominal frequency / rangeÂ </span></td><td style="width: 47.9756%;" data-mce-style="width: 47.9756%;"><span>60 Hz / 56 - 63 Hz</span></td></tr><tr><td style="width: 49.0244%;" data-mce-style="width: 49.0244%;"><span>Maximum continuous current rating</span></td><td style="width: 47.9756%;" data-mce-style="width: 47.9756%;"><span>160A</span></td></tr><tr><td style="width: 49.0244%;" data-mce-style="width: 49.0244%;"><span>Maximum output overcurrent protection device</span></td><td style="width: 47.9756%;" data-mce-style="width: 47.9756%;"><span data-mce-fragment="1">200A</span><br></td></tr></tbody></table><p><strong>Warranty</strong><br data-mce-fragment="1"></p><ul><li>Manufacturer 25 Years Warranty</li></ul><p>* Refer to warranty document for terms and conditions<br data-mce-fragment="1"><strong>Documentation</strong></p><table width="100%"><tbody><tr><td style="width: 24%;" data-mce-style="width: 24%;"><a href="nphase/EP200G101-M240US01_Data_Sheet.pdf"><span style="color: #2b00ff;" data-mce-style="color: #2b00ff;">Data Sheet</span></a></td></tr></tbody></table><p><br><strong>Detailed Information</strong></p><p><span>The Enphase IQ System Controller 2 connects the home to grid power, the IQ Battery system, and solar PV. It provides microgrid interconnection device (MID) functionality by automatically detecting and seamlessly transitioning the home energy system from grid power to backup power in the event of a grid failure. It consolidates interconnection equipment into a single enclosure and streamlines grid independent capabilities of PV and storage installations by providing a consistent, pre-wired solution for residential applications.</span></p><p><span></span><strong>High Reliability</strong></p><p>Smart - Controls safe connectivity to the grid and automatically detects grid outages</p><p>Simple - Connects to the load or service equipment side of the main load panel</p>
USSS100-0049 | 7653.09 | ENCHARGE-10-1P-NA | Enphase ENCHARGE-10-1P-NA 3.8kw Energy Storage System | <p data-mce-fragment="1">The Encharge 10â„¢ all-in-one AC-coupled storage system is comprised of three base Encharge 3â„¢ storage units, offering a total usable energy capacity of 10.1kWh, with twelve embedded grid-forming microinverters. For enhanced backup potential, you can connect multiple Encharge 10â„¢ storage systems for comprehensive home backup.</p><p data-mce-fragment="1">Enphase storage system is both reliable and intelligent. It incorporates two crucial functions:</p><ol data-mce-fragment="1"><li data-mce-fragment="1">The batteries, housed within Enchargeâ„¢, store energy either for subsequent use or during power outages.</li><li data-mce-fragment="1">The IQ 8X-BAT microinverters convert the stored energy into usable AC electricity for home use. This system not only provides backup capability but also allows installers to efficiently design an optimal system size to cater to new and existing solar customers.</li></ol><p data-mce-fragment="1"><strong data-mce-fragment="1">SPECIFICATIONS</strong>:</p><ul data-mce-fragment="1"><li data-mce-fragment="1">Model: ENCHARGE-10-1P-NA</li><li data-mce-fragment="1">Series: Encharge</li><li data-mce-fragment="1">Manufacturer: Enphase</li></ul><p data-mce-fragment="1"><strong data-mce-fragment="1">GENERAL SPECIFICATIONS</strong>:</p><ul data-mce-fragment="1"><li data-mce-fragment="1">Item Weight: 349.4 lb</li><li data-mce-fragment="1">Dimensions (LxWxH): 112.56 x 26.14 x 43.13 inches</li></ul><p data-mce-fragment="1"><strong data-mce-fragment="1">Warranty</strong>: Manufacturer Warranty 10 Years <em data-mce-fragment="1">Please refer to the warranty document for terms and conditions.</em></p><p data-mce-fragment="1"><strong data-mce-fragment="1">Documentation</strong>:</p><ul data-mce-fragment="1"><li data-mce-fragment="1"><a href="https://cdn.shopify.com/s/files/1/0566/3408/1340/files/ENCHARGE-10-1P-NA_Data_Sheet.pdf?v=1691493156">Data Sheet</a></li></ul><p data-mce-fragment="1"><strong data-mce-fragment="1">Detailed Information</strong>:</p><ul data-mce-fragment="1"><li data-mce-fragment="1">Incorporates the proven high-reliability IQ Series Microinverters.</li><li data-mce-fragment="1">Comes with a ten-year limited warranty.</li><li data-mce-fragment="1">Contains twelve embedded IQ 8X-BAT Microinverters.</li><li data-mce-fragment="1">Features passive cooling, eliminating the need for moving parts or fans.</li></ul><p data-mce-fragment="1"><strong data-mce-fragment="1">High Reliability</strong>:</p><ul data-mce-fragment="1"><li data-mce-fragment="1">Offers grid-forming capability for backup operation.</li><li data-mce-fragment="1">Supports remote software and firmware upgrades.</li><li data-mce-fragment="1">Monitoring and control can be accessed through a mobile app.</li><li data-mce-fragment="1">Designed for self-consumption.</li><li data-mce-fragment="1">Optimized for utility time of use (TOU).</li></ul>
USSS100-0012 | 10050.24 | eVault 18.5 | Fortress Power Evault 18.5 18.5kwh 360AH 48V Lithium Iron Phospate Battery | <p><span data-mce-fragment="1">The newest innovative Lithium Iron Phosphate battery from Fortress Power is the eVault Max 18.5 kWh. An all-in-one solution for your residential and commercial needs. Scalable up to 370kWh with a serviceable top cover access to make installation of this battery simple and worry free. The eVault Max is AC/DC coupled to solar arrays and works for many applications that require solar storage, including Off-Grid, Back Up power, self-supply and Peak Charge Reduction just to name a few.</span><br data-mce-fragment="1"><br></p><p><strong>Features</strong></p><ul><li>Expandable from 18.5 kWh to 222 kWh for both residential and commercial buildings</li><li>Competitively priced and easy to install with &gt;98% round-trip efficiency</li><li>10-year warranty</li><li>Overcharge and Deep Discharge Protection</li><li>Over Current Protection</li><li>Over-heat protection</li><li>Voltage and Temperature Monitoring</li><li>Cell Monitoring and Balancing</li></ul><p><strong>Specifications</strong></p><ul><li>Nominal Voltage: 51.2V</li><li>Nominal Capacity: 360AH</li><li>Rated Capacity @ 0.5C (180A): 18.43 kWh</li><li>Resistance: &lt;10 mÎ©</li><li>Communication Protocol: CAN/RS485</li><li>Efficiency (at 0.5C): 98%</li><li>Cell Self-Discharge: &lt;1 % / Month</li><li>Maximum Allowed Modules in Parallel: 20 (370 kWh)</li><li>Depth of Discharge: Up to 100%</li><li>Cycle Life: 8,000 (@ 80% DoD)</li></ul><p><a href="https://cdn.shopify.com/s/files/1/0566/3408/1340/files/eVault-MAX-18.5-technical-datasheet.pdf?v=1691132929">DATASHEET</a></p><p>Â </p>
USSS100-0013 | 2742.86 | eFLEX 5.4 | SB FP eFlex 5.4 Lithium Ferro Phosphate | <p>Fortress Power eFLEX 5.4KWH 105AH 48V Lithium Iron Phosphate Battery. Fortress Power introduces the eFlex 5.4 kWh scalable energy storage battery solution. This unit utilizes safe and high-energy-density prismatic Lithium-Iron-Phosphate cells. It features built-in data storage and Wi-Fi for remote monitoring and troubleshooting. The smart relay-based Battery Management System (BMS) supports closed-loop communication with various 48V hybrid inverters on the market. The BMS monitors and balances the voltage and temperature of each individual cell, maximizing reliability and longevity. It boasts the industry's highest round trip efficiency at 98%. This unit is wall-mountable and fits well into standard server racks for large systems.</p><p><strong>SPECIFICATIONS:</strong></p><p><strong>Model:</strong> eFLEX 5.4<br><strong>Series:</strong> eFlex<br><strong>Manufacturer:</strong> Fortress Power</p><p><strong>GENERAL SPECIFICATIONS:</strong></p><ul><li><strong>Type:</strong> Lithium Iron Phosphate (LiFePO4)</li><li><strong>Dimensions (L x W x H):</strong> 21.5" x 17.5" x 7.2" inch</li><li><strong>Weight:</strong> 108 lbs</li><li><strong>Nominal Voltage:</strong> 48V</li><li><strong>Rated Capacity (20 Hour Rate):</strong> 105 AH</li><li><strong>Terminal Type:</strong> M8</li></ul><p><strong>Warranty:</strong></p><ul><li>Manufacturer Warranty 5/10 Years</li><li>Refer to warranty document for terms and conditions</li></ul><p><strong>Documentation:</strong> <a href="https://www.fortresspower.com/wp-content/uploads/2022/05/eFlex-Technical-Datasheet.pdf" target="_new">Data Sheet</a></p><p><strong>Detailed Information:</strong></p><ul><li>High Durability and long-lasting: 10 Year Warranty with safe and premium prismatic Lithium-Iron-Phosphate cells</li><li>Versatile Applications: Expandable from 5.4 kWh to 81 kWh for residential, commercial, railway, military, and telecommunications applications</li><li>Lowest Cost Per Cycle: High energy throughput with exceptional lifespan (6000+ cycles) and high round-trip efficiency (&gt;99%)</li><li>High reliability</li><li>Monitor from Anywhere: The battery features built-in data storage and Wi-Fi for remote monitoring and troubleshooting ability</li><li>Waterproof and saltwater resistant: The sleek aluminum cabinet has an IP65 waterproof rating to prevent saltwater corrosion</li></ul>
USSB100-0098 | 5840.6 | RESU-10H-PRIME | Lg Chem, RESU-10H-PRIME, 9.6kwh Battery Pack | <p data-mce-fragment="1">The LG Energy Solution RESU10H Prime HV Battery is LG's largest battery in the category to date, capable of housing enough electricity necessary to effectively run an entire home. The LG RESU Prime family is designed to meet the needs of todayâ€™s consumers, who now rely on home energy solutions to power both their lives and careers. The shift to a work-from-home culture has highlighted increased demand for reliable energy solutions, driven by the uncertainty created from increased blackouts and the inefficiencies of aged grid systems. The LG RESU Prime offers consumers a sense of self-reliance, in an intuitive format they can scale to meet their needs.</p><p data-mce-fragment="1">A single RESU10H Prime offers 9.6kWh of usable energy with a continuous power output of 5kW and peak power output of 7kW. Or connect two RESU10H Prime batteries to a single inverter and the usable energy will increase to 19.2kWh (the power output will be limited to 5kW).</p><p data-mce-fragment="1">If additional power is needed, install a second inverter with one or two batteries for 10kW of continuous power output. This larger power rating means the backup loads on a typical household can now include high-surge power appliances like pumps and air-conditioners (as long as the inverter can also deliver the power required during an outage).</p><p data-mce-fragment="1"><strong data-mce-fragment="1">SPECIFICATIONS</strong></p><ul data-mce-fragment="1"><li data-mce-fragment="1">Model: RESU-10H-PRIME</li><li data-mce-fragment="1">Series: -</li><li data-mce-fragment="1">Manufacturer: Lg Chem</li></ul><p data-mce-fragment="1"><strong data-mce-fragment="1">GENERAL SPECIFICATIONS</strong></p><ul data-mce-fragment="1"><li data-mce-fragment="1">Model Year: 2020</li><li data-mce-fragment="1">Connection Type (AC or DC): DC</li><li data-mce-fragment="1">Chemistry: Lithium-ion</li><li data-mce-fragment="1">Audience: Residential</li><li data-mce-fragment="1">Total Capacity: 9.6kWh</li><li data-mce-fragment="1">Usable Capacity: 9.6kWh</li></ul><p data-mce-fragment="1"><strong data-mce-fragment="1">Warranty</strong></p><ul data-mce-fragment="1"><li data-mce-fragment="1">Manufacturer 12 Years Lifetime Limited Warranty</li></ul><p data-mce-fragment="1"><em data-mce-fragment="1">Refer to warranty document for terms and conditions</em></p><p data-mce-fragment="1"><strong data-mce-fragment="1">Documentation</strong></p><ul data-mce-fragment="1"><li data-mce-fragment="1"><a href="https://cdn.shopify.com/s/files/1/0566/3408/1340/files/RESU10H_Prime_Data_Sheet.pdf?v=1691492499">Data Sheet</a></li><li data-mce-fragment="1"><a href="https://cdn.shopify.com/s/files/1/0566/3408/1340/files/RESU10H-PRIME_IM_ENG_210511_low.pdf?v=1677678834" data-mce-fragment="1" data-mce-href="https://cdn.shopify.com/s/files/1/0566/3408/1340/files/RESU10H-PRIME_IM_ENG_210511_low.pdf?v=1677678834" target="_new">Installation Manual</a></li></ul><p data-mce-fragment="1"><strong data-mce-fragment="1">Detailed Information</strong></p><p data-mce-fragment="1">Part of the latest generation 3 series in the LG RESU line-up. The RESU10H Prime is a 9.6 kWh, 400V energy storage solution compactly designed to store and provide energy from your PV solar panels and utility grid. Providing on-demand energy supply, this battery unit will be there for you to keep your appliances running in the event of a blackout and keep the costs of your electricity bills to a minimum. The RESU10H Prime is a perfect choice for homeowners or businesses looking to become energy self-reliant, in a new and modular design, the battery can be easily expanded to a capacity of 9.6 kWh to meet your daily energy needs.</p><p data-mce-fragment="1"><strong data-mce-fragment="1">High reliability</strong></p><p data-mce-fragment="1">Modular design allows RESU Prime to be divided into a battery control unit and two battery modules for easier transportation, handling, and installation. Detachable Control Unit can be replaced on-site, saving maintenance time and cost. Real-time battery status monitoring and early diagnosis available with RESU Monitor. Requires additional storage management hardware. Compatible with the SolarEdge StorEdge / Energy Hub residential inverters. RESU Prime certification required for purchase.</p><ul data-mce-fragment="1"><li data-mce-fragment="1">9.6kWh usable energy.</li><li data-mce-fragment="1">5kW continuous and 7kW peak power output.</li></ul>
USIN100-0081 | 1483.4 | SB3.8-1SP-US-41 | SMA Sunny Boy SB3.8-1SP-US-41 3.8kW 208/240VAC String Inverter | <ul><li><div data-testid="conversation-turn-86" class="group w-full text-token-text-primary border-b border-black/10 dark:border-gray-900/50 bg-gray-50 dark:bg-[#444654]"><div class="p-4 justify-center text-base md:gap-6 md:py-6 m-auto"><div class="flex flex-1 gap-4 text-base mx-auto md:gap-6 md:max-w-2xl lg:max-w-[38rem] xl:max-w-3xl }"><div class="relative flex w-[calc(100%-50px)] flex-col gap-1 md:gap-3 lg:w-[calc(100%-115px)]"><div class="flex flex-grow flex-col gap-3 max-w-full"><div class="min-h-[20px] flex flex-col items-start gap-3 overflow-x-auto whitespace-pre-wrap break-words"><div class="markdown prose w-full break-words dark:prose-invert light"><p>The SMA Sunny Boy Inverter System is an all-in-one solution designed to cater to diverse energy needs. From Grid-tied to Off-Grid and Battery Backup configurations, this system effortlessly manages power across Solar, Battery, Grid, Loads, and Generators.</p><h3>Specifications</h3><h4>General Information</h4><ul><li><strong>Model</strong>: SMA SB3.8-1SP-US-41</li><li><strong>Series</strong>: SUNNY BOY</li><li><strong>Manufacturer</strong>: SMA</li></ul><h4>Technical Details</h4><ul><li><strong>Max PV Power</strong>: 6144 W</li><li><strong>Max. DC Voltage</strong>: 600 V</li><li><strong>Rated MPP Voltage Range</strong>: 195 - 480 V</li><li><strong>MPPT Operating Voltage Range</strong>: 100 â€“ 550 V</li><li><strong>Min. DC Voltage / Start Voltage</strong>: 100 V / 125 V</li><li><strong>Max. Operating Input Current Per MPPT</strong>: 10 A</li><li><strong>Max. Short Circuit Current Per MPPT</strong>: 18 A</li></ul><h4>AC Output</h4><ul><li><strong>AC Nominal Power</strong>: 3330 W</li><li><strong>Max. AC Apparent Power</strong>: 3330 VA</li><li><strong>Nominal Voltage / Adjustable</strong>: 208 V / 240 V</li><li><strong>AC Voltage Range</strong>: 211 â€“ 264 V</li><li><strong>AC Grid Frequency</strong>: 60 Hz / 50 Hz</li><li><strong>Max. Output Current</strong>: 16.0 A</li></ul><h3>Features</h3><h4>High Reliability</h4><ul><li>Well-established cell interconnections and diode placements.</li><li>Comes with SMA Smart Connected for proactive service.</li></ul><h4>Quality and Certifications</h4><ul><li>UL 1741, UL 1741 SA incl. CA Rule 21 RSD, UL 1998, UL 1699B Ed. 1, IEEE1547, FCC Part 15 (Class A &amp; B), CAN/CSA V22.2 107.1-1, HECO Rule 14H, PV Rapid Shutdown System Equipment.</li></ul><h3>Warranty</h3><ul><li>10-Year Standard Warranty (Refer to warranty document for terms and conditions)</li></ul><h3>Documentation</h3><ul><li><a href="https://cdn.shopify.com/s/files/1/0566/3408/1340/files/SB-3.8-1SP-US-41_Data_Sheet.pdf?v=1678169377" target="_new">Data Sheet</a></li></ul></div></div></div></div></div></div></div></li></ul>
USIN100-0097 | 1083.43 | SB 3.0-1SP-US-41 | SMA Sunny Boy SB 3.0-1SP-US-41 3.0kW String Inverter W/ SPS 2 MPPT | <div data-testid="conversation-turn-96" class="group w-full text-token-text-primary border-b border-black/10 dark:border-gray-900/50 bg-gray-50 dark:bg-[#444654]"><div class="p-4 justify-center text-base md:gap-6 md:py-6 m-auto"><div class="flex flex-1 gap-4 text-base mx-auto md:gap-6 md:max-w-2xl lg:max-w-[38rem] xl:max-w-3xl }"><div class="relative flex w-[calc(100%-50px)] flex-col gap-1 md:gap-3 lg:w-[calc(100%-115px)]"><div class="flex flex-grow flex-col gap-3 max-w-full"><div class="min-h-[20px] flex flex-col items-start gap-3 overflow-x-auto whitespace-pre-wrap break-words"><div class="markdown prose w-full break-words dark:prose-invert light"><p>The SMA Inverter System is an all-in-one solution featuring an inverter, charger controller, and a display with remote monitoring capabilities. Designed for simplicity, it can be easily installed in Grid-tied, Off-Grid, or Battery Backup systems. The SMA Inverter System effectively manages power flow between Solar, Battery, Grid, Loads, and Generator.</p><hr><p><strong>SPECIFICATIONS</strong></p><p><strong>Model</strong>: SMA SB 3.0-1SP-US-41<br><strong>Series</strong>: SUNNY BOY<br><strong>Manufacturer</strong>: SMA</p><hr><p><strong>GENERAL SPECIFICATION</strong></p><ul><li><strong>Max PV Power</strong>: 3100 W</li><li><strong>Max. DC Voltage</strong>: 600 V</li><li><strong>Rated MPP Voltage Range</strong>: 220 â€“ 480 V</li><li><strong>MPPT Operating Voltage Range</strong>: 100 â€“ 550 V</li><li><strong>Min. DC Voltage / Start Voltage</strong>: 100 V / 125 V</li><li><strong>Max. Operating Input Current Per MPPT</strong>: 10 A</li><li><strong>Max. Short Circuit Current Per MPPT</strong>: 18 A</li><li><strong>AC Nominal Power</strong>: 3000 W</li><li><strong>Max. AC Apparent Power</strong>: 3000 VA</li><li><strong>Nominal Voltage / Adjustable</strong>: 208 V / 240 V</li><li><strong>AC Voltage Range</strong>: 211 â€“ 264 V</li><li><strong>AC Grid Frequency</strong>: 60 Hz / 50 Hz</li><li><strong>Max. Output Current</strong>: 12.5 A</li></ul><hr><p><strong>Warranty</strong></p><ul><li>10 Year Standard Warranty.<br>(<em>Refer to warranty document for terms and conditions</em>)</li></ul><p><strong>Documentation</strong></p><ul><li><a href="https://cdn.shopify.com/s/files/1/0566/3408/1340/files/Datasheet-SMA-Sunny-Boy-SBXX-1TP-US-41-Solar-Inverter.pdf?v=1678169181" target="_new">Data Sheet</a></li></ul><hr><p><strong>Detailed Information</strong></p><p>The Sunny Boy 3.0-US/3.8-US/5.0-US/6.0-US/7.0-US/7.7-US models join the SMA lineup, offering field-proven solar technology supported by the world's #1 service team. This range includes improvements in design, stocking, and ordering, as well as streamlined installation to help your business operate more efficiently.</p><p><strong>High reliability</strong></p><ul><li>Cell interconnections and diode placement are designed based on well-established industry practices and have been field-proven for excellent reliability.</li><li>Equipped with SMA Smart Connected, a proactive service solution integrated into Sunny Portal.</li></ul><p><strong>Quality and Certifications</strong></p><ul><li>UL 1741, UL 1741 SA incl. CA Rule 21 RSD, UL 1998, UL 1699B Ed. 1, IEEE1547, FCC Part 15 (Class A &amp; B), CAN/CSA V22.2 107.1-1, HECO Rule 14H, PV Rapid Shutdown System Equipment.</li></ul><hr></div></div></div><div class="flex justify-between lg:block"><div class="text-gray-400 flex self-end lg:self-center justify-center mt-2 gap-2 md:gap-3 lg:gap-1 lg:absolute lg:top-0 lg:translate-x-full lg:right-0 lg:mt-0 lg:pl-2 visible"><button class="flex ml-auto gap-2 rounded-md p-1 hover:bg-gray-100 hover:text-gray-700 dark:text-gray-400 dark:hover:bg-gray-700 dark:hover:text-gray-200 disabled:dark:hover:text-gray-400"><svg xmlns="http://www.w3.org/2000/svg" width="1em" height="1em" class="h-4 w-4" stroke-linejoin="round" stroke-linecap="round" viewbox="0 0 24 24" stroke-width="2" fill="none" stroke="currentColor"><path d="M16 4h2a2 2 0 0 1 2 2v14a2 2 0 0 1-2 2H6a2 2 0 0 1-2-2V6a2 2 0 0 1 2-2h2"></path><rect ry="1" rx="1" height="4" width="8" y="2" x="8"></rect></svg></button><div class="flex gap-1"></div></div></div></div></div></div></div>
USMI100-0010 | 210.98 | 118001 DS3-L | APsystems DS3 118001 DS3-l 768W Microinverter | <table width="100%" data-mce-fragment="1"><tbody data-mce-fragment="1"><tr data-mce-fragment="1"><td style="width: 955.59px;" data-mce-style="width: 955.59px;" data-mce-fragment="1"><strong>APsystems DS3 118001 DS3-l 768W Microinverter</strong></td></tr><tr data-mce-fragment="1"><td style="width: 955.59px;" data-mce-style="width: 955.59px;" data-mce-fragment="1"><p><span>APsystemsâ€™ 3rd generation of dual-module, single-phase microinverters, the DS3 product family represents the culmination of years of power conversion expertise and innovation in high-efficiency, high-density power conversion to maximize the peak performance of todayâ€™s high-capacity PV modules.</span></p></td></tr></tbody></table><p><strong><br>SPECIFICATIONS</strong></p><table width="100%"><tbody><tr><td style="width: 48.2638%;"><span>Model</span></td><td style="width: 47.7362%;">APsystems DS3 118001</td></tr><tr><td style="width: 48.2638%;"><span>Series</span></td><td style="width: 47.7362%;">DS3 Series<br></td></tr><tr><td style="width: 48.2638%;"><span>Manufacturer</span></td><td style="width: 47.7362%;">APsystem</td></tr></tbody></table><p><strong><br>GENERAL SPECIFICATION</strong><br></p><table width="100%"><tbody><tr></tr><tr><td style="width: 49.0244%;" data-mce-style="width: 49.0244%;"><span>Inverter Type</span></td><td style="width: 47.9756%;" data-mce-style="width: 47.9756%;"><span>Grid-Tie Microinverter</span></td></tr><tr><td style="width: 49.0244%;" data-mce-style="width: 49.0244%;"><span>Maximum/Peak Efficiency [%]</span></td><td style="width: 47.9756%;" data-mce-style="width: 47.9756%;"><span>99.5</span></td></tr><tr><td style="width: 49.0244%;" data-mce-style="width: 49.0244%;"><span>CEC weighted efficiency @ 240V [%]</span></td><td style="width: 47.9756%;" data-mce-style="width: 47.9756%;"><span>96.5</span></td></tr><tr><td style="width: 49.0244%;" data-mce-style="width: 49.0244%;"><span>DC Power Rating [W]</span></td><td style="width: 47.9756%;" data-mce-style="width: 47.9756%;"><span>768</span></td></tr><tr><td style="width: 49.0244%;" data-mce-style="width: 49.0244%;"><span>Max. Input Voltage [V]</span></td><td style="width: 47.9756%;" data-mce-style="width: 47.9756%;"><span>60</span></td></tr><tr><td style="width: 49.0244%;" data-mce-style="width: 49.0244%;"><span>Max. Input Current [A]</span></td><td style="width: 47.9756%;" data-mce-style="width: 47.9756%;"><span>18</span></td></tr><tr><td style="width: 49.0244%;" data-mce-style="width: 49.0244%;"><span>Min. DC voltage / start voltage [V]</span></td><td style="width: 47.9756%;" data-mce-style="width: 47.9756%;">16<br></td></tr><tr><td style="width: 49.0244%;" data-mce-style="width: 49.0244%;"><span>Min. DC voltage / start voltage [V]</span></td><td style="width: 47.9756%;" data-mce-style="width: 47.9756%;">16<br></td></tr><tr><td style="width: 49.0244%;" data-mce-style="width: 49.0244%;"><span>AC Power Rating [W]</span></td><td style="width: 47.9756%;" data-mce-style="width: 47.9756%;"><span>768</span></td></tr></tbody></table><p><strong><br>Warranty</strong><br data-mce-fragment="1"></p><ul><li>25 Year Standard Warranty.</li></ul><p>* Refer to warranty document for terms and conditions<br data-mce-fragment="1"><strong>Documentation</strong></p><table width="100%"><tbody><tr><td style="width: 24%;" data-mce-style="width: 24%;"><a href="https://cdn.shopify.com/s/files/1/0566/3408/1340/files/4303005202_APsystems-Microinverter-DS3-Leries-For-North-America-Datasheet_-Rev1.3_2022-02-15.pdf?v=1678182568"><span style="color: #2b00ff;" data-mce-style="color: #2b00ff;">Data Sheet</span></a></td></tr></tbody></table><p><br><strong>Detailed Information</strong><br></p><p>The DS3 series reaches unprecedented levels of power output and is fully backwards compatible with QS1 and YC600 microinverters and accessories. It features 2 input channels, each with independent MPPT, and encrypted wireless Zigbee communication. An innovative and compact design makes the product lighter while maximizing power production, and silicone-encapsulated components reduce stress on electronics, facilitate thermal dissipation, and enhance weatherproofing. Reliability is significantly increased thanks to 20% fewer components than previous generations.</p><p>The DS3 series is grid-interactive and fully compliant with CA Rule 21 requirements. With its unparalleled performance, efficiency of 97%, and increased reliability, the APsystems DS3 series is a gamechanger for residential and commercial solar.</p><p><strong>High reliability</strong><br></p><p>Cell interconnections and diode placement use well-established industry practice and are field-proven to provide excellent reliability.</p><p>One microinverter connects to two solar modules</p><p>Two independent input channels (MPPT)</p><p><strong>Quality and Certification</strong></p><p>UL1741;CSA C22.2 No. 107.1-16;CA Rule 21 (UL 1741 SA); FCC 690.12 Rapid Shutdown of PV systems on Buildings; NEC 2020<br></p>
USSE100-0167 | 21.58 | 4202014480 | Fronius 42,0201,4480 Part B bus connector kit | <table width="100%" data-mce-fragment="1"><tbody data-mce-fragment="1"><tr data-mce-fragment="1"><td style="width: 955.59px;" data-mce-fragment="1" data-mce-style="width: 955.59px;"><strong>Fronius 42,0201,4480 Part B bus connector kit</strong></td></tr><tr data-mce-fragment="1"><td style="width: 955.59px;" data-mce-fragment="1" data-mce-style="width: 955.59px;"><p data-mce-fragment="1"><span>Fronius DC Connector Kit -Fronius, combine six positive input terminals into one, 42,0201,4479 The DC connector kit allows for combining multiple PV strings at the array, and using a single pair of conductors to connect back to the inverter. This is helpful when using a combiner box at the array; having fewer conductors can lower installation costs. Combining strings should only be done with strings of even numbers of modules and the MPPT settings of the inverter should be adjusted. The DC connector kit can accommodate wires from 10 - 2 AWG and the copper â€œcomb styleâ€ bus bar is encased in plastic to reduce safety concerns in the connection area. Features Highlights - Easy installation and high compatibility.</span></p><p><strong>SPECIFICATIONS</strong><br></p><table width="100%"><tbody><tr><td style="width: 48.2638%;" data-mce-style="width: 48.2638%;"><span>Model</span></td><td style="width: 47.7362%;" data-mce-style="width: 47.7362%;">42,0201,4480</td></tr><tr><td style="width: 48.2638%;" data-mce-style="width: 48.2638%;"><span>Series</span></td><td style="width: 47.7362%;" data-mce-style="width: 47.7362%;"><span>-</span></td></tr><tr><td style="width: 48.2638%;" data-mce-style="width: 48.2638%;"><span>Manufacturer</span></td><td style="width: 47.7362%;" data-mce-style="width: 47.7362%;">Fronius</td></tr></tbody></table></td></tr></tbody></table><p><br><strong>GENERAL SPECIFICATIONS</strong><br></p><table width="100%"><tbody><tr><td style="width: 49.0244%;" data-mce-style="width: 49.0244%;"><span>Max. current</span></td><td style="width: 47.9756%;" data-mce-style="width: 47.9756%;"><span>100,0 A</span></td></tr><tr><td style="width: 49.0244%;" data-mce-style="width: 49.0244%;"><span>Connection cross section</span></td><td style="width: 47.9756%;" data-mce-style="width: 47.9756%;"><span>6 mmÂ² - 25 mmÂ²</span></td></tr><tr><td style="width: 49.0244%;" data-mce-style="width: 49.0244%;"><span>Torque</span></td><td style="width: 47.9756%;" data-mce-style="width: 47.9756%;"><span>5,5 Nm / 50 lb-in</span></td></tr><tr><td style="width: 49.0244%;" data-mce-style="width: 49.0244%;"><span>Clamping area of the screw joint</span></td><td style="width: 47.9756%;" data-mce-style="width: 47.9756%;"><span>8 mm - 13 mm</span></td></tr></tbody></table><p><strong>Warranty</strong><br data-mce-fragment="1"></p><ul><li>Manufacturer 5 Years Warranty</li></ul><p>* Refer to warranty document for terms and conditions<br data-mce-fragment="1"><strong>Documentation</strong></p><table width="100%"><tbody><tr><td style="width: 24%;" data-mce-style="width: 24%;"><span style="color: #2b00ff;" data-mce-style="color: #2b00ff;">Data Sheet</span></td></tr></tbody></table><p><br><strong>Detailed Information</strong></p><p>The DC connector kit allows for combining multiple PV strings at the array, and using a single pair of conductors to connect back to the inverter. This is helpful when using a combiner box at the array; having fewer conductors can lower installation costs.</p><p><span></span><strong>High Reliability</strong></p><p>Easy to install</p>
USSE100-0084 | 21.58 | 4202014479 | Fronius 42,0201,4479 Part A bus connector kit | <table data-mce-fragment="1" width="100%"><tbody data-mce-fragment="1"><tr data-mce-fragment="1"><td data-mce-fragment="1"><strong>Fronius, <span data-mce-fragment="1">combine six positive input terminals into one, 42,0201,4479</span></strong><br><br></td></tr><tr data-mce-fragment="1"><td data-mce-fragment="1"><p><span>The DC connector kit allows for combining multiple PV strings at the array, and using a single pair of conductors to connect back to the inverter. This is helpful when using a combiner box at the array; having fewer conductors can lower installation costs. Combining strings should only be done with strings of even numbers of modules and the MPPT settings of the inverter should be adjusted. The DC connector kit can accommodate wires from 10 - 2 AWG and the copper â€œcomb styleâ€ bus bar is encased in plastic to reduce safety concerns in the connection area.</span></p><table width="100%"><tbody></tbody></table><p><br></p><p><strong>SPECIFICATIONS</strong></p><table width="100%"><tbody><tr><td style="width: 48.2638%;"><span>Model</span></td><td style="width: 47.7362%;">42,0201,4479</td></tr><tr><td style="width: 48.2638%;"><span>Series</span></td><td style="width: 47.7362%;"><span>-</span></td></tr><tr><td style="width: 48.2638%;"><span>Manufacturer</span></td><td style="width: 47.7362%;">Fronius</td></tr></tbody></table><p><strong><br>GENERAL SPECIFICATIONS</strong><br></p><table width="100%"><tbody><tr><td style="width: 49.0244%;" data-mce-style="width: 49.0244%;"><span>Max. current</span></td><td style="width: 47.9756%;" data-mce-style="width: 47.9756%;"><span>100,0 A</span></td></tr><tr><td style="width: 49.0244%;" data-mce-style="width: 49.0244%;"><span>Connection cross section</span></td><td style="width: 47.9756%;" data-mce-style="width: 47.9756%;"><span>6 mmÂ² - 25 mmÂ²</span></td></tr><tr><td style="width: 49.0244%;" data-mce-style="width: 49.0244%;"><span>Torque</span></td><td style="width: 47.9756%;" data-mce-style="width: 47.9756%;"><span>5,5 Nm / 50 lb-in</span></td></tr><tr><td style="width: 49.0244%;" data-mce-style="width: 49.0244%;"><span>Clamping area of the screw joint</span></td><td style="width: 47.9756%;" data-mce-style="width: 47.9756%;"><span>8 mm - 13 mm</span></td></tr></tbody></table><p><strong>Warranty</strong><br data-mce-fragment="1"></p><ul><li>Manufacturer 5 Years Warranty</li></ul><p>* Refer to warranty document for terms and conditions<br data-mce-fragment="1"><strong>Documentation</strong></p><table width="100%"><tbody><tr><td style="width: 24%;" data-mce-style="width: 24%;"><span style="color: #2b00ff;" data-mce-style="color: #2b00ff;">Data Sheet</span></td></tr></tbody></table><p><br><strong>Detailed Information</strong></p><p>The DC connector kit allows for combining multiple PV strings at the array, and using a single pair of conductors to connect back to the inverter. This is helpful when using a combiner box at the array; having fewer conductors can lower installation costs.</p><p><span></span><strong>High Reliability</strong></p><p>Easy to install</p></td></tr></tbody></table>
USBE100-0024 | 222.75 | 42,40,154 | Fronius 4,240,154 Rapid Shutdown Box-Quattro | <table width="100%" data-mce-fragment="1"><tbody data-mce-fragment="1"><tr data-mce-fragment="1"><td style="width: 955.59px;" data-mce-fragment="1" data-mce-style="width: 955.59px;"><strong>Fronius 4,240,154 Rapid Shutdown Box-Quattro</strong></td></tr><tr data-mce-fragment="1"><td style="width: 955.59px;" data-mce-fragment="1" data-mce-style="width: 955.59px;"><p data-mce-fragment="1"><span>The new generation Rapid Shutdown Box (RSB) provides a convenient solution for NEC 2014 (690.12) and NEC 2017 (Array Disconnect) compliance, while enhancing overall rooftop and firefighter safety. The low-profile design, installer-friendly mounting and wiring, make the Fronius 4,240,154 QUATTRO Rapid Shutdown Box the ultimate solution for all Fronius SnapINverters in systems up to 600VDC. The box is directly connected to the inverter through the same conduit as the DC homeruns and powered by the array, the Fronius solution minimizes the number of components and eliminates the need for an external power supply. It's low-profile design allows for installation underneath the modules, insuring a clean system look and thanks to the NEMA 4X rating, the box is built for severe outdoor conditions. MC4 connectors, spring loaded terminals and generous wiring space make wiring their new generation Rapid Shutdown Box even easier. Rapid Shutdown is triggered when AC is not present at the inverter, rapidly discharging the DC lines to the inverter. This allows for a seamless, code compliant solution to the NEC requirement for rapid shutdown functionality for PV systems on buildings.</span></p><p><strong>SPECIFICATIONS</strong><br></p><table width="100%"><tbody><tr><td style="width: 48.2638%;" data-mce-style="width: 48.2638%;"><span>Model</span></td><td style="width: 47.7362%;" data-mce-style="width: 47.7362%;">4,240,154</td></tr><tr><td style="width: 48.2638%;" data-mce-style="width: 48.2638%;"><span>Series</span></td><td style="width: 47.7362%;" data-mce-style="width: 47.7362%;"><span>-</span></td></tr><tr><td style="width: 48.2638%;" data-mce-style="width: 48.2638%;"><span>Manufacturer</span></td><td style="width: 47.7362%;" data-mce-style="width: 47.7362%;">Fronius<br></td></tr></tbody></table></td></tr></tbody></table><p><br><strong>GENERAL SPECIFICATIONS</strong><br></p><table width="100%"><tbody><tr><td style="width: 49.0244%;" data-mce-style="width: 49.0244%;"><span>Max. input current</span></td><td style="width: 47.9756%;" data-mce-style="width: 47.9756%;"><span>25A / 25A</span></td></tr><tr><td style="width: 49.0244%;" data-mce-style="width: 49.0244%;"><span>Max. input voltage</span></td><td style="width: 47.9756%;" data-mce-style="width: 47.9756%;"><span>600,0 V</span></td></tr><tr><td style="width: 49.0244%;" data-mce-style="width: 49.0244%;"><span>Ambient temperature range</span></td><td style="width: 47.9756%;" data-mce-style="width: 47.9756%;"><span>-40Â°C - +65Â°C</span></td></tr><tr><td style="width: 49.0244%;" data-mce-style="width: 49.0244%;"><span>Weight</span></td><td style="width: 47.9756%;" data-mce-style="width: 47.9756%;"><span data-mce-fragment="1">5,95 lbs</span><br></td></tr></tbody></table><p><strong>Warranty</strong><br data-mce-fragment="1"></p><ul><li>Manufacturer 25 Years Warranty</li></ul><p>* Refer to warranty document for terms and conditions<br data-mce-fragment="1"><strong>Documentation</strong></p><table width="100%"><tbody><tr><td style="width: 24%;" data-mce-style="width: 24%;"><a href="https://cdn.myced.com/images/Products/ZZ0000/ZZ0845/00000/ZZ084500062_DS.pdf"><span style="color: #2b00ff;" data-mce-style="color: #2b00ff;">Data Sheet</span></a></td></tr></tbody></table><p><br><strong>Detailed Information</strong></p><p><span>The Fronius Rapid Shutdown Box Duo and Quattro generation has been specially developed for the demands of the North American market and is a reliable, easy-to-install solution for quickly disabling PV generators. Compliant with NEC 2014 (690.12), the Rapid Shutdown Box is suitable for all North American SnapINverters up to a maximum system voltage of 600 V. As the Box is connected directly to the inverter and can be mounted conveniently under the module, it needs neither additional components nor a dedicated power supply. These advantages of our solution mean that the installation is simplified and system costs are slashed.</span></p><p><span></span><strong>High Reliability</strong></p><p>Low-profile design fits neatly underneath the module for a clean system look</p><p>Comes with mounting bracket that allows for multiple mounting options</p>
USBE100-0023 | 132.28 | 42,40,153 | Fronius 4,240,153 Rapid Shutdown Box-Duo | <table width="100%" data-mce-fragment="1"><tbody data-mce-fragment="1"><tr data-mce-fragment="1"><td style="width: 955.59px;" data-mce-style="width: 955.59px;" data-mce-fragment="1"><strong>Fronius 4,240,153 Rapid Shutdown Box-Duo</strong></td></tr><tr data-mce-fragment="1"><td style="width: 955.59px;" data-mce-style="width: 955.59px;" data-mce-fragment="1"><p data-mce-fragment="1"><span>The new generation Rapid Shutdown Box (RSB) provides a convenient solution for NEC 2014 (690.12) and NEC 2017 (Array Disconnect) compliance, while enhancing overall rooftop and firefighter safety. The low-profile design, installer-friendly mounting and wiring, make the Fronius 4,240,154 QUATTRO Rapid Shutdown Box the ultimate solution for all Fronius SnapINverters in systems up to 600VDC. The box is directly connected to the inverter through the same conduit as the DC homeruns and powered by the array, the Fronius solution minimizes the number of components and eliminates the need for an external power supply. It's low-profile design allows for installation underneath the modules, insuring a clean system look and thanks to the NEMA 4X rating, the box is built for severe outdoor conditions. MC4 connectors, spring loaded terminals and generous wiring space make wiring their new generation Rapid Shutdown Box even easier. Rapid Shutdown is triggered when AC is not present at the inverter, rapidly discharging the DC lines to the inverter. This allows for a seamless, code compliant solution to the NEC requirement for rapid shutdown functionality for PV systems on buildings.</span></p><p><strong>SPECIFICATIONS</strong><br></p><table width="100%"><tbody><tr><td style="width: 48.2638%;" data-mce-style="width: 48.2638%;"><span>Model</span></td><td style="width: 47.7362%;" data-mce-style="width: 47.7362%;">4,240,153</td></tr><tr><td style="width: 48.2638%;" data-mce-style="width: 48.2638%;"><span>Series</span></td><td style="width: 47.7362%;" data-mce-style="width: 47.7362%;"><span>-</span></td></tr><tr><td style="width: 48.2638%;" data-mce-style="width: 48.2638%;"><span>Manufacturer</span></td><td style="width: 47.7362%;" data-mce-style="width: 47.7362%;">Fronius<br></td></tr></tbody></table></td></tr></tbody></table><p><br><strong>GENERAL SPECIFICATIONS</strong><br></p><table width="100%"><tbody><tr><td style="width: 49.0244%;" data-mce-style="width: 49.0244%;"><span>Max. input current</span></td><td style="width: 47.9756%;" data-mce-style="width: 47.9756%;"><span>25A / 25A</span></td></tr><tr><td style="width: 49.0244%;" data-mce-style="width: 49.0244%;"><span>Max. input voltage</span></td><td style="width: 47.9756%;" data-mce-style="width: 47.9756%;"><span>600,0 V</span></td></tr><tr><td style="width: 49.0244%;" data-mce-style="width: 49.0244%;"><span>Ambient temperature range</span></td><td style="width: 47.9756%;" data-mce-style="width: 47.9756%;"><span>-40Â°C - +65Â°C</span></td></tr><tr><td style="width: 49.0244%;" data-mce-style="width: 49.0244%;"><span>Weight</span></td><td style="width: 47.9756%;" data-mce-style="width: 47.9756%;"><span data-mce-fragment="1">5,95 lbs</span><br></td></tr></tbody></table><p><strong>Warranty</strong><br data-mce-fragment="1"></p><ul><li>Manufacturer 25 Years Warranty</li></ul><p>* Refer to warranty document for terms and conditions<br data-mce-fragment="1"><strong>Documentation</strong></p><table width="100%"><tbody><tr><td style="width: 24%;" data-mce-style="width: 24%;"><a href="https://cdn.myced.com/images/Products/ZZ0000/ZZ0845/00000/ZZ084500062_DS.pdf"><span style="color: #2b00ff;" data-mce-style="color: #2b00ff;">Data Sheet</span></a></td></tr></tbody></table><p><br><strong>Detailed Information</strong></p><p><span>The Fronius Rapid Shutdown Box Duo and Quattro generation has been specially developed for the demands of the North American market and is a reliable, easy-to-install solution for quickly disabling PV generators. Compliant with NEC 2014 (690.12), the Rapid Shutdown Box is suitable for all North American SnapINverters up to a maximum system voltage of 600 V. As the Box is connected directly to the inverter and can be mounted conveniently under the module, it needs neither additional components nor a dedicated power supply. These advantages of our solution mean that the installation is simplified and system costs are slashed.</span></p><p><span></span><strong>High Reliability</strong></p><p>Low-profile design fits neatly underneath the module for a clean system look</p><p>Comes with mounting bracket that allows for multiple mounting options</p>
USIN100-0011 | 247.95 | 4,240,038,Z | Fronius 4,240,038,Z Datamanager 2.0 primo snap Inverter | <p>The Fronius Datamanager 2.0 serves as the nerve center for all types of Fronius inverters in any given application. Whether connected to the internet via LAN or WLAN, this advanced Datamanager continually updates the PV system's performance metrics to the Fronius Solar.web online portal. This grants you real-time oversight of your system's efficiency and functionality. Engineered to allow inverters direct internet connectivity through WLAN, this Datamanager also facilitates optimal system monitoring and configuration via its integrated web server. Multiple interfaces like Modbus RTU SunSpec, Modbus TCP SunSpec, and Fronius Solar API (JSON for real-time values) ensure seamless integration with third-party systems.</p><h2>General Specifications</h2><ul><li><strong>Storage Capacity Max</strong>: Up to 4096 days</li><li><strong>Supply Voltage</strong>: 12 V DC</li><li><strong>Energy Consumption</strong>: Less than 2.0 W</li><li><strong>Digital Inputs</strong>: 6, interface to ripple control receiver</li></ul><h2>Warranty</h2><ul><li><p><strong>Duration</strong>: 12-year warranty from the manufacturer.</p><p><em>Note: Refer to the warranty document for full terms and conditions.</em></p></li></ul><h2>Documentation</h2><ul><li><a href="https://www.invertersupply.com/media/data/SE_BRO_Fronius_Power_Package_EN.pdf" target="_new">Data Sheet</a></li></ul><h2>Detailed Information</h2><p>The Fronius Datamanager 2.0 is a next-gen device in data monitoring and communication. The hardware not only updates system metrics to the Fronius Solar.web online portal when connected to the internet via Ethernet or Wi-FiÂ® but also allows you to monitor the system and its configuration via a dedicated website on its integrated web server. It comes with integrated interfaces such as SunSpec Modbus RTU, SunSpec Modbus TCP, and Fronius Solar API (JSON, for "real-time" values) to offer unparalleled data monitoring capabilities.</p><h2>High Reliability</h2><p>Fronius Datamanager ensures a direct and reliable connection of the inverter to the Fronius Solar.web for real-time monitoring. Additional features include 4 digital inputs/outputs for interfacing with ripple control receivers and load management capabilities.</p><h2>Model and Manufacturer Information</h2><ul><li><strong>Model</strong>: 4,240,038,Z</li><li><strong>Series</strong>: Not specified</li><li><strong>Manufacturer</strong>: Fronius</li></ul><h2>Quality and Certifications</h2><ul><li>Information not available. Please refer to the Data Sheet for any quality and certification details.</li></ul><h2>Physical Specifications</h2><ul><li><strong>Dimensions</strong>: Not specified</li><li><strong>Weight</strong>: Not specified</li></ul><p>For anyone looking for a robust, reliable, and sophisticated solution for monitoring and managing their solar PV systems, the Fronius 4,240,038,Z Datamanager 2.0 Primo Snap Inverter is an excellent choice. Its cutting-edge features and seamless integration capabilities make it a standout product in its category.</p>
USSS100-0001 | 1201.18 | B-Plus-H | BYD B-Plus-H 2.5 HV Battery Module box | <div class="item" data-mce-fragment="1"><div class="content" data-mce-fragment="1"><div class="product attribute description" data-mce-fragment="1"><div class="value" data-mce-fragment="1"><p><strong>B-Plus-H 2.5 HV Battery Module</strong></p><p>BYD Battery 2.56kWh lithium iron phosphate (LiFePO4) battery module. Two to four of these modules can be used in conjunction with BYD BCU. The Battery-Box HV is the first genuine high voltage battery that offers a flexible and modular design without any internal cables. A single Battery-Box HV can incorporate 2 to 4 B-Plus H 2.5 battery modules in a series connection, totaling up to 10.2 kWh of usable capacity.</p><ul><li>B-Box H5.0 (5.12 kWh): Requires 2 battery modules</li><li>B-Box H7.5 (7.68 kWh): Requires 3 battery modules</li><li>B-Box H10.0 (10.24 kWh): Requires 4 battery modules</li></ul><hr><p><strong>TECHNICAL SPECIFICATIONS:</strong></p><ul><li>SKU: B-Plus-H 2.5</li><li>Weight: 84.000000</li><li>Dimensions (inches): 24 x 14 x 10</li><li>Manufacturer: BYD Batteries</li></ul><br></div></div></div></div><div class="item tech-info" data-mce-fragment="1"><div class="content" data-mce-fragment="1"></div></div>
USIN100-0104 | 155.56 | 119001 DS3-S | APsystems 119001 DS3-S Single Phase Dual-Module Microinverter | <table width="100%" data-mce-fragment="1"><tbody data-mce-fragment="1"><tr data-mce-fragment="1"><td style="width: 955.59px;" data-mce-style="width: 955.59px;" data-mce-fragment="1"><strong>APsystems 119001 DS3-S Single Phase Dual-Module Microinverter</strong></td></tr><tr data-mce-fragment="1"><td style="width: 955.59px;" data-mce-style="width: 955.59px;" data-mce-fragment="1"><p><span>APsystems 3rd generation of dual microinverters are reaching unprecedented power outputs of 640VA or 768VA or 880VA to adapt to todayâ€™s larger power module. With 2 independent MPPT, encrypted ZigBee signals, the DS3-S, DS3-L and DS3 benefit from an entirely new architecture and are fully backwards compatible with the QS1 and YC600 microinverters.</span></p></td></tr></tbody></table><p><strong><br>SPECIFICATIONS</strong></p><table width="100%"><tbody><tr><td style="width: 48.2638%;" data-mce-style="width: 48.2638%;"><span>Model</span></td><td style="width: 47.7362%;" data-mce-style="width: 47.7362%;"><span>DS3-S-NA-640VA</span></td></tr><tr><td style="width: 48.2638%;" data-mce-style="width: 48.2638%;"><span>Series</span></td><td style="width: 47.7362%;" data-mce-style="width: 47.7362%;"><span mce-data-marked="1">-</span></td></tr><tr><td style="width: 48.2638%;" data-mce-style="width: 48.2638%;"><span>Manufacturer</span></td><td style="width: 47.7362%;" data-mce-style="width: 47.7362%;">APSystem</td></tr></tbody></table><p><strong><br>GENERAL SPECIFICATION </strong><br></p><table width="100%"><tbody><tr></tr><tr><td style="width: 49.0244%;" data-mce-style="width: 49.0244%;"><span>Max output power reaching</span></td><td style="width: 47.9756%;" data-mce-style="width: 47.9756%;"><span>640VA</span></td></tr><tr><td style="width: 49.0244%;" data-mce-style="width: 49.0244%;"><span>Output Voltage AC</span></td><td style="width: 47.9756%;" data-mce-style="width: 47.9756%;"><span>211V-264V</span></td></tr><tr><td style="width: 49.0244%;" data-mce-style="width: 49.0244%;"><span>Dimensions LxWxH</span></td><td style="width: 47.9756%;" data-mce-style="width: 47.9756%;"><span>Â 1.6 x 10.3 x 8.6 inches</span></td></tr><tr><td style="width: 49.0244%;" data-mce-style="width: 49.0244%;"><span mce-data-marked="1">Weight</span></td><td style="width: 47.9756%;" data-mce-style="width: 47.9756%;">5.7lbs</td></tr><tr></tr></tbody></table><p><strong>Warranty</strong><br data-mce-fragment="1"></p><ul><li>Manufacturer Warranty 12 Years</li></ul><p>* Refer to warranty document for terms and conditions<br data-mce-fragment="1"><strong>Documentation</strong></p><table width="100%"><tbody><tr><td style="width: 24%;" data-mce-style="width: 24%;"><a><span style="color: #2b00ff;" data-mce-style="color: #2b00ff;">Data Sheet</span></a></td></tr></tbody></table><p><br><strong>Detailed Information</strong><br></p><p><span>The DS3 microinverter reaches unprecedented levels of power output of 640VA to adapt to todayâ€™s larger power module. It is fully backwards compatible with QS1 and YC600 microinverters and accessories. It features 2 input channels, each with independent MPPT, and encrypted wireless Zigbee communication. An innovative and compact design makes the product lighter while maximizing power production, and silicone-encapsulated components reduce stress on electronics, facilitate thermal dissipation, and enhance weatherproofing. Reliability is significantly increased thanks to 20% fewer components than previous generations. A 24/7 energy access through Apps or web-based portal facilitate remote diagnosis and maintenance.</span></p><p><strong>High reliability</strong></p><p>Cell interconnections and diode placement use well-established industry practice and are field-proven to provide excellent reliability.</p><p>One microinverter connects to two solar modules</p><p>Encrypted Wireless ZigBee Communication</p><p>Phase Monitored and Phase Balanced</p>
USIN100-0253 | 2469.08 | 4,21,00,90,801 | Fronius 4,210,090,801 10.0-3 208/240 symo advanced Inverters | <p data-mce-fragment="1">The Fronius 4,210,090,801 10.0-3 208/240 Symo Advanced Inverters are designed to provide a comprehensive inverter system solution. This all-in-one system includes an inverter, charger controller, and a display with remote monitoring capabilities. The Fronius inverter system simplifies installation for grid-tied, off-grid, or battery backup setups, effectively managing power flows among solar panels, batteries, the grid, loads, and generators.</p><p data-mce-fragment="1"><strong data-mce-fragment="1">Specifications:</strong></p><ul data-mce-fragment="1"><li data-mce-fragment="1"><strong data-mce-fragment="1">Model:</strong> Fronius 4,210,090,801</li><li data-mce-fragment="1"><strong data-mce-fragment="1">Series:</strong> Fronius SYMO ADVANCED</li><li data-mce-fragment="1"><strong data-mce-fragment="1">Manufacturer:</strong> Fronius</li></ul><p data-mce-fragment="1"><strong data-mce-fragment="1">General Specification:</strong></p><ul data-mce-fragment="1"><li data-mce-fragment="1"><strong data-mce-fragment="1">Solar Panel Compatibility:</strong> 60/72 - 120/144 cell</li><li data-mce-fragment="1"><strong data-mce-fragment="1">Rated Efficiency:</strong> 0.97</li><li data-mce-fragment="1"><strong data-mce-fragment="1">Dimensions (LxWxH):</strong> 28.5" x 20.1" x 8.9"</li><li data-mce-fragment="1"><strong data-mce-fragment="1">Weight:</strong>Â 91.9 lbs</li><li data-mce-fragment="1"><strong data-mce-fragment="1">Manufacturer:</strong> Fronius USA LLC</li><li data-mce-fragment="1"><strong data-mce-fragment="1">Operating Temperatures:</strong> -40 ... +60 Â°C</li><li data-mce-fragment="1"><strong data-mce-fragment="1">Cooling:</strong> Variable speed fan</li><li data-mce-fragment="1"><strong data-mce-fragment="1">Elevation:</strong> 2000 m (6562 ft) with max. input voltage of 1000 V / 3400 m (11155 ft) with max. input voltage of 850 V</li></ul><p data-mce-fragment="1"><strong data-mce-fragment="1">Warranty:</strong></p><ul data-mce-fragment="1"><li data-mce-fragment="1">10 Year Standard Warranty</li><li data-mce-fragment="1">Refer to the warranty document for terms and conditions</li></ul><p data-mce-fragment="1"><strong data-mce-fragment="1">Documentation:</strong></p><ul data-mce-fragment="1"><li data-mce-fragment="1"><a href="https://cdn.shopify.com/s/files/1/0566/3408/1340/files/SE_DS_Symo_Advanced_EN.pdf?v=1678167315" data-mce-fragment="1" data-mce-href="https://cdn.shopify.com/s/files/1/0566/3408/1340/files/SE_DS_Symo_Advanced_EN.pdf?v=1678167315" target="_new">Data Sheet</a></li></ul><p data-mce-fragment="1"><strong data-mce-fragment="1">Detailed Information:</strong></p><p data-mce-fragment="1">The Fronius Symo Advanced inverter is designed as a compact single-phase solution for residential applications. The inverter features the SnapINverter hinge mounting system, ensuring lightweight, secure, and convenient installation. Notable integrated features include dual powerpoint trackers, high system voltage, a wide input voltage range, Wi-Fi and SunSpec Modbus interface, and access to Fronius' online and mobile monitoring platform, Fronius Solar.web.</p><p data-mce-fragment="1">The system boasts high reliability, utilizing well-established industry practices for cell interconnections and diode placement. This design has been proven to deliver excellent reliability.</p><p data-mce-fragment="1">The transformerless design of the Fronius inverter ensures higher efficiency. It also comes equipped with SUNSPEC communications hardware built-in, enhancing communication capabilities.</p><p data-mce-fragment="1">The Fronius 4,210,090,801 10.0-3 208/240 Symo Advanced Inverters adhere to various quality and certification standards, including UL 1741-2010 Second Edition, IEEE standards, FCC Part 15 A &amp; B, NEC 2017 Article 690, UL1699B Issue 2 - 2013, CSA TIL M-07 Issue 1 - 2013, and more.</p>
USIN100-0257 | 3187.54 | 4210078800 | Fronius 4,210,078,800 Primo 15.0-1 snap Inverter | <p data-mce-fragment="1">The Fronius Inverter System is an all-in-one solution that includes an inverter, charger controller, and a display with remote monitoring. The Fronius system is easy to install for Grid-tied, Off-Grid, or Battery Backup Inverter setups. It efficiently manages power flow between Solar, Battery, Grid, Loads, and Generators.</p><p data-mce-fragment="1"><strong data-mce-fragment="1">Specifications:</strong></p><ul data-mce-fragment="1"><li data-mce-fragment="1"><strong data-mce-fragment="1">Model:</strong> Fronius 4,210,078,800</li><li data-mce-fragment="1"><strong data-mce-fragment="1">Series:</strong> FRONIUS PRIMO</li><li data-mce-fragment="1"><strong data-mce-fragment="1">Manufacturer:</strong> Fronius</li><li data-mce-fragment="1"><strong>Dimensions:</strong>Â (LxWxH): 20.1 x 28.5 x 8.9 Inches</li><li data-mce-fragment="1"><strong>Weight:Â </strong>ï»¿82.5 lbs</li></ul><p data-mce-fragment="1"><strong data-mce-fragment="1">General Specifications:</strong></p><ul data-mce-fragment="1"><li data-mce-fragment="1"><strong data-mce-fragment="1">Continuous AC Power Output:</strong> 15000 W</li><li data-mce-fragment="1"><strong data-mce-fragment="1">Max Operating Voltage:</strong> 600 V</li><li data-mce-fragment="1"><strong data-mce-fragment="1">Min Operating Voltage:</strong> 80 V</li><li data-mce-fragment="1"><strong data-mce-fragment="1">AC Voltages:</strong> 120, 208, 240 VAC</li><li data-mce-fragment="1"><strong data-mce-fragment="1">AC Frequencies:</strong> 60 Hz</li><li data-mce-fragment="1"><strong data-mce-fragment="1">Recommended PV Input (STC):</strong> 18000 W</li><li data-mce-fragment="1"><strong data-mce-fragment="1">Topology:</strong> Transformerless</li><li data-mce-fragment="1"><strong data-mce-fragment="1">Phase:</strong> 1 Phase</li></ul><p data-mce-fragment="1"><strong data-mce-fragment="1">Warranty:</strong></p><ul data-mce-fragment="1"><li data-mce-fragment="1">10 Year Standard Warranty</li><li data-mce-fragment="1">Refer to the warranty document for terms and conditions</li></ul><p data-mce-fragment="1"><strong data-mce-fragment="1">Documentation:</strong></p><ul data-mce-fragment="1"><li data-mce-fragment="1"><a href="https://cdn.shopify.com/s/files/1/0566/3408/1340/files/ZZ084500014_DS_1_1.pdf?v=1678166607" data-mce-fragment="1" data-mce-href="https://cdn.shopify.com/s/files/1/0566/3408/1340/files/ZZ084500014_DS_1_1.pdf?v=1678166607" target="_new">Data Sheet</a></li></ul><p data-mce-fragment="1"><strong data-mce-fragment="1">Detailed Information:</strong></p><p data-mce-fragment="1">The Fronius Primo is a compact single-phase inverter designed for residential applications. Its sleek design incorporates the SnapINverter hinge mounting system, allowing for easy, secure, and convenient installation. The Fronius Primo stands out from competitors with integrated features such as dual powerpoint trackers, high system voltage, a wide input voltage range, Wi-Fi and SunSpec Modbus interface, and Froniusâ€™ online and mobile monitoring platform, Fronius Solar.web.</p><p data-mce-fragment="1"><strong data-mce-fragment="1">High reliability:</strong></p><ul data-mce-fragment="1"><li data-mce-fragment="1">Cell interconnections and diode placement follow industry standards for excellent reliability.</li><li data-mce-fragment="1">External relay controls enhance functionality.</li></ul><p data-mce-fragment="1"><strong data-mce-fragment="1">Quality and certifications:</strong></p><ul data-mce-fragment="1"><li data-mce-fragment="1">UL 1741-2015</li><li data-mce-fragment="1">UL1998 (for functions: AFCI, RCMU, and isolation monitoring)</li><li data-mce-fragment="1">IEEE 1547-2003</li><li data-mce-fragment="1">IEEE 1547.1-2003</li><li data-mce-fragment="1">ANSI/IEEE C62.41</li><li data-mce-fragment="1">FCC Part 15 A &amp; B</li><li data-mce-fragment="1">NEC 2014 Article 690</li><li data-mce-fragment="1">C22. 2 No. 107.1-01 (September 2001)</li><li data-mce-fragment="1">UL1699B Issue 2 - 2013</li><li data-mce-fragment="1">CSA TIL M-07 Issue 1 - 2013</li></ul>
USMI100-0003 | 155.57 | CP-250E-iBC | Chiliconpower CP-250E-iBC Microinverter | <table width="100%" data-mce-fragment="1"><tbody data-mce-fragment="1"><tr data-mce-fragment="1"><td style="width: 955.59px;" data-mce-fragment="1" data-mce-style="width: 955.59px;"><strong>Chiliconpower CP-250E-iBC Microinverter</strong></td></tr><tr data-mce-fragment="1"><td style="width: 955.59px;" data-mce-fragment="1" data-mce-style="width: 955.59px;"><p><span>Chilicon Power CP-250E inverter performance leads the industry with sustained power production of 289 watts AC which provides well scaled output power compatibility for 60-cell and 72-cell modules up to 350W DC STC. The CP-250E has extended input voltage range and supports 72-cell (CP-250E) modules. Grid-interactive conversion occurs with a CEC rating of 96% with peak efficiency of 96.6%. The inverters are Rule-21 compliant and can provide reactive power on demand.</span></p></td></tr></tbody></table><p><strong><br>SPECIFICATIONS</strong></p><table width="100%"><tbody><tr><td style="width: 48.2638%;"><span>Model</span></td><td style="width: 47.7362%;">Chiliconpower CP-250E-iBC</td></tr><tr><td style="width: 48.2638%;"><span>Series</span></td><td style="width: 47.7362%;">-<br></td></tr><tr><td style="width: 48.2638%;"><span>Manufacturer</span></td><td style="width: 47.7362%;">Chiliconpower</td></tr></tbody></table><p><strong><br>GENERAL SPECIFICATION</strong><br></p><table width="100%"><tbody><tr></tr><tr><td style="width: 49.0244%;" data-mce-style="width: 49.0244%;"><span>Inverter Type</span></td><td style="width: 47.9756%;" data-mce-style="width: 47.9756%;"><span>Grid-Tie Microinverter</span></td></tr><tr><td style="width: 49.0244%;" data-mce-style="width: 49.0244%;"><span>Maximum/Peak Efficiency [%]</span></td><td style="width: 47.9756%;" data-mce-style="width: 47.9756%;"><span>99.5</span></td></tr><tr><td style="width: 49.0244%;" data-mce-style="width: 49.0244%;"><span>CEC weighted efficiency @ 240V [%]</span></td><td style="width: 47.9756%;" data-mce-style="width: 47.9756%;"><span>96</span></td></tr><tr><td style="width: 49.0244%;" data-mce-style="width: 49.0244%;"><span>DC Power Rating [W]</span></td><td style="width: 47.9756%;" data-mce-style="width: 47.9756%;"><span>289</span></td></tr><tr><td style="width: 49.0244%;" data-mce-style="width: 49.0244%;"><span>Max. Input Voltage [V]</span></td><td style="width: 47.9756%;" data-mce-style="width: 47.9756%;"><span>60</span></td></tr><tr><td style="width: 49.0244%;" data-mce-style="width: 49.0244%;"><span>Max. Input Current [A]</span></td><td style="width: 47.9756%;" data-mce-style="width: 47.9756%;"><span>13.5</span></td></tr><tr><td style="width: 49.0244%;" data-mce-style="width: 49.0244%;"><span>Min. DC voltage / start voltage [V]</span></td><td style="width: 47.9756%;" data-mce-style="width: 47.9756%;">60<br></td></tr><tr><td style="width: 49.0244%;" data-mce-style="width: 49.0244%;"><span>Min. DC voltage / start voltage [V]</span></td><td style="width: 47.9756%;" data-mce-style="width: 47.9756%;">26</td></tr><tr><td style="width: 49.0244%;" data-mce-style="width: 49.0244%;"><span>AC Power Rating [W]</span></td><td style="width: 47.9756%;" data-mce-style="width: 47.9756%;"><span>289</span></td></tr></tbody></table><p><strong><br>Warranty</strong><br data-mce-fragment="1"></p><ul><li>25 Year Standard Warranty.</li></ul><p>* Refer to warranty document for terms and conditions<br data-mce-fragment="1"><strong>Documentation</strong></p><table width="100%"><tbody><tr><td style="width: 24%;" data-mce-style="width: 24%;"><a href="https://cdn.shopify.com/s/files/1/0566/3408/1340/files/Chilicon_Power_CP-250E_Microinverter_1824df1f-597f-4dc8-b353-62c8ca774f61.pdf?v=1678183890">Data Sheet</a></td></tr></tbody></table><p><br><strong>Detailed Information</strong><br></p><p><span>The Power Line Communication (PLC) technology was developed from the ground up and offers the best robustness of any PLC system, vastly superior to the competition. It is so robust that the Gateway can be installed anywhere in the house. This saves on installation costs.</span><br></p><p><strong>High reliability</strong><br></p><p>Cell interconnections and diode placement use well-established industry practice and are field-proven to provide excellent reliability.</p><p>Robust and secure adaptive rate communication</p><p>On-line switching optimization</p><p>Wide-band harmonic suppression</p>
USIN100-0254 | 2719.8 | 4,21,00,77,800 | Fronius 4,210,077,800 Primo 12.5-1 snap Inverter | <p data-mce-fragment="1">The Fronius 4,210,077,800 Primo 12.5-1 Snap Inverter is an all-in-one system designed to provide a comprehensive inverter solution. This system includes an inverter, charger controller, and a display with remote monitoring capabilities. The Fronius inverter system is designed for easy installation in grid-tied, off-grid, or battery backup setups. It effectively manages power flows between solar panels, batteries, the grid, loads, and generators.</p><p data-mce-fragment="1"><strong data-mce-fragment="1">Specifications:</strong></p><ul data-mce-fragment="1"><li data-mce-fragment="1"><strong data-mce-fragment="1">Model:</strong> Fronius 4,210,077,800</li><li data-mce-fragment="1"><strong data-mce-fragment="1">Series:</strong> Fronius PRIMO</li><li data-mce-fragment="1"><strong data-mce-fragment="1">Manufacturer:</strong> Fronius</li><li data-sourcepos="21:1-21:34"><strong>Dimensions:</strong> (LxWxH): 20.1 x 28.5 x 8.9 Inches</li><li data-sourcepos="22:1-22:19"><strong>Weight:</strong> 82.5 lbs</li><li data-sourcepos="23:1-24:0"><strong>Warranty:</strong> 10 years</li></ul><p data-mce-fragment="1"><strong data-mce-fragment="1">General Specification:</strong></p><ul data-mce-fragment="1"><li data-mce-fragment="1"><strong data-mce-fragment="1">Continuous AC Power Output:</strong> 12500 W</li><li data-mce-fragment="1"><strong data-mce-fragment="1">Max Operating Voltage:</strong> 600 V</li><li data-mce-fragment="1"><strong data-mce-fragment="1">Min Operating Voltage:</strong> 80 V</li><li data-mce-fragment="1"><strong data-mce-fragment="1">AC Voltages:</strong> 120, 208, 240 VAC</li><li data-mce-fragment="1"><strong data-mce-fragment="1">AC Frequencies:</strong> 60 Hz</li><li data-mce-fragment="1"><strong data-mce-fragment="1">Recommended PV Input (STC):</strong> 15000 W</li><li data-mce-fragment="1"><strong data-mce-fragment="1">Topology:</strong> Transformerless</li><li data-mce-fragment="1"><strong data-mce-fragment="1">Phase:</strong> 1 Phase</li></ul><p data-mce-fragment="1"><strong data-mce-fragment="1">Warranty:</strong></p><ul data-mce-fragment="1"><li data-mce-fragment="1">10 Year Standard Warranty</li><li data-mce-fragment="1">Refer to the warranty document for terms and conditions</li></ul><p data-mce-fragment="1"><strong data-mce-fragment="1">Documentation:</strong></p><ul data-mce-fragment="1"><li data-mce-fragment="1"><a data-mce-fragment="1" href="https://cdn.shopify.com/s/files/1/0566/3408/1340/files/ZZ084500014_DS_1_1.pdf?v=1678166607" target="_new" data-mce-href="https://cdn.shopify.com/s/files/1/0566/3408/1340/files/ZZ084500014_DS_1_1.pdf?v=1678166607">Data Sheet</a></li></ul><p data-mce-fragment="1"><strong data-mce-fragment="1">Detailed Information:</strong></p><p data-mce-fragment="1">The Fronius Primo 12.5-1 Snap Inverter is an ideal compact single-phase inverter suitable for residential applications. It features the SnapINverter hinge mounting system for lightweight, secure, and convenient installation. The inverter incorporates several integrated features that differentiate it from competitors, including dual powerpoint trackers, high system voltage, a wide input voltage range, Wi-Fi and SunSpec Modbus interface, and access to Fronius' online and mobile monitoring platform, Fronius Solar.web.</p><p data-mce-fragment="1">This system boasts high reliability, with cell interconnections and diode placement following established industry practices for excellent reliability.</p><p data-mce-fragment="1">External relay controls enhance the inverter's control capabilities.</p><p data-mce-fragment="1">The Fronius 4,210,077,800 Primo 12.5-1 Snap Inverter adheres to quality and certification standards, including UL 1741-2015, UL1998 (for functions: AFCI, RCMU and isolation monitoring), IEEE standards, FCC Part 15 A &amp; B, NEC Article 690-2014, C22. 2 No. 107.1-01 (September 2001), UL1699B Issue 2 - 2013, CSA TIL M-07 Issue 1 - 2013, and more.</p>
USIN100-0268 | 2515.58 | 4,21,00,76,800 | Fronius 4,210,076,800 Primo 11.4-1 snap Inverter | <p data-mce-fragment="1">The Fronius 4,210,076,800 Primo 11.4-1 snap Inverter is an innovative solution designed by Fronius. This inverter system integrates an inverter, charger controller, and a display with remote monitoring. It is versatile and can be easily installed in Grid-tied, Off-Grid, or Battery Backup Inverter systems. The Fronius inverter efficiently manages power flow between Solar, Battery, Grid, Loads, and Generator.</p><p data-mce-fragment="1"><strong data-mce-fragment="1">Specifications:</strong></p><ul data-mce-fragment="1"><li data-mce-fragment="1"><strong data-mce-fragment="1">Model:</strong> Fronius 4,210,076,800</li><li data-mce-fragment="1"><strong data-mce-fragment="1">Series:</strong> FRONIUS PRIMO</li><li data-mce-fragment="1"><strong data-mce-fragment="1">Manufacturer:</strong> Fronius</li></ul><p data-mce-fragment="1"><strong data-mce-fragment="1">GENERAL SPECIFICATION:</strong></p><ul data-mce-fragment="1"><li data-mce-fragment="1"><strong data-mce-fragment="1">Continuous AC Power Output:</strong> 11,400 W</li><li data-mce-fragment="1"><strong data-mce-fragment="1">Max Operating Voltage:</strong> 600 V</li><li data-mce-fragment="1"><strong data-mce-fragment="1">Min Operating Voltage:</strong> 80 V</li><li data-mce-fragment="1"><strong data-mce-fragment="1">AC Voltages:</strong> 120, 208, 240 VAC</li><li data-mce-fragment="1"><strong data-mce-fragment="1">AC Frequencies:</strong> 60 Hz</li><li data-mce-fragment="1"><strong data-mce-fragment="1">Recommended PV Input (STC):</strong> 13,700 W</li><li data-mce-fragment="1"><strong data-mce-fragment="1">Topology:</strong> Transformerless</li><li data-mce-fragment="1"><strong data-mce-fragment="1">Phase:</strong> 1 Phase</li></ul><p data-mce-fragment="1"><strong data-mce-fragment="1">Warranty:</strong></p><ul data-mce-fragment="1"><li data-mce-fragment="1">10 Year Standard Warranty.</li><li data-mce-fragment="1"><em data-mce-fragment="1">Refer to warranty document for terms and conditions</em></li></ul><p data-mce-fragment="1"><strong data-mce-fragment="1">Documentation:</strong></p><ul data-mce-fragment="1"><li data-mce-fragment="1">Data Sheet: <a href="https://cdn.shopify.com/s/files/1/0566/3408/1340/files/ZZ084500014_DS_1_1.pdf?v=1678166607" data-mce-fragment="1" data-mce-href="https://cdn.shopify.com/s/files/1/0566/3408/1340/files/ZZ084500014_DS_1_1.pdf?v=1678166607" target="_new">Download Data Sheet</a></li></ul><p data-mce-fragment="1"><strong data-mce-fragment="1">Detailed Information:</strong> The Fronius Primo is an optimal choice for residential applications, offering a compact single-phase inverter solution. Its design incorporates the SnapINverter hinge mounting system, facilitating lightweight, secure, and convenient installation. Setting it apart from competitors, the Fronius Primo boasts multiple integrated features such as dual powerpoint trackers, high system voltage, a broad input voltage range, Wi-Fi and SunSpec Modbus interface, and the Fronius Solar.web online and mobile monitoring platform.</p><p data-mce-fragment="1"><strong data-mce-fragment="1">High reliability:</strong> The inverter maintains high reliability through well-established industry practices for cell interconnections and diode placement, ensuring excellent performance.</p><p data-mce-fragment="1"><strong data-mce-fragment="1">External relay controls:</strong> The inclusion of external relay controls enhances operational flexibility.</p><p data-mce-fragment="1"><strong data-mce-fragment="1">Quality and certifications:</strong> The Fronius Primo adheres to quality standards and certifications including UL 1741-2015, UL1998 (AFCI, RCMU, and isolation monitoring functions), IEEE 1547-2003, IEEE 1547.1-2003, ANSI/IEEE C62.41, FCC Part 15 A &amp; B, NEC Article 690-2014, C22. 2 No. 107.1-01 (September 2001), UL1699B Issue 2 -2013, and CSA TIL M-07 Issue 1 -2013.</p>
USIN100-0267 | 2245.48 | 4,21,00,75,800 | Fronius 4,210,075,800 Primo 10.0-1 Snap Inverter | <p data-sourcepos="5:1-5:299">The Fronius Primo 10.0-1 Snap Inverter is a single-phase inverter that is designed for residential solar power systems. It is a highly efficient inverter that can convert DC solar power to AC power with an efficiency of up to 98.5%. The inverter also features a number of advanced features, such as:</p><ul data-sourcepos="7:1-10:0"><li data-sourcepos="7:1-7:91">SnapINverter technology: This technology makes the inverter easy to install and maintain.</li><li data-sourcepos="8:1-8:119">Fronius Smart Meter: This meter allows you to track the energy production and consumption of your solar power system.</li><li data-sourcepos="9:1-10:0">Fronius Solar.web: This cloud-based monitoring platform allows you to monitor your solar power system from anywhere in the world.</li></ul><p data-sourcepos="11:1-11:18"><strong>Specifications</strong></p><ul data-sourcepos="13:1-24:0"><li data-sourcepos="13:1-13:26">Model: Primo 10.0-1 Snap</li><li data-sourcepos="14:1-14:15">Series: Primo</li><li data-sourcepos="15:1-15:23">Manufacturer: Fronius</li><li data-sourcepos="16:1-16:29">Type: Single-phase inverter</li><li data-sourcepos="17:1-17:32">Continuous power rating: 10 kW</li><li data-sourcepos="18:1-18:26">Peak power rating: 12 kW</li><li data-sourcepos="19:1-19:43">Operating voltage range: 120-240 volts AC</li><li data-sourcepos="20:1-20:25">Efficiency: up to 98.5%</li><li data-sourcepos="21:1-21:34">Dimensions: (LxWxH): 20.1 x 28.5 x 8.9 Inches</li><li data-sourcepos="22:1-22:19">Weight:Â 82.5 lbs</li><li data-sourcepos="23:1-24:0">Warranty: 10 years</li></ul><p data-sourcepos="25:1-25:24"><strong>Detailed Information</strong></p><p data-sourcepos="27:1-27:120">The Fronius Primo 10.0-1 Snap Inverter is a versatile inverter that can be used in a variety of applications, including:</p><ul data-sourcepos="29:1-33:0"><li data-sourcepos="29:1-29:33">Residential solar power systems</li><li data-sourcepos="30:1-30:32">Commercial solar power systems</li><li data-sourcepos="31:1-31:30">Off-grid solar power systems</li><li data-sourcepos="32:1-33:0">Solar carports and parking garages</li></ul><p data-sourcepos="34:1-34:83">The inverter is easy to install and maintain, and it comes with a 10-year warranty.</p><p data-sourcepos="36:1-36:52">Here are some additional details about the inverter:</p><ul data-sourcepos="38:1-42:0"><li data-sourcepos="38:1-38:64">It is specifically designed to work with Fronius Smart Meters.</li><li data-sourcepos="39:1-39:53">It has a record-breaking efficiency of up to 98.5%.</li><li data-sourcepos="40:1-40:37">It is easy to install and maintain.</li><li data-sourcepos="41:1-42:0">It comes with a 10-year manufacturer's warranty.</li></ul><p data-sourcepos="43:1-43:304">However, the product you mentioned is not available in the market. The latest model of the Fronius Primo 10.0-1 Snap Inverter is the 4,210,087,800 model, which has a continuous power rating of 10 kW and a peak power rating of 12 kW. It also has the same features and specifications as the previous model.</p>
USIN100-0022 | 1691.43 | 4,21,00,60,800 | Fronius 4,210,060,800 Primo 8.2-1 snap Inverter | <div class="flex-1 overflow-hidden"><div class="react-scroll-to-bottom--css-wfwih-79elbk h-full dark:bg-gray-800"><div class="react-scroll-to-bottom--css-wfwih-1n7m0yu"><div class="flex flex-col text-sm dark:bg-gray-800"><div data-testid="conversation-turn-46" class="group w-full text-token-text-primary border-b border-black/10 dark:border-gray-900/50 bg-gray-50 dark:bg-[#444654]"><div class="p-4 justify-center text-base md:gap-6 md:py-6 m-auto"><div class="flex flex-1 gap-4 text-base mx-auto md:gap-6 md:max-w-2xl lg:max-w-[38rem] xl:max-w-3xl }"><div class="relative flex w-[calc(100%-50px)] flex-col gap-1 md:gap-3 lg:w-[calc(100%-115px)]"><div class="flex flex-grow flex-col gap-3 max-w-full"><div class="min-h-[20px] flex flex-col items-start gap-3 overflow-x-auto whitespace-pre-wrap break-words"><div class="markdown prose w-full break-words dark:prose-invert light"><div data-testid="conversation-turn-48" class="group w-full text-token-text-primary border-b border-black/10 dark:border-gray-900/50 bg-gray-50 dark:bg-[#444654]"><div class="p-4 justify-center text-base md:gap-6 md:py-6 m-auto"><div class="flex flex-1 gap-4 text-base mx-auto md:gap-6 md:max-w-2xl lg:max-w-[38rem] xl:max-w-3xl }"><div class="relative flex w-[calc(100%-50px)] flex-col gap-1 md:gap-3 lg:w-[calc(100%-115px)]"><div class="flex flex-grow flex-col gap-3 max-w-full"><div class="min-h-[20px] flex flex-col items-start gap-3 overflow-x-auto whitespace-pre-wrap break-words"><div class="markdown prose w-full break-words dark:prose-invert light"><p>The Fronius 4,210,060,800 Primo 8.2-1 Snap Inverter is an all-in-one system designed for seamless solar energy management. It serves as an inverter, charger controller, and comes with a display for remote monitoring. Whether your solar energy system is Grid-tied, Off-Grid, or a Battery Backup Inverter, the Fronius 4,210,060,800 has got you covered. It manages power to and from solar panels, batteries, the grid, electrical loads, and even generators.</p><hr><h4><strong>Features:</strong></h4><ul><li><strong>Versatile Installation</strong>: Compatible with Grid-tied, Off-Grid, and Battery Backup systems.</li><li><strong>Multi-Source Management</strong>: Manages power to/from Solar, Battery, Grid, Loads, and Generator.</li><li><strong>Dual Powerpoint Trackers</strong>: For optimal energy capture from multiple solar panel arrays.</li><li><strong>High System Voltage</strong>: Allows for a broader range of system designs.</li><li><strong>Wide Input Voltage Range</strong>: Offers flexibility for solar panel connections.</li><li><strong>Wi-Fi and SunSpec Modbus Interface</strong>: For easy monitoring and control.</li><li><strong>High Reliability</strong>: Proven field reliability with well-established cell interconnections and diode placements.</li></ul><hr><h4><strong>General Specifications:</strong></h4><ul><li><strong>Model</strong>: Fronius 4,210,060,800</li><li><strong>Series</strong>: FRONIUS PRIMO</li><li><strong>Manufacturer</strong>: Fronius</li><li><strong>Peak Efficiency</strong>: 97.90%</li><li><strong>CEC Efficiency</strong>: 97.00%</li><li><strong>Recommended PV Input (STC)</strong>: 12,700 Watts</li><li><strong>Maximum DC Input Voltage</strong>: 600.00 Volts</li><li><strong>Maximum DC Input Current</strong>: 18.00 Amps</li><li><strong>Minimum MPPT Voltage</strong>: 270.00 Volts</li><li><strong>Maximum MPPT Voltage</strong>: 480.00 Volts</li><li><strong>Number of MPPTs</strong>: 2</li><li><strong>AC Voltages</strong>: 208 Volts, 240 Volts</li><li><strong>AC Frequencies</strong>: 60 Hertz</li><li><strong>Continuous AC Power Output</strong>: 8200 Watts</li><li><strong>Minimum Operating Voltage</strong>: 80.00 Volts</li><li><strong>Maximum Operating Voltage</strong>: 600.00 Volts</li><li><strong>Positive Input Channels</strong>: 4</li><li><strong>Negative Input Channels</strong>: 4</li></ul><hr><h4><strong>Warranty:</strong></h4><ul><li><strong>10-Year Standard Warranty</strong>: Refer to the warranty document for terms and conditions.</li></ul><hr><h4><strong>Quality and Certifications:</strong></h4><ul><li>UL 1741-2010</li><li>UL1998 (for functions: AFCI and isolation monitoring)</li><li>IEEE 1547-2003</li><li>IEEE 1547.1-2003</li><li>ANSI/IEEE C62.41</li><li>FCC Part 15 A &amp; B</li><li>NEC Article 690</li><li>C22.2 No. 107.1-01 (September 2001)</li><li>UL1699B Issue 2-2013</li><li>CSA TIL M-07 Issue 1-2013</li></ul><hr><h4><strong>Documentation:</strong></h4><ul><li><strong>Data Sheet</strong>: <a href="https://cdn.shopify.com/s/files/1/0566/3408/1340/files/ZZ084500014_DS_1.pdf?v=1678166101" target="_new">Download here</a></li></ul><hr><h4><strong>Note:</strong></h4><ul><li>Weight and dimensions of the product were not provided.</li></ul><p>For more information, consult the <a href="https://cdn.shopify.com/s/files/1/0566/3408/1340/files/ZZ084500014_DS_1.pdf?v=1678166101" target="_new">detailed data sheet</a>.</p><hr></div></div></div><div class="flex justify-between lg:block"><div class="text-gray-400 flex self-end lg:self-center justify-center mt-2 gap-2 md:gap-3 lg:gap-1 lg:absolute lg:top-0 lg:translate-x-full lg:right-0 lg:mt-0 lg:pl-2 visible"><button class="flex ml-auto gap-2 rounded-md p-1 hover:bg-gray-100 hover:text-gray-700 dark:text-gray-400 dark:hover:bg-gray-700 dark:hover:text-gray-200 disabled:dark:hover:text-gray-400"><svg xmlns="http://www.w3.org/2000/svg" width="1em" height="1em" class="h-4 w-4" stroke-linejoin="round" stroke-linecap="round" viewbox="0 0 24 24" stroke-width="2" fill="none" stroke="currentColor"><path d="M16 4h2a2 2 0 0 1 2 2v14a2 2 0 0 1-2 2H6a2 2 0 0 1-2-2V6a2 2 0 0 1 2-2h2"></path><rect ry="1" rx="1" height="4" width="8" y="2" x="8"></rect></svg></button><div class="flex gap-1"></div></div></div></div></div></div></div></div></div></div></div></div></div></div></div></div></div></div>
USIN100-0259 | 1595.44 | 4,21,00,61,800 | Fronius 4,210,061,800 Primo 7.6-1 snap Inverter | <p data-sourcepos="5:1-5:298" data-mce-fragment="1">The Fronius Primo 7.6-1 snap Inverter is a single-phase inverter that is designed for residential solar power systems. It is a highly efficient inverter that can convert DC solar power to AC power with an efficiency of up to 98.5%. The inverter also features a number of advanced features, such as:</p><ul data-sourcepos="7:1-10:0" data-mce-fragment="1"><li data-sourcepos="7:1-7:91" data-mce-fragment="1">SnapINverter technology: This technology makes the inverter easy to install and maintain.</li><li data-sourcepos="8:1-8:119" data-mce-fragment="1">Fronius Smart Meter: This meter allows you to track the energy production and consumption of your solar power system.</li><li data-sourcepos="9:1-10:0" data-mce-fragment="1">Fronius Solar.web: This cloud-based monitoring platform allows you to monitor your solar power system from anywhere in the world.</li></ul><p data-sourcepos="11:1-11:18" data-mce-fragment="1"><strong data-mce-fragment="1">Specifications</strong></p><ul data-sourcepos="13:1-24:0" data-mce-fragment="1"><li data-sourcepos="13:1-13:25" data-mce-fragment="1">Model: Primo 7.6-1 snap</li><li data-sourcepos="14:1-14:15" data-mce-fragment="1">Series: Primo</li><li data-sourcepos="15:1-15:23" data-mce-fragment="1">Manufacturer: Fronius</li><li data-sourcepos="16:1-16:29" data-mce-fragment="1">Type: Single-phase inverter</li><li data-sourcepos="17:1-17:33" data-mce-fragment="1">Continuous power rating: 7.6 kW</li><li data-sourcepos="18:1-18:25" data-mce-fragment="1">Peak power rating: 9 kW</li><li data-sourcepos="19:1-19:43" data-mce-fragment="1">Operating voltage range: 120-240 volts AC</li><li data-sourcepos="20:1-20:25" data-mce-fragment="1">Efficiency: up to 98.5%</li><li data-sourcepos="21:1-21:34" data-mce-fragment="1">Dimensions: (LxWxH): 16.9 x 24.7 x 8.1 Inches</li><li data-sourcepos="22:1-22:19" data-mce-fragment="1">Weight: 47.4 lbs</li><li data-sourcepos="23:1-24:0" data-mce-fragment="1">Warranty: 10 years</li></ul><p data-sourcepos="25:1-25:24" data-mce-fragment="1"><strong data-mce-fragment="1">Detailed Information</strong></p><p data-sourcepos="27:1-27:119" data-mce-fragment="1">The Fronius Primo 7.6-1 snap Inverter is a versatile inverter that can be used in a variety of applications, including:</p><ul data-sourcepos="29:1-33:0" data-mce-fragment="1"><li data-sourcepos="29:1-29:33" data-mce-fragment="1">Residential solar power systems</li><li data-sourcepos="30:1-30:32" data-mce-fragment="1">Commercial solar power systems</li><li data-sourcepos="31:1-31:30" data-mce-fragment="1">Off-grid solar power systems</li><li data-sourcepos="32:1-33:0" data-mce-fragment="1">Solar carports and parking garages</li></ul><p data-sourcepos="34:1-34:83" data-mce-fragment="1">The inverter is easy to install and maintain, and it comes with a 10-year warranty.</p><p data-sourcepos="36:1-36:52" data-mce-fragment="1">Here are some additional details about the inverter:</p><ul data-sourcepos="38:1-42:0" data-mce-fragment="1"><li data-sourcepos="38:1-38:64" data-mce-fragment="1">It is specifically designed to work with Fronius Smart Meters.</li><li data-sourcepos="39:1-39:53" data-mce-fragment="1">It has a record-breaking efficiency of up to 98.5%.</li><li data-sourcepos="40:1-40:37" data-mce-fragment="1">It is easy to install and maintain.</li><li data-sourcepos="41:1-42:0" data-mce-fragment="1">It comes with a 10-year manufacturer's warranty.</li></ul>
USIN100-0009 | 1505.651 | 4,21,00,62,800 | Fronius 4,210,062,800 Primo 6.0-1 Snap Inverter | <div class="group w-full text-token-text-primary border-b border-black/10 dark:border-gray-900/50 bg-gray-50 dark:bg-[#444654]" data-testid="conversation-turn-68"><div class="p-4 justify-center text-base md:gap-6 md:py-6 m-auto"><div class="flex flex-1 gap-4 text-base mx-auto md:gap-6 md:max-w-2xl lg:max-w-[38rem] xl:max-w-3xl }"><div class="relative flex w-[calc(100%-50px)] flex-col gap-1 md:gap-3 lg:w-[calc(100%-115px)]"><div class="flex flex-grow flex-col gap-3 max-w-full"><div class="min-h-[20px] flex flex-col items-start gap-3 overflow-x-auto whitespace-pre-wrap break-words"><div class="markdown prose w-full break-words dark:prose-invert light"><p>The Fronius Primo 6.0-1 Snap Inverter is a versatile, all-in-one system designed for a wide range of applications. This complete system includes an inverter, charge controller, and a built-in display with remote monitoring capabilities. The Fronius Primo can be configured for Grid-tied, Off-Grid, or Battery Backup operations and seamlessly manages power to and from various sources including Solar, Battery, Grid, Loads, and Generator.</p><h2>Features</h2><ul><li><strong>Versatile Applications</strong>: Suitable for Grid-tied, Off-Grid, or Battery Backup systems.</li><li><strong>All-in-One</strong>: Includes an inverter, charge controller, and display.</li><li><strong>Remote Monitoring</strong>: Built-in display and monitoring system.</li><li><strong>Seamless Management</strong>: Efficiently handles power to and from Solar, Battery, Grid, Loads, and Generator.</li><li><strong>High Reliability</strong>: Proven field technology for excellent reliability.</li></ul><h2>General Specifications</h2><ul><li><strong>Model</strong>: Fronius 4,210,062,800</li><li><strong>Series</strong>: FRONIUS PRIMO</li><li><strong>Manufacturer</strong>: Fronius</li><li><strong>Peak Efficiency</strong>: 97.90%</li><li><strong>CEC Efficiency</strong>: 96.50%</li><li><strong>Recommended PV input (STC)</strong>: 9300 Watts</li><li><strong>Maximum DC Input Voltage</strong>: 600.00 Volts</li><li><strong>Maximum DC Input Current</strong>: 18.00 Amps</li><li><strong>Min MPPT Voltage</strong>: 240.00 Volts</li><li><strong>Max MPPT Voltage</strong>: 480.00 Volts</li><li><strong>Number of MPPTâ€™s</strong>: 2</li><li><strong>AC Voltages</strong>: 208 Volts, 240 Volts</li><li><strong>AC Frequencies</strong>: 60 Hertz</li></ul><h2>Physical Specifications</h2><ul><li><strong>Dimensions</strong>: Not specified</li><li><strong>Weight</strong>: Not specified</li></ul><h2>Warranty</h2><ul><li><strong>Standard Warranty</strong>: 10 Years<br><em>Note: Refer to the warranty document for complete terms and conditions.</em></li></ul><h2>Documentation</h2><ul><li><a href="https://cdn.shopify.com/s/files/1/0566/3408/1340/files/ZZ084500014_DS_1.pdf?v=1678166101" target="_new">Data Sheet</a></li></ul><h2>Detailed Information</h2><p>Fronius Primo is the ideal compact single-phase inverter for residential and small commercial installations. Its SnapINverter hinge mounting system allows for a secure yet easy installation. With several integrated features such as dual power point trackers, high system voltage, a wide input voltage range, Wi-Fi, and SunSpec Modbus interface, the Fronius Primo sets itself apart from the competition. The online and mobile monitoring platform, Fronius Solar.web, adds an extra layer of convenience.</p><h2>Quality and Certifications</h2><ul><li>UL 1741-2010, UL1998</li><li>IEEE 1547-2003, IEEE 1547.1-2003</li><li>ANSI/IEEE C62.41</li><li>FCC Part 15 A &amp; B</li><li>NEC Article 690</li><li>CSA TIL M-07 Issue 1 -2013</li><li>And More</li></ul><p>This product is ideal for those looking for a reliable, versatile, and efficient inverter solution for their solar energy needs.</p></div></div></div><div class="flex justify-between lg:block"><div class="text-gray-400 flex self-end lg:self-center justify-center mt-2 gap-2 md:gap-3 lg:gap-1 lg:absolute lg:top-0 lg:translate-x-full lg:right-0 lg:mt-0 lg:pl-2 visible"><button class="flex ml-auto gap-2 rounded-md p-1 hover:bg-gray-100 hover:text-gray-700 dark:text-gray-400 dark:hover:bg-gray-700 dark:hover:text-gray-200 disabled:dark:hover:text-gray-400"><svg stroke="currentColor" fill="none" stroke-width="2" viewbox="0 0 24 24" stroke-linecap="round" stroke-linejoin="round" class="h-4 w-4" height="1em" width="1em" xmlns="http://www.w3.org/2000/svg"><path d="M16 4h2a2 2 0 0 1 2 2v14a2 2 0 0 1-2 2H6a2 2 0 0 1-2-2V6a2 2 0 0 1 2-2h2"></path><rect x="8" y="2" width="8" height="4" rx="1" ry="1"></rect></svg></button><div class="flex gap-1"></div></div></div></div></div></div></div>
USIN100-0258 | 1214.96 | 4,21,00,63,800 | Fronius 4,210,063,800 Primo 5.0-1 snap Inverter | <table data-mce-fragment="1" width="100%"><tbody data-mce-fragment="1"><tr data-mce-fragment="1"><td data-mce-fragment="1" style="width: 955.59px;" data-mce-style="width: 955.59px;"><strong>Fronius 4,210,063,800 Primo 5.0-1 snap Inverter</strong></td></tr><tr data-mce-fragment="1"><td data-mce-fragment="1" style="width: 955.59px;" data-mce-style="width: 955.59px;"><p><span>FroniusÂ Inverter System is a all-in-one system that includes an inverter, charger controller, a display with remote monitoring. TheÂ Fronius is simple to install to a Grid-tied, Off-Grid, or Battery Backup Inverter, while being able to manages power to and from Solar, Battery, Grid, Loads, and Generator.Â <br></span></p></td></tr></tbody></table><p><strong><br>SPECIFICATIONS</strong></p><table width="100%"><tbody><tr><td style="width: 48.2638%;"><span>Model</span></td><td style="width: 47.7362%;">Fronius 4,210,063,800</td></tr><tr><td style="width: 48.2638%;"><span>Series</span></td><td style="width: 47.7362%;">FRONIUS PRIMO</td></tr><tr><td style="width: 48.2638%;"><span>Manufacturer</span></td><td style="width: 47.7362%;">Fronius</td></tr></tbody></table><p><strong><br>GENERAL SPECIFICATION</strong><br></p><table width="100%"><tbody><tr></tr><tr></tr><tr><td style="width: 49.0244%;" data-mce-style="width: 49.0244%;">Peak efficiency</td><td style="width: 47.9756%;" data-mce-style="width: 47.9756%;">97.90%</td></tr><tr><td style="width: 49.0244%;" data-mce-style="width: 49.0244%;">CEC efficiency</td><td style="width: 47.9756%;" data-mce-style="width: 47.9756%;"><span>96.50%</span></td></tr><tr><td style="width: 49.0244%;" data-mce-style="width: 49.0244%;">Recommended PV input (STC)</td><td style="width: 47.9756%;" data-mce-style="width: 47.9756%;"><span>7800 Watts</span></td></tr><tr><td style="width: 49.0244%;" data-mce-style="width: 49.0244%;">Maximum DC input voltage</td><td style="width: 47.9756%;" data-mce-style="width: 47.9756%;"><span>600.00 Volts</span></td></tr><tr><td style="width: 49.0244%;" data-mce-style="width: 49.0244%;">Maximum DC input current</td><td style="width: 47.9756%;" data-mce-style="width: 47.9756%;"><span>18.00 Amps</span></td></tr><tr><td style="width: 49.0244%;" data-mce-style="width: 49.0244%;">Min MPPT voltageÂ </td><td style="width: 47.9756%;" data-mce-style="width: 47.9756%;">240.00 Volts</td></tr><tr><td style="width: 49.0244%;" data-mce-style="width: 49.0244%;">Max MPPT voltage</td><td style="width: 47.9756%;" data-mce-style="width: 47.9756%;">480.00 Volts</td></tr><tr><td style="width: 49.0244%;" data-mce-style="width: 49.0244%;">Number of MPPTâ€™s</td><td style="width: 47.9756%;" data-mce-style="width: 47.9756%;">2</td></tr><tr><td style="width: 49.0244%;" data-mce-style="width: 49.0244%;">AC voltages</td><td style="width: 47.9756%;" data-mce-style="width: 47.9756%;">208 Volts, 240 Volts</td></tr><tr><td style="width: 49.0244%;" data-mce-style="width: 49.0244%;">AC frequenciesÂ </td><td style="width: 47.9756%;" data-mce-style="width: 47.9756%;"><span>60Hertz</span></td></tr><tr><td style="width: 49.0244%;" data-mce-style="width: 49.0244%;">Continuous AC power output</td><td style="width: 47.9756%;" data-mce-style="width: 47.9756%;"><span>5000 Watts</span></td></tr><tr><td style="width: 49.0244%;" data-mce-style="width: 49.0244%;">Min operating voltageÂ </td><td style="width: 47.9756%;" data-mce-style="width: 47.9756%;"><span>80.00 Volts</span></td></tr><tr><td style="width: 49.0244%;" data-mce-style="width: 49.0244%;">Max operating voltage</td><td style="width: 47.9756%;" data-mce-style="width: 47.9756%;"><span>600.00 Volts</span></td></tr><tr><td style="width: 49.0244%;" data-mce-style="width: 49.0244%;">Positive input channels</td><td style="width: 47.9756%;" data-mce-style="width: 47.9756%;">4</td></tr><tr><td style="width: 49.0244%;" data-mce-style="width: 49.0244%;">Negative input channels</td><td style="width: 47.9756%;" data-mce-style="width: 47.9756%;">4</td></tr></tbody></table><p><strong>Warranty</strong><br data-mce-fragment="1"></p><ul><li>10 Year Standard Warranty.</li></ul><p>* Refer to warranty document for terms and conditions<br data-mce-fragment="1"><strong>Documentation</strong></p><table width="100%"><tbody><tr><td style="width: 24%;" data-mce-style="width: 24%;"><a href="https://cdn.shopify.com/s/files/1/0566/3408/1340/files/ZZ084500014_DS_1.pdf?v=1678166101"><span style="color: #2b00ff;" data-mce-style="color: #2b00ff;">Data Sheet</span></a></td></tr></tbody></table><p><br><strong>Detailed Information</strong><br></p><p><span>Fronius Primo is the ideal compact single-phase inverter for residential applications. The sleek design is equipped with the SnapINverter hinge mounting system which allows for lightweight, secure and convenient installation. The Fronius Primo has several integrated features that set it apart from competitors including dual powerpoint trackers, high system voltage, a wide input voltage range, Wi-Fi and SunSpec Modbus interface, and Froniusâ€™ online and mobile monitoring platform Fronius Solar.web.</span></p><p><strong>High reliability</strong><br></p><p>Cell interconnections and diode placement use well-established industry practice and are field-proven to provide excellent reliability.</p><p>External relay controls</p><p><span></span><strong>Quality and certifications</strong><br></p><p>UL 1741-2010, UL1998 (for functions: AFCI and isolation monitoring), IEEE 1547-2003, IEEE 1547.1-2003, ANSI/IEEE C62.41, FCC Part 15 A &amp; B, NEC Article 690, C22. 2 No. 107.1-01 (September 2001) , UL1699B Issue 2 -2013, CSA TIL M-07 Issue 1 -2013</p>
USIN100-0255 | 1064.5 | 4,21,00,64,800 | Fronius 4,210,064,800 Primo 3.8-1 snap Inverter | <table width="100%" data-mce-fragment="1"><tbody data-mce-fragment="1"><tr data-mce-fragment="1"><td style="width: 955.59px;" data-mce-fragment="1" data-mce-style="width: 955.59px;"><strong>Fronius 4,210,064,800 primo 3.8-1 snap Inverter</strong></td></tr><tr data-mce-fragment="1"><td style="width: 955.59px;" data-mce-fragment="1" data-mce-style="width: 955.59px;"><p><span>FroniusÂ Inverter System is a all-in-one system that includes an inverter, charger controller, a display with remote monitoring. TheÂ Fronius is simple to install to a Grid-tied, Off-Grid, or Battery Backup Inverter, while being able to manages power to and from Solar, Battery, Grid, Loads, and Generator.Â <br></span></p></td></tr></tbody></table><p><strong><br>SPECIFICATIONS</strong></p><table width="100%"><tbody><tr><td style="width: 48.2638%;"><span>Model</span></td><td style="width: 47.7362%;">Fronius 4,210,064,800</td></tr><tr><td style="width: 48.2638%;"><span>Series</span></td><td style="width: 47.7362%;">FRONIUS PRIMO</td></tr><tr><td style="width: 48.2638%;"><span>Manufacturer</span></td><td style="width: 47.7362%;">Fronius</td></tr></tbody></table><p><strong><br>GENERAL SPECIFICATION</strong><br></p><table width="100%"><tbody><tr></tr><tr></tr><tr><td style="width: 49.0244%;" data-mce-style="width: 49.0244%;">Peak efficiency</td><td style="width: 47.9756%;" data-mce-style="width: 47.9756%;">97.90%</td></tr><tr><td style="width: 49.0244%;" data-mce-style="width: 49.0244%;">CEC efficiency</td><td style="width: 47.9756%;" data-mce-style="width: 47.9756%;"><span>95.50%</span></td></tr><tr><td style="width: 49.0244%;" data-mce-style="width: 49.0244%;">Recommended PV input (STC)</td><td style="width: 47.9756%;" data-mce-style="width: 47.9756%;"><span>5750 Watts</span></td></tr><tr><td style="width: 49.0244%;" data-mce-style="width: 49.0244%;">Maximum DC input voltage</td><td style="width: 47.9756%;" data-mce-style="width: 47.9756%;">600.00 Volts</td></tr><tr><td style="width: 49.0244%;" data-mce-style="width: 49.0244%;">Maximum DC input current</td><td style="width: 47.9756%;" data-mce-style="width: 47.9756%;">18.00 Amps</td></tr><tr><td style="width: 49.0244%;" data-mce-style="width: 49.0244%;">Min MPPT voltageÂ </td><td style="width: 47.9756%;" data-mce-style="width: 47.9756%;">270.00 Volts</td></tr><tr><td style="width: 49.0244%;" data-mce-style="width: 49.0244%;">Max MPPT voltage</td><td style="width: 47.9756%;" data-mce-style="width: 47.9756%;">480.00 Volts</td></tr><tr><td style="width: 49.0244%;" data-mce-style="width: 49.0244%;">Number of MPPTâ€™s</td><td style="width: 47.9756%;" data-mce-style="width: 47.9756%;">2</td></tr><tr><td style="width: 49.0244%;" data-mce-style="width: 49.0244%;">AC voltages</td><td style="width: 47.9756%;" data-mce-style="width: 47.9756%;">208 Volts, 240 Volts</td></tr><tr><td style="width: 49.0244%;" data-mce-style="width: 49.0244%;">AC frequenciesÂ </td><td style="width: 47.9756%;" data-mce-style="width: 47.9756%;"><span>60Hertz</span></td></tr><tr><td style="width: 49.0244%;" data-mce-style="width: 49.0244%;">Continuous AC power output</td><td style="width: 47.9756%;" data-mce-style="width: 47.9756%;"><span>3800 Watts</span></td></tr><tr><td style="width: 49.0244%;" data-mce-style="width: 49.0244%;">Min operating voltageÂ </td><td style="width: 47.9756%;" data-mce-style="width: 47.9756%;">80.00 Volts</td></tr><tr><td style="width: 49.0244%;" data-mce-style="width: 49.0244%;">Max operating voltage</td><td style="width: 47.9756%;" data-mce-style="width: 47.9756%;"><span>600.00 Volts</span></td></tr><tr><td style="width: 49.0244%;" data-mce-style="width: 49.0244%;">Positive input channels</td><td style="width: 47.9756%;" data-mce-style="width: 47.9756%;">4</td></tr><tr><td style="width: 49.0244%;" data-mce-style="width: 49.0244%;">Negative input channels</td><td style="width: 47.9756%;" data-mce-style="width: 47.9756%;">4</td></tr></tbody></table><p><strong>Warranty</strong><br data-mce-fragment="1"></p><ul><li>10 Year Standard Warranty.</li></ul><p>* Refer to warranty document for terms and conditions<br data-mce-fragment="1"><strong>Documentation</strong></p><table width="100%"><tbody><tr><td style="width: 24%;" data-mce-style="width: 24%;"><a href="https://cdn.shopify.com/s/files/1/0566/3408/1340/files/ZZ084500014_DS_1_1.pdf?v=1678166607"><span style="color: #2b00ff;" data-mce-style="color: #2b00ff;">Data Sheet</span></a></td></tr></tbody></table><p><br><strong>Detailed Information</strong><br></p><p><span>Fronius Primo is the ideal compact single-phase inverter for residential applications. The sleek design is equipped with the SnapINverter hinge mounting system which allows for lightweight, secure and convenient installation. The Fronius Primo has several integrated features that set it apart from competitors including dual powerpoint trackers, high system voltage, a wide input voltage range, Wi-Fi and SunSpec Modbus interface, and Froniusâ€™ online and mobile monitoring platform Fronius Solar.web.</span></p><p><strong>High reliability</strong><br></p><p>Cell interconnections and diode placement use well-established industry practice and are field-proven to provide excellent reliability.</p><p>External relay controls.</p><p><span></span><strong>Quality and certifications</strong><br></p><p>UL 1741-2010 Second Edition (incl. UL1741 Supplement SA 2016-09 for California Rule 21 and Hawaiian Electric Code Rule 14H), UL1998 (for functions: AFCI, RCMU and isolation monitoring), IEEE 1547-2003, IEEE 1547.1-2003, ANSI/IEEE C62.41, FCC Part 15 A &amp; B, NEC 2017 Article 690, C22. 2 No.</p>
USIN100-0127 | 1377.5 | SL-1000 | Yotta SL-1000 SolarLeaf panel level storage Microinverters | <p>The SolarLeaf is a fully-integrated energy storage device that fits right behind each PV panel in your solar array. Engineered with advanced thermal regulation technology, the SolarLeaf offers safe, distributed, and scalable energy storage, maximized for long life and performance even under extreme temperatures.</p><p>With the SolarLeaf, users can enjoy enhanced energy savings and attain energy independence from the grid. It is ideally suited for solar self-consumption, time-based control, and peak energy shaving.</p><hr><h3>Specifications</h3><h4>Basic Information</h4><ul><li><strong>Model:</strong> Yotta SL-1000</li><li><strong>Series:</strong> Not Specified</li><li><strong>Manufacturer:</strong> Yotta</li><li><strong>Type:</strong> Cable</li><li><strong>Color:</strong> White</li></ul><h4>Key Features</h4><ul><li><strong>Integrated Energy Storage:</strong> Seamlessly integrates behind each photovoltaic (PV) panel</li><li><strong>Thermal Regulation:</strong> Smart thermal technology for safety and long life</li><li><strong>Flexibility:</strong> Optimized for use with Yotta Dual Power Inverter</li><li><strong>Monitoring:</strong> Built-in DC Optimizer with wireless monitoring</li><li><strong>Applications:</strong> Suitable for solar self-consumption, time-based control, and peak shaving</li></ul><h4>Warranty</h4><ul><li><strong>Duration:</strong> 25-Year Standard Warranty (Refer to warranty document for terms and conditions)</li></ul><h4>Reliability</h4><ul><li>Cell interconnections and diode placement adhere to well-established industry practices, ensuring high reliability.</li></ul><hr><h3>Detailed Information</h3><p>The SolarLEAF is the epitome of reliability and ease of deployment. Its design is centered around maximizing life and performance while ensuring the safety of the battery under various conditions. The battery is optimized for use with the Yotta Dual Power Inverter, allowing you full flexibility to adapt to your solar and storage needs today and grow with your future demands. The built-in DC Optimizer with wireless monitoring takes care of managing both solar power generation and energy storage.</p>
USIN100-0128 | 242.44 | DPI-1200.25 | Yotta DPI-1200.25 Dual power Inverter | <p>Yotta's Dual Power Inverter (DPI) is an innovative power conversion system that offers seamless interchangeability between solar and energy storage applications. The DPI combines the advantages of a microinverter with a cost structure that rivals traditional string inverters. Its design emphasizes superior safety, easy deployment, and unparalleled reliability, making it a leading choice for commercial and industrial PV inverter needs.</p><p>The DPI-1200.25 unit can connect to up to four solar modules and up to three DPI units can connect on an AC trunk back to a 20A breaker in the AC panel. This system provides a streamlined approach, eliminating the complexities associated with stranded solar modules or complicated string configurations.</p><hr><h3>Specifications</h3><h4>Basic Information</h4><ul><li><strong>Model:</strong> DPI-1200.25</li><li><strong>Series:</strong> Not Specified</li><li><strong>Manufacturer:</strong> Yotta</li><li><strong>Weight:</strong> 9.9lbs / 4.5kg</li><li><strong>Dimensions:</strong> 11.1â€ x 9.1â€ x 1.6â€ (281mm x 231mm x 41.3mm)</li><li><strong>Operating Voltage Range:</strong> 16V-55V</li><li><strong>MPPT Voltage Range:</strong> 22V-48V</li><li><strong>Startup Voltage:</strong> 20V</li><li><strong>Enclosure Rating:</strong> NEMA 6</li><li><strong>Total Harmonic Distortion:</strong> &lt;3%</li><li><strong>Monitoring:</strong> Via EMA Online Portal</li></ul><h4>Key Features</h4><ul><li><strong>Interchangeable:</strong> Works seamlessly with both solar and energy storage applications</li><li><strong>Easy Deployment:</strong> Simplifies system deployment</li><li><strong>High Reliability:</strong> Uses well-established industry practices for cell interconnections and diode placements</li><li><strong>Monitoring:</strong> Real-time monitoring through the EMA online portal</li><li><strong>Shade Tolerance:</strong> Each panel has its own Maximum Power Point Tracking (MPPT) for optimized performance</li></ul><h4>Quality and Certifications</h4><ul><li>UL 1741-SA</li><li>CSA C22.2 No. 107.1-01</li><li>FCC Part 15</li><li>ANSI C63.4</li><li>ICES-003</li></ul><h4>Warranty</h4><ul><li><strong>Duration:</strong> 12-Year Standard Warranty (Refer to warranty document for terms and conditions)</li></ul><hr><h3>Detailed Information</h3><p>The DPI-1200.25 by Yotta provides exceptional flexibility for power conversion in solar and energy storage systems. Its unique architecture offers the best of microinverters, including superior safety and ease of deployment, at costs comparable to traditional string inverters.</p><p>It showcases high reliability with cell interconnections and diode placements that adhere to industry standards and have proven field reliability. Additionally, the DPI-1200.25 model features individual MPPT for each panel, allowing for maximum performance even under shading conditions.</p><p>For additional information, consult the <a href="https://cdn.shopify.com/s/files/1/0566/3408/1340/files/Micro_Spec_Sheet_-_DPI_yotta.pdf?v=1678182045" target="_new">Data Sheet</a>.</p>
USMI100-0035 | 215.78 | CP-720-iBC | Chiliconpower CP-720-IBC Cp 720 Microinverter | <table width="100%" data-mce-fragment="1"><tbody data-mce-fragment="1"><tr data-mce-fragment="1"><td style="width: 955.59px;" data-mce-fragment="1" data-mce-style="width: 955.59px;"><strong>Chiliconpower CP-720-IBC Cp 720 Microinverter</strong></td></tr><tr data-mce-fragment="1"><td style="width: 955.59px;" data-mce-fragment="1" data-mce-style="width: 955.59px;"><p><span>Chilicon Power CP-720-IBC inverter performance leads the industry with sustained power production of 289 watts AC which provides well scaled output power compatibility for 60-cell and 72-cell modules up to 350W DC STC. The CP-250E has extended input voltage range and supports 72-cell (CP-250E) modules. Grid-interactive conversion occurs with a CEC rating of 96% with peak efficiency of 96.6%. The inverters are Rule-21 compliant and can provide reactive power on demand.</span></p></td></tr></tbody></table><p><strong><br>SPECIFICATIONS</strong></p><table width="100%"><tbody><tr><td style="width: 48.2638%;"><span>Model</span></td><td style="width: 47.7362%;">Chiliconpower CP-720-IBC</td></tr><tr><td style="width: 48.2638%;"><span>Series</span></td><td style="width: 47.7362%;">-<br></td></tr><tr><td style="width: 48.2638%;"><span>Manufacturer</span></td><td style="width: 47.7362%;">Chiliconpower</td></tr></tbody></table><p><strong><br>GENERAL SPECIFICATION</strong><br></p><table width="100%"><tbody><tr></tr><tr><td style="width: 49.0244%;" data-mce-style="width: 49.0244%;"><span>Inverter Type</span></td><td style="width: 47.9756%;" data-mce-style="width: 47.9756%;"><span>Grid-Tie Microinverter</span></td></tr><tr><td style="width: 49.0244%;" data-mce-style="width: 49.0244%;"><span>Maximum/Peak Efficiency [%]</span></td><td style="width: 47.9756%;" data-mce-style="width: 47.9756%;"><span>99.5</span></td></tr><tr><td style="width: 49.0244%;" data-mce-style="width: 49.0244%;"><span>CEC weighted efficiency @ 240V [%]</span></td><td style="width: 47.9756%;" data-mce-style="width: 47.9756%;"><span>96</span></td></tr><tr><td style="width: 49.0244%;" data-mce-style="width: 49.0244%;"><span>DC Power Rating [W]</span></td><td style="width: 47.9756%;" data-mce-style="width: 47.9756%;"><span>289</span></td></tr><tr><td style="width: 49.0244%;" data-mce-style="width: 49.0244%;"><span>Max. Input Voltage [V]</span></td><td style="width: 47.9756%;" data-mce-style="width: 47.9756%;"><span>60</span></td></tr><tr><td style="width: 49.0244%;" data-mce-style="width: 49.0244%;"><span>Max. Input Current [A]</span></td><td style="width: 47.9756%;" data-mce-style="width: 47.9756%;"><span>13.5</span></td></tr><tr><td style="width: 49.0244%;" data-mce-style="width: 49.0244%;"><span>Min. DC voltage / start voltage [V]</span></td><td style="width: 47.9756%;" data-mce-style="width: 47.9756%;">60<br></td></tr><tr><td style="width: 49.0244%;" data-mce-style="width: 49.0244%;"><span>Min. DC voltage / start voltage [V]</span></td><td style="width: 47.9756%;" data-mce-style="width: 47.9756%;">26</td></tr><tr><td style="width: 49.0244%;" data-mce-style="width: 49.0244%;"><span>AC Power Rating [W]</span></td><td style="width: 47.9756%;" data-mce-style="width: 47.9756%;"><span>289</span></td></tr></tbody></table><p><strong><br>Warranty</strong><br data-mce-fragment="1"></p><ul><li>25 Year Standard Warranty.</li></ul><p>* Refer to warranty document for terms and conditions<br data-mce-fragment="1"></p><p><strong>Detailed Information</strong><br></p><p><span>The Power Line Communication (PLC) technology was developed from the ground up and offers the best robustness of any PLC system, vastly superior to the competition. It is so robust that the Gateway can be installed anywhere in the house. This saves on installation costs.</span><br></p><p><strong>High reliability</strong><br></p><p>Cell interconnections and diode placement use well-established industry practice and are field-proven to provide excellent reliability.</p><p>Robust and secure adaptive rate communication</p><p>On-line switching optimization</p><p>Wide-band harmonic suppression</p>
USSS100-0006 | 1201.18 | B-BOX B-PLUS-H | BYD B-BOX B-PLUS-H 2.56KW Lithium Iron Battery Module | <p>The BYD Battery-Box is a lithium battery with a battery control unit (BCU) for use with an external inverter. This flexible battery system offers maximum safety, longevity, and performance, making it an ideal battery for all applications.</p><p>The Battery-Box from BYD represents the next generation in residential storage. With its safe LiFePO4 battery chemistry and modular product design, installation is straightforward. Users can pair up to four B-Plus-H 2.56kWh units with each Base+BCU to achieve a total of 10.24kWh in battery capacity.</p><p><strong>Manufacturer's Part Number:</strong> B-Plus-H-2.56</p><p><strong>B-Plus-H 2.5 HV Battery Module</strong><br>The BYD Battery 2.56kWh module uses lithium iron phosphate (LiFePO4) technology. Between two to four of these modules can be paired with the BYD BCU. Here are the combinations:</p><ul><li>B-Box H5.0 (5.12 kWh): Requires 2 battery modules</li><li>B-Box H7.5 (7.68 kWh): Requires 3 battery modules</li><li>B-Box H10.0 (10.24 kWh): Requires 4 battery modules</li></ul><p>The Battery-Box HV stands out as the first genuine high voltage battery with a modular design that eliminates internal cables. One Battery-Box HV can incorporate 2 to 4 B-Plus H 2.5 battery modules in a series connection, achieving up to 10.2 kWh of usable capacity.</p>
USIN100-0098 | 255.43 | QS1 | APSystems QS1 4-Module Micro Inverter For 375W+ Modules | <div data-testid="conversation-turn-98" class="group w-full text-token-text-primary border-b border-black/10 dark:border-gray-900/50 bg-gray-50 dark:bg-[#444654]"><div class="p-4 justify-center text-base md:gap-6 md:py-6 m-auto"><div class="flex flex-1 gap-4 text-base mx-auto md:gap-6 md:max-w-2xl lg:max-w-[38rem] xl:max-w-3xl }"><div class="relative flex w-[calc(100%-50px)] flex-col gap-1 md:gap-3 lg:w-[calc(100%-115px)]"><div class="flex flex-grow flex-col gap-3 max-w-full"><div class="min-h-[20px] flex flex-col items-start gap-3 overflow-x-auto whitespace-pre-wrap break-words"><div class="markdown prose w-full break-words dark:prose-invert light"><p>AP System microinverter System is an all-in-one system that includes an inverter, charger controller, a display with remote monitoring. The Fronius is simple to install to a Grid-tied, Off-Grid, or Battery Backup Inverter, while being able to manage power to and from Solar, Battery, Grid, Loads, and Generator.</p><hr><h3><strong>SPECIFICATIONS</strong></h3><p><strong>Model:</strong> AP Systems QS1 4<br><strong>Series:</strong> -<br><strong>Manufacturer:</strong> AP Systems</p><hr><h3><strong>GENERAL SPECIFICATIONS</strong></h3><ul><li><strong>Inverter Type:</strong> Grid-Tie Microinverter</li><li><strong>Maximum/Peak Efficiency [%]:</strong> 99.5%</li><li><strong>CEC weighted efficiency @ 240V [%]:</strong> 96.5</li><li><strong>Max. Input Voltage [V]:</strong> 60</li><li><strong>Max. Input Current [A]:</strong> 12</li><li><strong>Min. DC voltage / start voltage [V]:</strong> 20</li><li><strong>Max. Input Voltage per MPPT [V]:</strong> 60</li><li><strong>Voltage Lower Limit for MPP Range [V]:</strong> 22</li><li><strong>AC Power Rating [W]:</strong> 1200</li><li><strong>Max. AC Power [W]:</strong> 300</li><li><strong>AC Current Distortion [THD%]:</strong> &lt;3%</li><li><strong>NEMA Enclosure Rating:</strong> Nema</li></ul><hr><h3><strong>Warranty</strong></h3><ul><li>25 Year Standard Warranty<br><em>Refer to warranty document for terms and conditions</em></li></ul><hr><h3><strong>Documentation</strong></h3><ul><li><a href="https://cdn.shopify.com/s/files/1/0566/3408/1340/files/APSystems_QS1_4-Module_Micro_Inverter_-_Datasheet_1.pdf?v=1678183015" target="_new">Data Sheet</a></li></ul><hr><h3><strong>Detailed Information</strong></h3><p>The QS1 is a four-module micro inverter. Accommodating 375W+ PV modules. The QS1 also has a continuous output of 1,200W with an industry-leading MPPT efficiency of 99.5%. Save money and time with 1 micro inverters per 4 solar panels.</p><hr><h3><strong>High Reliability</strong></h3><p>Cell interconnections and diode placement use well-established industry practice and are field-proven to provide excellent reliability.</p><ul><li>4 panel MLPE grid-tied microinverter</li><li>Wide MPPT voltage range (22V-48V)</li><li>Independent MPPT per channel and panel-by-panel visibility</li><li>Continuous output power of 1,200WAC</li></ul><hr><h3><strong>Quality and Certifications</strong></h3><ul><li>CSA C22.2 No.107.1-01</li><li>FCC Part15</li><li>ANSI C63.4</li><li>ICES-003</li></ul><hr></div></div></div><div class="flex justify-between lg:block"><div class="text-gray-400 flex self-end lg:self-center justify-center mt-2 gap-2 md:gap-3 lg:gap-1 lg:absolute lg:top-0 lg:translate-x-full lg:right-0 lg:mt-0 lg:pl-2 visible"><button class="flex ml-auto gap-2 rounded-md p-1 hover:bg-gray-100 hover:text-gray-700 dark:text-gray-400 dark:hover:bg-gray-700 dark:hover:text-gray-200 disabled:dark:hover:text-gray-400"><svg xmlns="http://www.w3.org/2000/svg" width="1em" height="1em" class="h-4 w-4" stroke-linejoin="round" stroke-linecap="round" viewbox="0 0 24 24" stroke-width="2" fill="none" stroke="currentColor"><path d="M16 4h2a2 2 0 0 1 2 2v14a2 2 0 0 1-2 2H6a2 2 0 0 1-2-2V6a2 2 0 0 1 2-2h2"></path><rect ry="1" rx="1" height="4" width="8" y="2" x="8"></rect></svg></button><div class="flex gap-1"></div></div></div></div></div></div></div>
USIN100-0123 | 421.55 | CP-GWY-1000 | Chiliconpower CP-GWY-1000 Gateway CP-100 | <h4 data-mce-fragment="1"><br></h4><p data-mce-fragment="1">The Chiliconpower CP-GWY-1000 Gateway is a versatile monitoring system designed to communicate seamlessly with Chilicon microinverters, consumption monitoring clamps, and other smart home devices. Equipped with a 7-inch 800 x 480 LCD Touch Screen, the gateway offers an intuitive and informative user interface.</p><p data-mce-fragment="1">One of the standout features of this gateway is its ability to operate both cloud-interconnected and as a stand-alone system. This flexibility allows users to adapt it to various network settings. Commissioning and array configuration happen directly on the gateway's touch screen. When cloud interaction is enabled, all site configurations are automatically posted to the Chiliconpower cloud, negating the need for a separate laptop for cloud registration.</p><hr data-mce-fragment="1"><h3 data-mce-fragment="1">Specifications</h3><h4 data-mce-fragment="1">Basic Information</h4><ul data-mce-fragment="1"><li data-mce-fragment="1"><strong data-mce-fragment="1">Model:</strong> CP-GWY-1000</li><li data-mce-fragment="1"><strong data-mce-fragment="1">Series:</strong> Not Specified</li><li data-mce-fragment="1"><strong data-mce-fragment="1">Manufacturer:</strong> Chiliconpower</li></ul><hr data-mce-fragment="1"><h3 data-mce-fragment="1">Key Features</h3><ul data-mce-fragment="1"><li data-mce-fragment="1"><strong data-mce-fragment="1">Display:</strong> 7" LCD Touch Screen (800 x 480 resolution)</li><li data-mce-fragment="1"><strong data-mce-fragment="1">Cloud Interaction:</strong> Automatic cloud posting of site configurations</li><li data-mce-fragment="1"><strong data-mce-fragment="1">Usability:</strong> Directly set up and verify PV array topology via the touch screen</li></ul><hr data-mce-fragment="1"><p data-mce-fragment="1">The Chiliconpower CP-GWY-1000 Gateway is designed for simplified monitoring and control of your solar and smart home systems. Its user-friendly design and automated cloud-interaction features make it a powerful tool for both novice and seasoned users.</p><br>
USSE100-0165 | 321.68 | 10-7-500-SGL | 10AWG 500' 10-7-500-SGL Black Use-2 Cable | <table width="100%" data-mce-fragment="1"><tbody data-mce-fragment="1"><tr data-mce-fragment="1"><td style="width: 955.59px;" data-mce-fragment="1" data-mce-style="width: 955.59px;"><strong>USE-2 Cable, 10AWG, 19-strand 600VDC, Black, 500' spool, 01-USE2-10X-BLK(500)</strong></td></tr><tr data-mce-fragment="1"><td style="width: 955.59px;" data-mce-fragment="1" data-mce-style="width: 955.59px;"><p data-mce-fragment="1"><span>Primary Insulation â€”Single conductor cross-linked polyethylene Type USE-2, flame retardant, VW-1 moisture resistant, RoHS, sunlight resistant, temperature rating 902 wet or dry, -402C cold. Suitable for conduit and raceways installed underground in conduit.</span></p><p><strong>SPECIFICATIONS</strong><br></p><table width="100%"><tbody><tr><td style="width: 47.6703%;" data-mce-style="width: 47.6703%;"><span>Model</span></td><td style="width: 47.3297%;" data-mce-style="width: 47.3297%;">10-7-500-SGL</td></tr><tr><td style="width: 47.6703%;" data-mce-style="width: 47.6703%;"><span>Series</span></td><td style="width: 47.3297%;" data-mce-style="width: 47.3297%;"><span>-</span></td></tr><tr><td style="width: 47.6703%;" data-mce-style="width: 47.6703%;"><span>Manufacturer</span></td><td style="width: 47.3297%;" data-mce-style="width: 47.3297%;">-<br></td></tr></tbody></table></td></tr></tbody></table><p><br><strong>GENERAL SPECIFICATIONS</strong><br></p><table width="100%"><tbody><tr><td style="width: 49.0244%;" data-mce-style="width: 49.0244%;">Standard Color</td><td style="width: 47.9756%;" data-mce-style="width: 47.9756%;"><span>Black</span></td></tr><tr><td style="width: 49.0244%;" data-mce-style="width: 49.0244%;">Primary Voltage</td><td style="width: 47.9756%;" data-mce-style="width: 47.9756%;"><span>600/1000V</span></td></tr></tbody></table><p><strong><br>Warranty</strong><br data-mce-fragment="1"></p><ul><li>Manufacturer 25 Years Warranty</li></ul><p>* Refer to warranty document for terms and conditions<br data-mce-fragment="1"><strong>Documentation</strong></p><table width="100%"><tbody><tr><td style="width: 24%;" data-mce-style="width: 24%;"><span style="color: #2b00ff;" data-mce-style="color: #2b00ff;">Data Sheet</span></td></tr></tbody></table><p><br><strong>Detailed Information</strong></p><p><span>Primary Insulation â€”Single conductor cross-linked polyethylene Type USE-2, flame retardant, VW-1 moisture resistant, RoHS, sunlight resistant, temperature rating 902 wet or dry, -402C cold. Suitable for conduit and raceways installed underground in conduit.</span></p><p><strong>High reliability</strong></p><p><span>Thermoplastic RoHS jacket, temperature rating 902C, sunlight resistant, flame rated VW-1, low temperature -402C, water resistant, crush resistant.</span></p><p><strong>Certification</strong></p><p>USE, USE-2 600V per UL854 RW-90 1000V Per UL44 CSA C 22.2 No 38 RHH, RHW, RHW-2 PER UL44 USE &amp; USE-2 â€” Rated for direct burial and underground Duct services per UL8S4</p>
USSE100-0166 | 407.89 | PV-1019X-SJ-RD-2N | Titan 01-PV-1019X-SJ-RD-2N 10AWG 1,000' Red PV Wire | <table width="100%" data-mce-fragment="1"><tbody data-mce-fragment="1"><tr data-mce-fragment="1"><td style="width: 955.59px;" data-mce-fragment="1" data-mce-style="width: 955.59px;"><strong>TITAN 01-PV-1019X-SJ-RD-2N 10AWG 1,000' RED PV WIRE</strong></td></tr><tr data-mce-fragment="1"><td style="width: 955.59px;" data-mce-fragment="1" data-mce-style="width: 955.59px;"><p data-mce-fragment="1"><span>Conduits and raceways installed underground in wet areas, where condensation and moisture accumulations within the conduit do not exceed 90Â°C, and where condensation and moisture accumulations inside the conduit do not exceed 90Â°C, are suitable for photovoltaic copper conductors</span></p></td></tr></tbody></table><p><strong><br></strong><strong>SPECIFICATIONS</strong><br></p><table width="100%"><tbody><tr><td style="width: 48.2638%;"><span>Model</span></td><td style="width: 47.7362%;">PV-1019X-SJ-RD-2N</td></tr><tr><td style="width: 48.2638%;"><span>Series</span></td><td style="width: 47.7362%;"><span>-</span></td></tr><tr><td style="width: 48.2638%;"><span>Manufacturer</span></td><td style="width: 47.7362%;">TITAN</td></tr></tbody></table><p><br><strong>GENERAL SPECIFICATIONS</strong><br></p><table width="100%"><tbody><tr><td style="width: 49.0244%;" data-mce-style="width: 49.0244%;">Color</td><td style="width: 47.9756%;" data-mce-style="width: 47.9756%;"><span>Gold</span></td></tr><tr><td style="width: 49.0244%;" data-mce-style="width: 49.0244%;"><span>Type</span></td><td style="width: 47.9756%;" data-mce-style="width: 47.9756%;"><span>Cable</span></td></tr></tbody></table><p><strong><br>Warranty</strong><br data-mce-fragment="1"></p><ul><li>Manufacturer 25 Years Warranty</li></ul><p>* Refer to warranty document for terms and conditions<br><br data-mce-fragment="1"><strong>Documentation</strong></p><table width="100%"><tbody><tr><td style="width: 24%;" data-mce-style="width: 24%;"><a href="https://ressupply.com/documents/titan_wire/PV_Wire_Data_Sheet.pdf"><span style="color: #2b00ff;" data-mce-style="color: #2b00ff;">Data Sheet</span></a></td></tr></tbody></table><p><br><strong>Detailed Information</strong></p><p><span>Conduits and raceways installed underground in wet areas, where condensation and moisture accumulations within the conduit do not exceed 90Â°C, and where condensation and moisture accumulations inside the conduit do not exceed 90Â°C, are suitable for photovoltaic copper conductors. According to UL-854, PV wire can be used in applications that need direct burial. Both cables pass the VW-1 (Vertical Wire) Flame Inspection. Insulation compounds are given flame and sunlight resistance ratings.</span></p><p><strong>High reliability</strong></p><p><span>Suitable for interconnecting PV modules</span></p><p><span>Single-conductor, insulated and jacketed</span></p><p><span>sunlight resistant</span></p>
USSP100-0100 | 0 | HY-DH144P8 | Hyperion HY-DH144P8 144 Half-cell Bifacial Module 530-550w Solar Panel | <table width="100%" data-mce-fragment="1"><tbody data-mce-fragment="1"><tr data-mce-fragment="1"><td data-mce-fragment="1"><strong>HyperionÂ HY-DH144P8 144 Half-cell Bifacial Module 530-550w Solar Panel</strong></td></tr><tr data-mce-fragment="1"><td data-mce-fragment="1"><p>This line of modules is the direct result of over three decades of design, manufacturing and use. Attending to every detail in the design and manufacture of our products, our process controls and testing methods have optimized module life and electrical energy production.</p><table width="100%"><tbody><tr><td><table width="100%"><tbody><tr><td style="width: 51.4725%;" data-mce-style="width: 51.4725%;"><br></td><td style="width: 45.8759%;" data-mce-style="width: 45.8759%;"><br></td></tr><tr><td style="width: 51.4725%;" data-mce-style="width: 51.4725%;"><img alt="" src="https://cdn.shopify.com/s/files/1/0566/3408/1340/files/Screenshot_14_9aca8f1b-5aed-483c-95b1-0fb1d08649d6_480x480.png?v=1678103552"></td><td style="width: 45.8759%;" data-mce-style="width: 45.8759%;"><img alt="" src="https://cdn.shopify.com/s/files/1/0566/3408/1340/files/Screenshot_15_9b91f01d-7589-490a-84a5-8fc3e320edd3_480x480.png?v=1678103568"></td></tr><tr><td style="width: 51.4725%;" data-mce-style="width: 51.4725%;"></td><td style="width: 45.8759%;" data-mce-style="width: 45.8759%;"></td></tr></tbody></table><br></td></tr></tbody></table><p><br><strong>Hyperion Solar's Specification</strong></p><table width="100%"><tbody><tr><td style="width: 48.2638%;"><span>Model</span></td><td style="width: 47.7362%;">HY-DH144P8</td></tr><tr><td style="width: 48.2638%;"><span>Series</span></td><td style="width: 47.7362%;">HY-DH144P8 Bifacial Module</td></tr><tr><td style="width: 48.2638%;"><span>Manufacturer</span></td><td style="width: 47.7362%;">Hyperion</td></tr></tbody></table><p><br><strong>MECHANICAL </strong><br></p><table width="100%"><tbody><tr><td style="width: 49.0244%;" data-mce-style="width: 49.0244%;">Specification</td><td style="width: 47.9756%;" data-mce-style="width: 47.9756%;">Data</td></tr><tr><td style="width: 49.0244%;" data-mce-style="width: 49.0244%;">Cell Type</td><td style="width: 47.9756%;" data-mce-style="width: 47.9756%;">Mono PERC 182mm</td></tr><tr><td style="width: 49.0244%;" data-mce-style="width: 49.0244%;">Cell Arrangement</td><td style="width: 47.9756%;" data-mce-style="width: 47.9756%;">144 (6x24)</td></tr><tr><td style="width: 49.0244%;" data-mce-style="width: 49.0244%;">Dimensions</td><td style="width: 47.9756%;" data-mce-style="width: 47.9756%;">2278 x 1134 x 30mm</td></tr><tr><td style="width: 49.0244%;" data-mce-style="width: 49.0244%;">Weight</td><td style="width: 47.9756%;" data-mce-style="width: 47.9756%;">31.6 kg<br></td></tr><tr><td style="width: 49.0244%;" data-mce-style="width: 49.0244%;">Front / Back Glass</td><td style="width: 47.9756%;" data-mce-style="width: 47.9756%;"><span mce-data-marked="1">-</span></td></tr><tr><td style="width: 49.0244%;" data-mce-style="width: 49.0244%;">Frame</td><td style="width: 47.9756%;" data-mce-style="width: 47.9756%;">Anodized aluminium Black</td></tr><tr><td style="width: 49.0244%;" data-mce-style="width: 49.0244%;">J-Box</td><td style="width: 47.9756%;" data-mce-style="width: 47.9756%;">IP68 rated (3 bypass diodes)</td></tr><tr><td style="width: 49.0244%;" data-mce-style="width: 49.0244%;">Cable</td><td style="width: 47.9756%;" data-mce-style="width: 47.9756%;">4mm (IEC).12 AWG(UL)</td></tr><tr><td style="width: 49.0244%;" data-mce-style="width: 49.0244%;">Cable Length (Including Connector)</td><td style="width: 47.9756%;" data-mce-style="width: 47.9756%;">-<br></td></tr></tbody></table><p><strong><br>ELECTRICAL</strong></p><table width="100%"><tbody><tr><td style="width: 47.723%;" data-mce-style="width: 47.723%;">Nominal Max. Power (Pmax)</td><td style="width: 46.277%;" data-mce-style="width: 46.277%;">530-550</td></tr><tr><td style="width: 47.723%;" data-mce-style="width: 47.723%;">Opt. Operating Voltage (Vmp)</td><td style="width: 46.277%;" data-mce-style="width: 46.277%;">41.6-41.31 V</td></tr><tr><td style="width: 47.723%;" data-mce-style="width: 47.723%;">Opt. Operating Current (Imp)</td><td style="width: 46.277%;" data-mce-style="width: 46.277%;">13.11-12.83Â A</td></tr><tr><td style="width: 47.723%;" data-mce-style="width: 47.723%;">Open Circuit Voltage (Voc)</td><td style="width: 46.277%;" data-mce-style="width: 46.277%;">49.90-49.30V</td></tr><tr><td style="width: 47.723%;" data-mce-style="width: 47.723%;">Short Circuit Current (Isc)</td><td style="width: 46.277%;" data-mce-style="width: 46.277%;">14.00-13.72A</td></tr></tbody></table><p><strong><br>Warranty</strong><br data-mce-fragment="1"></p><ul><li>30 years warranty</li></ul><p>* Refer to warranty document for terms and conditions<br data-mce-fragment="1"><strong><br>Documentation</strong></p><table width="100%"><tbody><tr><td style="width: 24%;" data-mce-style="width: 24%;"><a href="https://cdn.shopify.com/s/files/1/0566/3408/1340/files/1-_Data_Sheet_-_HY-DH144P8_530-550W-202110-30cm.pdf?v=1678103797"><span style="color: #2b00ff;" data-mce-style="color: #2b00ff;">Data Sheet</span></a></td></tr></tbody></table><p><br><strong>Detailed Information</strong><br><span data-mce-fragment="1"></span></p><p><span data-mce-fragment="1">Hyperion bifacial module Series impressively combines advanced technologies to maximize performance. Produce up to 30% more energy with the bi-facial rear side generation. Our patented DNA, Dual Nano Absorber, technology allows for panel to harvest energy from all directions and operate exceptionally in high heat temperatures.</span><br></p><p><strong>High reliability</strong><br></p><p>Cell interconnections and diode placement use well-established industry practice and are field-proven to provide excellent reliability.<br><br><span data-mce-fragment="1">Produce up to 30% more energy with rear-side generation</span><br data-mce-fragment="1"><span data-mce-fragment="1">Advanced split cell technology with 9 ultra-thin busbars allows for less resistance and more photon capture</span><br data-mce-fragment="1"><span data-mce-fragment="1">Ideal solution for applications affected by shading</span><br><br><strong>Quality and certifications</strong><br><span data-mce-fragment="1"></span></p><p><span data-mce-fragment="1">UL,IEC 61730-1, UL,IEC 61730-2</span><br></p></td></tr></tbody></table>
USSP100-0022 | 300 | Q.PEAK DUO BLK ML G10+ 400 | Hanwha Q Cells Q.Peak Duo BLK ML G10+ 400 Black 400W Mono Solar Panel | <p>This line of modules is the direct result of over three decades of design, manufacturing, and use. With meticulous attention to every detail in the design and manufacturing processes, our quality controls and testing methods have optimized both the module life and electrical energy production.</p><p><strong>Hunwha Solar's Specification</strong></p><ul><li><strong>Model:</strong> BLK ML G10+ 400</li><li><strong>Series:</strong> Q ANTUM DUO Z</li><li><strong>Manufacturer:</strong> Hunwha</li></ul><p><strong>MECHANICAL</strong></p><ul><li><strong>Cell Type:</strong> Monocrystalline</li><li><strong>Cell Arrangement:</strong> 6 Ã— 22</li><li><strong>Dimensions:</strong> 74.0in Ã— 41.1in Ã— 1.26in (including frame)(1879mm Ã— 1045mm Ã— 32mm)</li><li><strong>Weight:</strong> 48.5lbs (22.0kg)</li><li><strong>Front / Back Glass:</strong> 0.13in (3.2mm) thermally pre-stressed glass with anti-reflection technology</li><li><strong>Frame:</strong> Anodized aluminium Black</li><li><strong>J-Box:</strong> IP68</li><li><strong>Cable:</strong> 4mmÂ² Solar cable; (+) â‰¥49.2in (1250mm), (âˆ’) â‰¥49.2in (1250mm)</li><li><strong>Cable Length (Including Connector):</strong> MC4</li></ul><p><strong>ELECTRICAL</strong></p><ul><li><strong>Nominal Max. Power (Pmax):</strong> 400 W</li><li><strong>Opt. Operating Voltage (Vmp):</strong> - (Information Not Provided)</li><li><strong>Opt. Operating Current (Imp):</strong> - (Information Not Provided)</li><li><strong>Open Circuit Voltage (Voc):</strong> 45.30 V</li><li><strong>Short Circuit Current (Isc):</strong> 11.14 A</li></ul><p><strong>Warranty</strong></p><ul><li>25-year product warranty.</li><li>25-year linear performance warranty</li></ul><p><em>Refer to warranty document for terms and conditions.</em></p><p><strong>Documentation</strong></p><ul><li><a href="https://cdn.shopify.com/s/files/1/0566/3408/1340/files/Hanwha_400w_Q.PEAK_DUO_BLK_ML-G10.pdf?v=1674744910" target="_new">Data Sheet</a></li></ul><p><strong>Detailed Information</strong></p><p>All data is within measurement tolerances. Full warranties are in accordance with the warranty terms of the Q CELLS sales organization of your respective country.</p><ul><li><strong>Q.ANTUM DUO Z Technology:</strong> Boosts module efficiency up to 20.9%.</li></ul><p><strong>High Reliability</strong></p><ul><li>Cell interconnections and diode placement use well-established industry practices that are field-proven to provide excellent reliability.</li></ul><p><strong>Low-light and Temperature Behavior</strong></p><ul><li>Long-term yield security with Anti LID Technology</li></ul><p><strong>Quality and Certifications</strong></p><ul><li>UL 61730, CE-compliant</li><li>Quality Controlled PV - TÃœV Rheinland</li><li>IEC 61215:2016, IEC 61730:2016</li><li>U.S. Patent No. 9,893,215 (solar cells)</li><li>QCPV Certification ongoing.</li></ul><p>This panel offers a highly efficient, durable, and reliable solution for your energy needs. Whether you're looking to go off-grid or simply reduce your electricity bill, this solar panel is a robust choice.</p>
USSP100-0028 | 432.8 | REC400AA | REC Alpha REC400AA Pure 400W Black Mono Solar Panel | <table width="100%" data-mce-fragment="1"><tbody data-mce-fragment="1"><tr data-mce-fragment="1"><td data-mce-fragment="1"><strong>REC Alpha REC400AA Pure 400W Black Mono Solar Panel</strong><br></td></tr><tr data-mce-fragment="1"><td data-mce-fragment="1"><p>This line of modules is the direct result of over three decades of design, manufacturing and use. Attending to every detail in the design and manufacture of our products, our process controls and testing methods have optimized module life and electrical energy production.</p><table width="100%"><tbody><tr><td><table width="100%"><tbody><tr><td style="width: 51.4725%;" data-mce-style="width: 51.4725%;"><br></td><td style="width: 45.8759%;" data-mce-style="width: 45.8759%;"><br></td></tr><tr><td style="width: 51.4725%;" data-mce-style="width: 51.4725%;"><img alt="" src="https://cdn.shopify.com/s/files/1/0566/3408/1340/files/Screenshot_1_204695cf-2e22-494d-8617-0c73752a43e3_480x480.png?v=1676003791"></td><td style="width: 45.8759%;" data-mce-style="width: 45.8759%;"><img alt="" src="https://cdn.shopify.com/s/files/1/0566/3408/1340/files/REC_png-1_png_480x480.png?v=1676002268"></td></tr><tr><td style="width: 51.4725%;" data-mce-style="width: 51.4725%;"></td><td style="width: 45.8759%;" data-mce-style="width: 45.8759%;"></td></tr></tbody></table><br></td></tr></tbody></table><p><br><strong><b>REC Solar's Specification</b><br></strong></p><table width="100%"><tbody><tr><td style="width: 48.2638%;"><span>Model</span></td><td style="width: 47.7362%;">REC400AA</td></tr><tr><td style="width: 48.2638%;"><span>Series</span></td><td style="width: 47.7362%;">REC Alpha Pure Series</td></tr><tr><td style="width: 48.2638%;"><span>Manufacturer</span></td><td style="width: 47.7362%;"><span>REC Solar</span></td></tr></tbody></table><p><strong><br>MECHANICAL </strong><br></p><table width="100%"><tbody><tr><td style="width: 49.0244%;" data-mce-style="width: 49.0244%;">Specification</td><td style="width: 47.9756%;" data-mce-style="width: 47.9756%;">Data</td></tr><tr><td style="width: 49.0244%;" data-mce-style="width: 49.0244%;">Cell Type</td><td style="width: 47.9756%;" data-mce-style="width: 47.9756%;">132 half-cut REC heterojunction bifacial cells with lead-free, gapless technology, 6 strings of 22 cells in series<br></td></tr><tr><td style="width: 49.0244%;" data-mce-style="width: 49.0244%;">Cell Arrangement</td><td style="width: 47.9756%;" data-mce-style="width: 47.9756%;">-<br></td></tr><tr><td style="width: 49.0244%;" data-mce-style="width: 49.0244%;">Dimensions</td><td style="width: 47.9756%;" data-mce-style="width: 47.9756%;">71.7 x 40 x 1.2 in (19.91 ft2 ) / 1821 x 1016 x 30 mm (1.85 m2)</td></tr><tr><td style="width: 49.0244%;" data-mce-style="width: 49.0244%;">Weight</td><td style="width: 47.9756%;" data-mce-style="width: 47.9756%;">45 lbs (20.5 kg)</td></tr><tr><td style="width: 49.0244%;" data-mce-style="width: 49.0244%;">Front / Back Glass</td><td style="width: 47.9756%;" data-mce-style="width: 47.9756%;">0.13 in (3.2 mm) solar glass with anti-reflective surface treatment</td></tr><tr><td style="width: 49.0244%;" data-mce-style="width: 49.0244%;">Frame</td><td style="width: 47.9756%;" data-mce-style="width: 47.9756%;">Anodized aluminiumÂ Black</td></tr><tr><td style="width: 49.0244%;" data-mce-style="width: 49.0244%;">J-Box</td><td style="width: 47.9756%;" data-mce-style="width: 47.9756%;">IP68, 3 bypass diodes</td></tr><tr><td style="width: 49.0244%;" data-mce-style="width: 49.0244%;">Cable</td><td style="width: 47.9756%;" data-mce-style="width: 47.9756%;">12 AWG (4 mmÂ²) PV wire, 43+ 47 in (1.1 + 1.2 m)</td></tr><tr><td style="width: 49.0244%;" data-mce-style="width: 49.0244%;">Cable Length (Including Connector)</td><td style="width: 47.9756%;" data-mce-style="width: 47.9756%;">MC4 PV-KBT4/KST4</td></tr><tr><td style="width: 49.0244%;" data-mce-style="width: 49.0244%;"></td><td style="width: 47.9756%;" data-mce-style="width: 47.9756%;"></td></tr></tbody></table><p><strong><br>ELECTRICAL</strong></p><table width="100%"><tbody><tr><td style="width: 47.723%;" data-mce-style="width: 47.723%;">Nominal Max. Power (Pmax)</td><td style="width: 46.277%;" data-mce-style="width: 46.277%;">400 W</td></tr><tr><td style="width: 47.723%;" data-mce-style="width: 47.723%;">Opt. Operating Voltage (Vmp)</td><td style="width: 46.277%;" data-mce-style="width: 46.277%;">-<br></td></tr><tr><td style="width: 47.723%;" data-mce-style="width: 47.723%;">Opt. Operating Current (Imp)</td><td style="width: 46.277%;" data-mce-style="width: 46.277%;">-<br></td></tr><tr><td style="width: 47.723%;" data-mce-style="width: 47.723%;">Open Circuit Voltage (Voc)</td><td style="width: 46.277%;" data-mce-style="width: 46.277%;">48.8 V</td></tr><tr><td style="width: 47.723%;" data-mce-style="width: 47.723%;">Short Circuit Current (Isc)</td><td style="width: 46.277%;" data-mce-style="width: 46.277%;">10.28 A</td></tr></tbody></table><p><strong><br>Warranty</strong><br data-mce-fragment="1"></p><ul><li>25 Years Pro Trust Warranty</li></ul><p>* Refer to warranty document for terms and conditions<br data-mce-fragment="1"><strong>Documentation</strong></p><table width="100%"><tbody><tr><td style="width: 24%;" data-mce-style="width: 24%;"><a href="https://cdn.shopify.com/s/files/1/0566/3408/1340/files/ds_rec_alpha_pure_series_en_us.pdf?v=1678084977"><span style="color: #2b00ff;" data-mce-style="color: #2b00ff;">Data Sheet</span></a></td></tr></tbody></table><p><br><strong>Detailed Information</strong><br><br>REC Group is an international pioneering solar energy company dedicated to empowering consumers with clean, affordable solar power. As Solarâ€™s Most Trusted, REC is committed to high quality, innovation, and a low carbon footprint in the solar materials and solar panels it manufactures<br></p><p><strong>High reliability</strong><br>Cell interconnections and diode placement use well-established industry practice and are field-proven to provide excellent reliability.<br><br><strong>Quality and certifications</strong></p><p>IEC 61215:2016, IEC 61730:2016, UL 61730<br data-mce-fragment="1">IEC 62804 :PID<br data-mce-fragment="1">IEC 61701 :Salt Mist<br data-mce-fragment="1">IEC 62716 :Ammonia Resistance<br data-mce-fragment="1">UL 61730 :Fire Type Class 2<br data-mce-fragment="1">IEC 62782 :Dynamic Mechanical Load<br data-mce-fragment="1">IEC 61215-2:2016 :Hailstone (35mm)<br data-mce-fragment="1">IEC 62321 :Lead-freeacc. to RoHS EU 863/2015<br data-mce-fragment="1">ISO 14001, ISO 9001, IEC 45001, IEC 62941<br></p></td></tr></tbody></table>
USSP100-0061 | 274.05 | SS-M-450-B | Sonali SS-M-450-B Black On Black 120 Half-Cell Mono Solar Panel | <table width="100%" data-mce-fragment="1"><tbody data-mce-fragment="1"><tr data-mce-fragment="1"><td data-mce-fragment="1"><strong>Sonali SS-M-450-B Black On Black 120 Half-Cell Mono Solar Panel</strong><br></td></tr><tr data-mce-fragment="1"><td data-mce-fragment="1"><p>This line of modules is the direct result of over three decades of design, manufacturing and use. Attending to every detail in the design and manufacture of our products, our process controls and testing methods have optimized module life and electrical energy production.</p><table width="100%"><tbody><tr><td><table width="100%"><tbody><tr><td style="width: 51.4725%;" data-mce-style="width: 51.4725%;"><br></td><td style="width: 45.8759%;" data-mce-style="width: 45.8759%;"><br></td></tr><tr><td style="width: 51.4725%;" data-mce-style="width: 51.4725%;"><img alt="" src="https://cdn.shopify.com/s/files/1/0566/3408/1340/files/ss-440-2.png?v=1675761857"></td><td style="width: 45.8759%;" data-mce-style="width: 45.8759%;"><img alt="" src="https://cdn.shopify.com/s/files/1/0566/3408/1340/files/ss-440-1.png?v=1675761873"></td></tr><tr><td style="width: 51.4725%;" data-mce-style="width: 51.4725%;"></td><td style="width: 45.8759%;" data-mce-style="width: 45.8759%;"></td></tr></tbody></table><br></td></tr></tbody></table><p><br><strong>Sonali Solar's Specification</strong></p><table width="100%"><tbody><tr><td style="width: 48.2638%;"><span>Model</span></td><td style="width: 47.7362%;">SS-M-450-B</td></tr><tr><td style="width: 48.2638%;"><span>Series</span></td><td style="width: 47.7362%;">SS-M-440 to 460 Series</td></tr><tr><td style="width: 48.2638%;"><span>Manufacturer</span></td><td style="width: 47.7362%;"><span>Sonali</span></td></tr></tbody></table><p><br><strong>MECHANICAL </strong><br></p><table width="100%"><tbody><tr><td style="width: 49.0244%;" data-mce-style="width: 49.0244%;">Specification</td><td style="width: 47.9756%;" data-mce-style="width: 47.9756%;">Data</td></tr><tr><td style="width: 49.0244%;" data-mce-style="width: 49.0244%;">Cell Type</td><td style="width: 47.9756%;" data-mce-style="width: 47.9756%;">Mono-crystalline</td></tr><tr><td style="width: 49.0244%;" data-mce-style="width: 49.0244%;">Cell Arrangement</td><td style="width: 47.9756%;" data-mce-style="width: 47.9756%;">182x91 mm(6.53x3.27 in)</td></tr><tr><td style="width: 49.0244%;" data-mce-style="width: 49.0244%;">Dimensions</td><td style="width: 47.9756%;" data-mce-style="width: 47.9756%;">1910 X 1134 X 35 mm(75.2 X 44.65 X 1.38 inch)</td></tr><tr><td style="width: 49.0244%;" data-mce-style="width: 49.0244%;">Weight</td><td style="width: 47.9756%;" data-mce-style="width: 47.9756%;">24 kgs(52.91 lbs)</td></tr><tr><td style="width: 49.0244%;" data-mce-style="width: 49.0244%;">Front / Back Glass</td><td style="width: 47.9756%;" data-mce-style="width: 47.9756%;">3.2mm (0.125in) ARC</td></tr><tr><td style="width: 49.0244%;" data-mce-style="width: 49.0244%;">Frame</td><td style="width: 47.9756%;" data-mce-style="width: 47.9756%;">Anodized aluminium alloy</td></tr><tr><td style="width: 49.0244%;" data-mce-style="width: 49.0244%;">J-Box</td><td style="width: 47.9756%;" data-mce-style="width: 47.9756%;">IP68, 3 bypass diodes</td></tr><tr><td style="width: 49.0244%;" data-mce-style="width: 49.0244%;">Cable</td><td style="width: 47.9756%;" data-mce-style="width: 47.9756%;">Â 400mm (15.75 inch)300mm (11.81inch)length with 4mmÂ²Â </td></tr><tr><td style="width: 49.0244%;" data-mce-style="width: 49.0244%;">Cable Length (Including Connector)</td><td style="width: 47.9756%;" data-mce-style="width: 47.9756%;">MC4 compatible</td></tr></tbody></table><p><strong><br>ELECTRICAL</strong></p><table width="100%"><tbody><tr><td style="width: 47.723%;" data-mce-style="width: 47.723%;">Nominal Max. Power (Pmax)</td><td style="width: 46.277%;" data-mce-style="width: 46.277%;">450Â W</td></tr><tr><td style="width: 47.723%;" data-mce-style="width: 47.723%;">Opt. Operating Voltage (Vmp)</td><td style="width: 46.277%;" data-mce-style="width: 46.277%;">35.0 V</td></tr><tr><td style="width: 47.723%;" data-mce-style="width: 47.723%;">Opt. Operating Current (Imp)</td><td style="width: 46.277%;" data-mce-style="width: 46.277%;">12.86Â A</td></tr><tr><td style="width: 47.723%;" data-mce-style="width: 47.723%;">Open Circuit Voltage (Voc)</td><td style="width: 46.277%;" data-mce-style="width: 46.277%;">41.6 V</td></tr><tr><td style="width: 47.723%;" data-mce-style="width: 47.723%;">Short Circuit Current (Isc)</td><td style="width: 46.277%;" data-mce-style="width: 46.277%;">13.66Â A</td></tr></tbody></table><p><strong><br>Warranty</strong><br data-mce-fragment="1"></p><ul><li>Our product is durable and has 25 years performance warranty.</li><li>Integrated manufacturing of cells &amp; modules in production line guarantees optimum performance.</li></ul><p>* Refer to warranty document for terms and conditions<br data-mce-fragment="1"><strong><br>Documentation</strong></p><table width="100%"><tbody><tr><td style="width: 24%;" data-mce-style="width: 24%;"><a href="https://cdn.shopify.com/s/files/1/0566/3408/1340/files/SS-M-440-B_Data_Sheet_1.pdf?v=1675765185"><span style="color: #2b00ff;" data-mce-style="color: #2b00ff;">Data Sheet</span></a></td></tr></tbody></table><p><br><strong>Detailed Information</strong></p><p>With Sonali Solarâ€™s industry leading mono-PERC cell technology and the innovative LIC (Low Internal Current) module technology, we are now able to offer our global customers high power module<br data-mce-fragment="1"><br data-mce-fragment="1"><strong>High reliability</strong><br>Cell interconnections and diode placement use well-established industry practice and are field-proven to provide excellent reliability.<br><br>High Module efficiency is obtaining top performance even in diffused light conditions</p><p><strong>Quality and certifications</strong><br>All Manufactured modules are tested 100% by EL (Electroluminescence) during the Production Process &amp; Free from micro cracks.</p><p>The company manufactures solar modules in compliance with global standard including MNRE, IEC 61215, 61730-1, 61730-2, 61701, UL 1703, UL 61730, ISO 9001:2008 &amp; ISO 14001:2004 &amp; 18001:2007</p></td></tr></tbody></table>
USSP100-0004 | 255.3 | DNA-120-BF26-370W | Aptos DNA-120-BF26-370W Bifacial Solar Panel | <br><table width="100%" data-mce-fragment="1"><tbody data-mce-fragment="1"><tr data-mce-fragment="1"><td data-mce-fragment="1"><strong>Aptos DNA-120-BF26-370W Bifacial Solar Panel</strong><br></td></tr><tr data-mce-fragment="1"><td data-mce-fragment="1"><p>This line of modules is the direct result of over three decades of design, manufacturing and use. Attending to every detail in the design and manufacture of our products, our process controls and testing methods have optimized module life and electrical energy production.</p><table width="100%"><tbody><tr><td><table width="100%"><tbody><tr><td style="width: 51.4725%;" data-mce-style="width: 51.4725%;"><br></td><td style="width: 45.8759%;" data-mce-style="width: 45.8759%;"><br></td></tr><tr><td style="width: 51.4725%;" data-mce-style="width: 51.4725%;"><div style="text-align: left;"><img style="margin-bottom: 16px; float: none;" alt="Description image" src="https://cdn.shopify.com/s/files/1/0566/3408/1340/files/aptos.png?v=1675842524"></div></td><td style="width: 45.8759%;" data-mce-style="width: 45.8759%;"><div style="text-align: left;"><img style="margin-bottom: 16px; float: none;" alt="Description image" src="https://cdn.shopify.com/s/files/1/0566/3408/1340/files/aptos_img.png?v=1675847467"></div></td></tr><tr><td style="width: 51.4725%;" data-mce-style="width: 51.4725%;"></td><td style="width: 45.8759%;" data-mce-style="width: 45.8759%;"></td></tr></tbody></table><br><table width="100%"><tbody><tr><td style="width: 48.2638%;" data-mce-style="width: 48.2638%;"></td></tr></tbody></table></td></tr></tbody></table><p><br><strong>Aptos Solar's Specification</strong></p><table width="100%"><tbody><tr><td style="width: 48.2638%;" data-mce-style="width: 48.2638%;"><span>Model</span></td><td style="width: 47.7362%;" data-mce-style="width: 47.7362%;">DNA-120-BF26-370W</td></tr><tr><td style="width: 48.2638%;" data-mce-style="width: 48.2638%;"><span>Series</span></td><td style="width: 47.7362%;" data-mce-style="width: 47.7362%;">DNA 120 Bifacial</td></tr><tr><td style="width: 48.2638%;" data-mce-style="width: 48.2638%;"><span>Manufacturer</span></td><td style="width: 47.7362%;" data-mce-style="width: 47.7362%;">Aptos</td></tr></tbody></table><p><br><strong>MECHANICAL </strong><br></p><table width="100%"><tbody><tr><td style="width: 49.0244%;" data-mce-style="width: 49.0244%;">Specification</td><td style="width: 47.9756%;" data-mce-style="width: 47.9756%;">Data</td></tr><tr><td style="width: 49.0244%;" data-mce-style="width: 49.0244%;">Cell Type</td><td style="width: 47.9756%;" data-mce-style="width: 47.9756%;">Mono-crystalline</td></tr><tr><td style="width: 49.0244%;" data-mce-style="width: 49.0244%;">Cell Arrangement</td><td style="width: 47.9756%;" data-mce-style="width: 47.9756%;">-<br></td></tr><tr><td style="width: 49.0244%;" data-mce-style="width: 49.0244%;">Dimensions</td><td style="width: 47.9756%;" data-mce-style="width: 47.9756%;">1762x1048x35mm</td></tr><tr><td style="width: 49.0244%;" data-mce-style="width: 49.0244%;">Weight</td><td style="width: 47.9756%;" data-mce-style="width: 47.9756%;">20.5kg</td></tr><tr><td style="width: 49.0244%;" data-mce-style="width: 49.0244%;">Front / Back Glass</td><td style="width: 47.9756%;" data-mce-style="width: 47.9756%;"><span>3.2mm, anti-reflection coating, high transmission, low iron, tempered glass</span></td></tr><tr><td style="width: 49.0244%;" data-mce-style="width: 49.0244%;">Frame</td><td style="width: 47.9756%;" data-mce-style="width: 47.9756%;">Anodized aluminium alloy</td></tr><tr><td style="width: 49.0244%;" data-mce-style="width: 49.0244%;">J-Box</td><td style="width: 47.9756%;" data-mce-style="width: 47.9756%;">-<br></td></tr><tr><td style="width: 49.0244%;" data-mce-style="width: 49.0244%;">Cable</td><td style="width: 47.9756%;" data-mce-style="width: 47.9756%;"><span>4mm2 (EU)12AWG,39.37in.(1200mm)</span></td></tr><tr><td style="width: 49.0244%;" data-mce-style="width: 49.0244%;">Cable Length (Including Connector)</td><td style="width: 47.9756%;" data-mce-style="width: 47.9756%;">1200mm MC4<br></td></tr><tr><td style="width: 49.0244%;" data-mce-style="width: 49.0244%;"></td><td style="width: 47.9756%;" data-mce-style="width: 47.9756%;"></td></tr></tbody></table><p><strong><br>ELECTRICAL</strong></p><table width="100%"><tbody><tr><td style="width: 47.723%;" data-mce-style="width: 47.723%;">Nominal Max. Power (Pmax)</td><td style="width: 46.277%;" data-mce-style="width: 46.277%;">370 W</td></tr><tr><td style="width: 47.723%;" data-mce-style="width: 47.723%;">Opt. Operating Voltage (Vmp)</td><td style="width: 46.277%;" data-mce-style="width: 46.277%;">41.4Â V</td></tr><tr><td style="width: 47.723%;" data-mce-style="width: 47.723%;">Opt. Operating Current (Imp)</td><td style="width: 46.277%;" data-mce-style="width: 46.277%;">11.26 A</td></tr><tr><td style="width: 47.723%;" data-mce-style="width: 47.723%;">Open Circuit Voltage (Voc)</td><td style="width: 46.277%;" data-mce-style="width: 46.277%;">34.5Â V</td></tr><tr><td style="width: 47.723%;" data-mce-style="width: 47.723%;">Short Circuit Current (Isc)</td><td style="width: 46.277%;" data-mce-style="width: 46.277%;">10.72Â A</td></tr></tbody></table><p><strong><br>Warranty</strong><br data-mce-fragment="1"></p><ul><li>30 years warranty</li></ul><p>* Refer to warranty document for terms and conditions<br data-mce-fragment="1"><strong>Documentation</strong></p><table width="100%"><tbody><tr><td style="width: 24%;" data-mce-style="width: 24%;"><a href="https://cdn.shopify.com/s/files/1/0566/3408/1340/files/DNA-120-BF26-360-370W_Data_Sheet_fa4aa3fd-ab5a-4b80-812e-2b50afe5fbb2.pdf?v=1678078878" data-mce-href="https://cdn.shopify.com/s/files/1/0566/3408/1340/files/DNA-120-BF26-360-370W_Data_Sheet_fa4aa3fd-ab5a-4b80-812e-2b50afe5fbb2.pdf?v=1678078878"><span style="color: #2b00ff;" data-mce-style="color: #2b00ff;">Data Sheet</span></a></td></tr></tbody></table><p><br><strong>Detailed Information</strong><br><br><span data-mce-fragment="1">Our DNA Split-cell Series impressively combines advanced technologies to maximize performance. Produce up to 30% more energy with the bi-facial rear side generation. Our patented DNA, Dual Nano Absorber, technology allows for panel to harvest energy from all directions and operate exceptionally in high heat temperatures.</span><br></p><p><strong>High reliability</strong><br>Cell interconnections and diode placement use well-established industry practice and are field-proven to provide excellent reliability.<br><br><span data-mce-fragment="1">Produce up to 30% more energy with rear-side generation</span><br data-mce-fragment="1"><span data-mce-fragment="1">Advanced split cell technology with 9 ultra-thin busbars allows for less resistance and more photon capture</span><br data-mce-fragment="1"><span data-mce-fragment="1">Ideal solution for applications affected by shading</span><br><br><strong>Quality and certifications</strong><br><span data-mce-fragment="1">UL,IEC 61730-1, UL,IEC 61730-2</span><br></p></td></tr></tbody></table>
USSP100-0039 | 352.23 | PowerXT-430R-PL | Solaria PowerXT-430R-PL 430W Solar Panel | <p data-mce-fragment="1">This line of modules is the direct result of over three decades of design, manufacturing, and use. Attending to every detail in the design and manufacture of our products, our process controls and testing methods have optimized module life and electrical energy production.</p><p data-mce-fragment="1"><img src="https://cdn.shopify.com/s/files/1/0566/3408/1340/files/solaria_img.png-1.png?v=1675837202" alt="Solaria Image 1" data-mce-fragment="1" data-mce-src="https://cdn.shopify.com/s/files/1/0566/3408/1340/files/solaria_img.png-1.png?v=1675837202"> <img src="https://cdn.shopify.com/s/files/1/0566/3408/1340/files/solaria_img.png-2.png?v=1675837201" alt="Solaria Image 2" data-mce-fragment="1" data-mce-src="https://cdn.shopify.com/s/files/1/0566/3408/1340/files/solaria_img.png-2.png?v=1675837201"></p><p data-mce-fragment="1"><strong data-mce-fragment="1">Solaria Solar's Specification</strong></p><ul data-mce-fragment="1"><li data-mce-fragment="1">Model: PowerXT-430R</li><li data-mce-fragment="1">Series: Solaria PowerXT 430R-PL</li><li data-mce-fragment="1">Manufacturer: Solaria</li></ul><p data-mce-fragment="1"><strong data-mce-fragment="1">MECHANICAL</strong></p><ul data-mce-fragment="1"><li data-mce-fragment="1">Specification: Data</li><li data-mce-fragment="1">Cell Type: Monocrystalline Silicon</li><li data-mce-fragment="1">Cell Arrangement: -</li><li data-mce-fragment="1">Dimensions: 1957mm x 1079mm x 35mm (77" x 42.5" x 1.38" in)</li><li data-mce-fragment="1">Weight: 21.7 kg (47.8 lbs)</li><li data-mce-fragment="1">Front/Back Glass: 2.8mm AR Coated Tempered</li><li data-mce-fragment="1">Frame: Anodized aluminium Black</li><li data-mce-fragment="1">J-Box: IP68, 4 diodes</li><li data-mce-fragment="1">Cable: 12 AWG PV Wire (UL) 1200mm</li><li data-mce-fragment="1">Cable Length (Including Connector): MC4</li></ul><p data-mce-fragment="1"><strong data-mce-fragment="1">ELECTRICAL</strong></p><ul data-mce-fragment="1"><li data-mce-fragment="1">Nominal Max. Power (Pmax): 430 W</li><li data-mce-fragment="1">Opt. Operating Voltage (Vmp): 45.7 V</li><li data-mce-fragment="1">Opt. Operating Current (Imp): 11.87 A</li><li data-mce-fragment="1">Open Circuit Voltage (Voc): 37.9 V</li><li data-mce-fragment="1">Short Circuit Current (Isc): 11.35 A</li></ul><p data-mce-fragment="1"><strong data-mce-fragment="1">Warranty</strong></p><ul data-mce-fragment="1"><li data-mce-fragment="1">25-year Power, Parts and Labor from Solaria</li><li data-mce-fragment="1">Typical Tier 1 industry warranty.</li></ul><p data-mce-fragment="1"><em data-mce-fragment="1">Refer to warranty document for terms and conditions</em></p><p data-mce-fragment="1"><strong data-mce-fragment="1">Documentation</strong></p><ul data-mce-fragment="1"><li data-mce-fragment="1"><a href="https://cdn.shopify.com/s/files/1/0566/3408/1340/files/Datasheet_PowerXT-430R-PL.pdf?v=1675837739" data-mce-fragment="1" data-mce-href="https://cdn.shopify.com/s/files/1/0566/3408/1340/files/Datasheet_PowerXT-430R-PL.pdf?v=1675837739" target="_new">Data Sheet</a></li></ul><p data-mce-fragment="1"><strong data-mce-fragment="1">Detailed Information</strong></p><p data-mce-fragment="1">Solaria PowerXT panels achieve over 20% efficiency; conventional panels achieve 15% â€“ 17% efficiency. Solaria PowerXT panels are one of the highest power panels available. This reduces installation costs due to fewer balance of system components.</p><p data-mce-fragment="1"><strong data-mce-fragment="1">High reliability</strong> Cell interconnections and diode placement use well-established industry practice and are field-proven to provide excellent reliability. Solder-less cell interconnections are highly reliable and designed to far exceed the industry-leading 25-year warranty.</p><p data-mce-fragment="1"><strong data-mce-fragment="1">Quality and certifications</strong> The Solaria Corporation 45700 Northport Loop East, Fremont, CA 94538.</p><br>
USSP100-0040 | 348 | PowerX-400R | Solaria PowerX-400R 400W Solar Panel | <table width="100%" data-mce-fragment="1"><tbody data-mce-fragment="1"><tr data-mce-fragment="1"><td data-mce-fragment="1"><strong>Solaria PowerX-400R 400W Solar Panel</strong><br></td></tr><tr data-mce-fragment="1"><td data-mce-fragment="1"><p>This line of modules is the direct result of over three decades of design, manufacturing and use. Attending to every detail in the design and manufacture of our products, our process controls and testing methods have optimized module life and electrical energy production.</p><table width="100%"><tbody><tr><td><table width="100%"><tbody><tr><td style="width: 51.4725%;" data-mce-style="width: 51.4725%;"><br></td><td style="width: 45.8759%;" data-mce-style="width: 45.8759%;"><br></td></tr><tr><td style="width: 51.4725%;" data-mce-style="width: 51.4725%;"><div style="text-align: left;"><img style="margin-bottom: 16px; float: none;" alt="Description image" src="https://cdn.shopify.com/s/files/1/0566/3408/1340/files/solaria.png-2.png?v=1675832560"></div></td><td style="width: 45.8759%;" data-mce-style="width: 45.8759%;"><div style="text-align: left;"><img style="margin-bottom: 16px; float: none;" alt="Description image" src="https://cdn.shopify.com/s/files/1/0566/3408/1340/files/solaria.png-1.png?v=1675832561"></div></td></tr><tr><td style="width: 51.4725%;" data-mce-style="width: 51.4725%;"></td><td style="width: 45.8759%;" data-mce-style="width: 45.8759%;"></td></tr></tbody></table><br></td></tr></tbody></table><p><br><strong>Solaria Solar's Specification</strong></p><table width="100%"><tbody><tr><td style="width: 48.2638%;"><span>Model</span></td><td style="width: 47.7362%;">X-400R</td></tr><tr><td style="width: 48.2638%;"><span>Series</span></td><td style="width: 47.7362%;">Solaria PowerX-400R Performance Series</td></tr><tr><td style="width: 48.2638%;"><span>Manufacturer</span></td><td style="width: 47.7362%;"><span>Solaria</span></td></tr></tbody></table><p><strong><br>MECHANICAL </strong><br></p><table width="100%"><tbody><tr><td style="width: 49.0244%;" data-mce-style="width: 49.0244%;">Specification</td><td style="width: 47.9756%;" data-mce-style="width: 47.9756%;">Data</td></tr><tr><td style="width: 49.0244%;" data-mce-style="width: 49.0244%;">Cell Type</td><td style="width: 47.9756%;" data-mce-style="width: 47.9756%;">Monocrystalline Silicon</td></tr><tr><td style="width: 49.0244%;" data-mce-style="width: 49.0244%;">Cell Arrangement</td><td style="width: 47.9756%;" data-mce-style="width: 47.9756%;">-</td></tr><tr><td style="width: 49.0244%;" data-mce-style="width: 49.0244%;">Dimensions</td><td style="width: 47.9756%;" data-mce-style="width: 47.9756%;">1723mm x 1134mm x 35mm(67.8" x 44.7" x 1.4"in)</td></tr><tr><td style="width: 49.0244%;" data-mce-style="width: 49.0244%;">Weight</td><td style="width: 47.9756%;" data-mce-style="width: 47.9756%;">22.1 kg (48.7 lbs)</td></tr><tr><td style="width: 49.0244%;" data-mce-style="width: 49.0244%;">Front / Back Glass</td><td style="width: 47.9756%;" data-mce-style="width: 47.9756%;">3.2mm , AR Coated, Tempered</td></tr><tr><td style="width: 49.0244%;" data-mce-style="width: 49.0244%;">Frame</td><td style="width: 47.9756%;" data-mce-style="width: 47.9756%;">Anodized AluminumÂ BlackÂ </td></tr><tr><td style="width: 49.0244%;" data-mce-style="width: 49.0244%;">J-Box</td><td style="width: 47.9756%;" data-mce-style="width: 47.9756%;">IP68 ,3 diodes</td></tr><tr><td style="width: 49.0244%;" data-mce-style="width: 49.0244%;">Cable</td><td style="width: 47.9756%;" data-mce-style="width: 47.9756%;">12 AWG PV Wire (UL) /1200mm</td></tr><tr><td style="width: 49.0244%;" data-mce-style="width: 49.0244%;">Cable Length (Including Connector)</td><td style="width: 47.9756%;" data-mce-style="width: 47.9756%;">MC4</td></tr></tbody></table><p><strong><br>ELECTRICAL</strong></p><table width="100%"><tbody><tr><td style="width: 47.723%;" data-mce-style="width: 47.723%;">Nominal Max. Power (Pmax)</td><td style="width: 46.277%;" data-mce-style="width: 46.277%;">400 W</td></tr><tr><td style="width: 47.723%;" data-mce-style="width: 47.723%;">Opt. Operating Voltage (Vmp)</td><td style="width: 46.277%;" data-mce-style="width: 46.277%;">37.3 V</td></tr><tr><td style="width: 47.723%;" data-mce-style="width: 47.723%;">Opt. Operating Current (Imp)</td><td style="width: 46.277%;" data-mce-style="width: 46.277%;">13.68 A</td></tr><tr><td style="width: 47.723%;" data-mce-style="width: 47.723%;">Open Circuit Voltage (Voc)</td><td style="width: 46.277%;" data-mce-style="width: 46.277%;">31.0 V</td></tr><tr><td style="width: 47.723%;" data-mce-style="width: 47.723%;">Short Circuit Current (Isc)</td><td style="width: 46.277%;" data-mce-style="width: 46.277%;">12.9 A</td></tr></tbody></table><p><strong><br>Warranty</strong><br data-mce-fragment="1"></p><ul><li>25-year Power, Parts and Labor from Solaria</li><li>Typical Tier 1 industry warranty</li></ul><p>* Refer to warranty document for terms and conditions<br><br data-mce-fragment="1"><strong>Documentation</strong></p><table width="100%"><tbody><tr><td style="width: 24%;" data-mce-style="width: 24%;"><a href="https://cdn.shopify.com/s/files/1/0566/3408/1340/files/Solaria_PowerX_400W_63035dd4-f2dc-4de3-b7ec-3d83796fac16.pdf?v=1675834289"><span style="color: #2b00ff;" data-mce-style="color: #2b00ff;">Data Sheet</span></a></td></tr></tbody></table><p><br><strong>Detailed Information</strong><br><br>Solaria PowerX solar panels produce more power per square meter area. This reduces installation costs due to fewer balance of system components. <br></p><p>PowerX maintains high efficiency at low irradiance further ensuring maximum energy yield.</p><p><strong>High reliability</strong><br>Cell interconnections and diode placement use well-established industry practice and are field-proven to provide excellent reliability.<br><br>State-of-the art cell cutting technology and advanced panel construction ensure that PowerX panels are highly reliable and designed to far exceed the industry-leading 25-year warranty.<br><br><strong>Quality and certifications</strong><br>The Solaria Corporation 45700 Northport Loop East, Fremont, CA 94538</p><p>Product specifications are subject to change without notice.</p></td></tr></tbody></table>
USSP100-0043 | 200.75 | VSUN365-120M-BB | Sunergy VSUN365-120M-BB 365W Black 144 Half-cell Mono Solar Panel | <table width="100%" data-mce-fragment="1"><tbody data-mce-fragment="1"><tr data-mce-fragment="1"><td data-mce-fragment="1"><strong>Sunergy VSUN365-120M-BB 365W Black 144 Half-cell Mono Solar Panel</strong><br></td></tr><tr data-mce-fragment="1"><td data-mce-fragment="1"><p>This line of modules is the direct result of over three decades of design, manufacturing and use. Attending to every detail in the design and manufacture of our products, our process controls and testing methods have optimized module life and electrical energy production.</p><table width="100%"><tbody><tr><td><table width="100%"><tbody><tr><td style="width: 51.4725%;" data-mce-style="width: 51.4725%;"><br></td><td style="width: 45.8759%;" data-mce-style="width: 45.8759%;"><br></td></tr><tr><td style="width: 51.4725%;" data-mce-style="width: 51.4725%;"><div style="text-align: left;"><img style="margin-bottom: 16px; float: none;" alt="Description image" src="https://cdn.shopify.com/s/files/1/0566/3408/1340/files/sunergy.png-1.png?v=1675915236"></div></td><td style="width: 45.8759%;" data-mce-style="width: 45.8759%;"><div style="text-align: left;"><img style="margin-bottom: 16px; float: none;" alt="Description image" src="https://cdn.shopify.com/s/files/1/0566/3408/1340/files/sunergy.png-2.png?v=1675915236"></div></td></tr><tr><td style="width: 51.4725%;" data-mce-style="width: 51.4725%;"></td><td style="width: 45.8759%;" data-mce-style="width: 45.8759%;"></td></tr></tbody></table><br></td></tr></tbody></table><p><br><strong>Sunergy Solar's Specification</strong></p><table width="100%"><tbody><tr><td style="width: 48.2638%;"><span>Model</span></td><td style="width: 47.7362%;">VSUN365-120M-BB</td></tr><tr><td style="width: 48.2638%;"><span>Series</span></td><td style="width: 47.7362%;"><span>VSUN</span></td></tr><tr><td style="width: 48.2638%;"><span>Manufacturer</span></td><td style="width: 47.7362%;">Sunergy Solar</td></tr></tbody></table><p><strong><br>MECHANICAL </strong><br></p><table width="100%"><tbody><tr><td style="width: 49.0244%;" data-mce-style="width: 49.0244%;">Specification</td><td style="width: 47.9756%;" data-mce-style="width: 47.9756%;">Data</td></tr><tr><td style="width: 49.0244%;" data-mce-style="width: 49.0244%;">Cell Type</td><td style="width: 47.9756%;" data-mce-style="width: 47.9756%;">Monocrystalline</td></tr><tr><td style="width: 49.0244%;" data-mce-style="width: 49.0244%;">Cell Arrangement</td><td style="width: 47.9756%;" data-mce-style="width: 47.9756%;">12Ã—10 pieces</td></tr><tr><td style="width: 49.0244%;" data-mce-style="width: 49.0244%;">Dimensions</td><td style="width: 47.9756%;" data-mce-style="width: 47.9756%;">1762Ã—1048Ã—30mm (LÃ—WÃ—H)</td></tr><tr><td style="width: 49.0244%;" data-mce-style="width: 49.0244%;">Weight</td><td style="width: 47.9756%;" data-mce-style="width: 47.9756%;">19.4kg</td></tr><tr><td style="width: 49.0244%;" data-mce-style="width: 49.0244%;">Front / Back Glass</td><td style="width: 47.9756%;" data-mce-style="width: 47.9756%;">3.2 mm ,White toughened safety glass</td></tr><tr><td style="width: 49.0244%;" data-mce-style="width: 49.0244%;">Frame</td><td style="width: 47.9756%;" data-mce-style="width: 47.9756%;">Anodized aluminium profileÂ Black</td></tr><tr><td style="width: 49.0244%;" data-mce-style="width: 49.0244%;">J-Box</td><td style="width: 47.9756%;" data-mce-style="width: 47.9756%;">IP68, 3 diodes</td></tr><tr><td style="width: 49.0244%;" data-mce-style="width: 49.0244%;">Cable</td><td style="width: 47.9756%;" data-mce-style="width: 47.9756%;">Potrait: 500 mm (cable length can be customized) , 1Ã—4 mm2</td></tr><tr><td style="width: 49.0244%;" data-mce-style="width: 49.0244%;">Cable Length (Including Connector)</td><td style="width: 47.9756%;" data-mce-style="width: 47.9756%;">MC4</td></tr><tr><td style="width: 49.0244%;" data-mce-style="width: 49.0244%;"></td><td style="width: 47.9756%;" data-mce-style="width: 47.9756%;"></td></tr></tbody></table><p><strong><br>ELECTRICAL</strong></p><table width="100%"><tbody><tr><td style="width: 47.723%;" data-mce-style="width: 47.723%;">Nominal Max. Power (Pmax)</td><td style="width: 46.277%;" data-mce-style="width: 46.277%;">365 W</td></tr><tr><td style="width: 47.723%;" data-mce-style="width: 47.723%;">Opt. Operating Voltage (Vmp)</td><td style="width: 46.277%;" data-mce-style="width: 46.277%;">-<br></td></tr><tr><td style="width: 47.723%;" data-mce-style="width: 47.723%;">Opt. Operating Current (Imp)</td><td style="width: 46.277%;" data-mce-style="width: 46.277%;">-<br></td></tr><tr><td style="width: 47.723%;" data-mce-style="width: 47.723%;">Open Circuit Voltage (Voc)</td><td style="width: 46.277%;" data-mce-style="width: 46.277%;">40.7 V</td></tr><tr><td style="width: 47.723%;" data-mce-style="width: 47.723%;">Short Circuit Current (Isc)</td><td style="width: 46.277%;" data-mce-style="width: 46.277%;">11.43 A</td></tr></tbody></table><p><strong><br>Warranty</strong><br data-mce-fragment="1"></p><ul><li>Material &amp; Workmanship 12 years warranty</li><li>Linear power output 25 years warranty</li></ul><p>* Refer to warranty document for terms and conditions<br data-mce-fragment="1"><strong>Documentation</strong></p><table width="100%"><tbody><tr><td style="width: 24%;" data-mce-style="width: 24%;"><a href="https://cdn.shopify.com/s/files/1/0566/3408/1340/files/VSUN_Solar_VSUN-370-120M-BB_Data_Sheet.pdf?v=1675916592" data-mce-href="https://cdn.shopify.com/s/files/1/0566/3408/1340/files/VSUN_Solar_VSUN-370-120M-BB_Data_Sheet.pdf?v=1675916592"><span style="color: #2b00ff;" data-mce-style="color: #2b00ff;">Data Sheet</span></a></td></tr></tbody></table><p><br><strong>Detailed Information</strong><br><br>VSUN, a BNEF Tier-1 PV module manufacturer invested by Fuji Solar, has been committed to providing greener, cleaner and more intelligent renewable energy solutions. VSUN is dedicated to bringing reliable, customized and high-efficient products into various markets and customers worldwide.<br></p><p><strong>High reliability</strong><br>Cell interconnections and diode placement use well-established industry practice and are field-proven to provide excellent reliability.<br><br>Higher output power</p><p>Lower risk of micro-crack</p><p>Better shading tolerance<br></p><p><strong>Quality and certifications</strong><br>Certified for salt/ammonia corrosion resistance<br></p></td></tr></tbody></table>
USSP100-0062 | 226.2 | SS-M-390-B | Sonali SS-M-390-B 390W Black On Black 120 Half-cell Mono Solar Panel | <table width="100%" data-mce-fragment="1"><tbody data-mce-fragment="1"><tr data-mce-fragment="1"><td data-mce-fragment="1"><strong>Sonali SS-M-390-B 390W Black On Black 120 Half-cell Mono Solar Panel</strong></td></tr><tr data-mce-fragment="1"><td data-mce-fragment="1"><p>This line of modules is the direct result of over three decades of design, manufacturing and use. Attending to every detail in the design and manufacture of our products, our process controls and testing methods have optimized module life and electrical energy production.</p><table width="100%"><tbody><tr><td><table width="100%"><tbody><tr><td style="width: 51.4725%;" data-mce-style="width: 51.4725%;"><br></td><td style="width: 45.8759%;" data-mce-style="width: 45.8759%;"><br></td></tr><tr><td style="width: 51.4725%;" data-mce-style="width: 51.4725%;"><div style="text-align: left;"><img style="margin-bottom: 16px; float: none;" alt="Description image" src="https://cdn.shopify.com/s/files/1/0566/3408/1340/files/ss-440-2.png?v=1675761857"></div></td><td style="width: 45.8759%;" data-mce-style="width: 45.8759%;"><div style="text-align: left;"><img style="margin-bottom: 16px; float: none;" alt="Description image" src="https://cdn.shopify.com/s/files/1/0566/3408/1340/files/ss-440-1.png?v=1675761873"></div></td></tr><tr><td style="width: 51.4725%;" data-mce-style="width: 51.4725%;"></td><td style="width: 45.8759%;" data-mce-style="width: 45.8759%;"></td></tr></tbody></table><strong>Sonali Solar's Specification</strong><table width="100%"><tbody><tr><td style="width: 48.2638%;" data-mce-style="width: 48.2638%;"><span>Model</span></td><td style="width: 47.7362%;" data-mce-style="width: 47.7362%;">SS-M-390-B</td></tr><tr><td style="width: 48.2638%;" data-mce-style="width: 48.2638%;"><span>Series</span></td><td style="width: 47.7362%;" data-mce-style="width: 47.7362%;">SS-M-390 to 460 Series</td></tr><tr><td style="width: 48.2638%;" data-mce-style="width: 48.2638%;"><span>Manufacturer</span></td><td style="width: 47.7362%;" data-mce-style="width: 47.7362%;">Sonali</td></tr></tbody></table></td></tr></tbody></table><p><br><strong>MECHANICAL </strong><br></p><table width="100%"><tbody><tr><td style="width: 49.0244%;" data-mce-style="width: 49.0244%;">Specification</td><td style="width: 47.9756%;" data-mce-style="width: 47.9756%;">Data</td></tr><tr><td style="width: 49.0244%;" data-mce-style="width: 49.0244%;">Cell Type</td><td style="width: 47.9756%;" data-mce-style="width: 47.9756%;">Mono-crystalline</td></tr><tr><td style="width: 49.0244%;" data-mce-style="width: 49.0244%;">Cell Arrangement</td><td style="width: 47.9756%;" data-mce-style="width: 47.9756%;">182x91 mm / 6.53x3.27 in</td></tr><tr><td style="width: 49.0244%;" data-mce-style="width: 49.0244%;">Dimensions</td><td style="width: 47.9756%;" data-mce-style="width: 47.9756%;">1910 X 1134 X 35 mm(75.2 X 44.65 X 1.38 inch)</td></tr><tr><td style="width: 49.0244%;" data-mce-style="width: 49.0244%;">Weight</td><td style="width: 47.9756%;" data-mce-style="width: 47.9756%;">24 kgs (52.91 lbs)</td></tr><tr><td style="width: 49.0244%;" data-mce-style="width: 49.0244%;">Front / Back Glass</td><td style="width: 47.9756%;" data-mce-style="width: 47.9756%;">3.2mm (0.125in) ARC</td></tr><tr><td style="width: 49.0244%;" data-mce-style="width: 49.0244%;">Frame</td><td style="width: 47.9756%;" data-mce-style="width: 47.9756%;">Anodized aluminium alloy</td></tr><tr><td style="width: 49.0244%;" data-mce-style="width: 49.0244%;">J-Box</td><td style="width: 47.9756%;" data-mce-style="width: 47.9756%;">IP68, 3 bypass diodes</td></tr><tr><td style="width: 49.0244%;" data-mce-style="width: 49.0244%;">Cable</td><td style="width: 47.9756%;" data-mce-style="width: 47.9756%;">400mm (15.75 inch)300mm (11.81inch),length with 4mmÂ²Â </td></tr><tr><td style="width: 49.0244%;" data-mce-style="width: 49.0244%;">Cable Length (Including Connector)</td><td style="width: 47.9756%;" data-mce-style="width: 47.9756%;">MC4 compatible</td></tr></tbody></table><p><strong>ELECTRICAL</strong></p><table width="100%"><tbody><tr><td style="width: 47.723%;" data-mce-style="width: 47.723%;">Nominal Max. Power (Pmax)</td><td style="width: 46.277%;" data-mce-style="width: 46.277%;">390Â W</td></tr><tr><td style="width: 47.723%;" data-mce-style="width: 47.723%;">Opt. Operating Voltage (Vmp)</td><td style="width: 46.277%;" data-mce-style="width: 46.277%;">34.5 V</td></tr><tr><td style="width: 47.723%;" data-mce-style="width: 47.723%;">Opt. Operating Current (Imp)</td><td style="width: 46.277%;" data-mce-style="width: 46.277%;">12.74 A</td></tr><tr><td style="width: 47.723%;" data-mce-style="width: 47.723%;">Open Circuit Voltage (Voc)</td><td style="width: 46.277%;" data-mce-style="width: 46.277%;">41.2 V</td></tr><tr><td style="width: 47.723%;" data-mce-style="width: 47.723%;">Short Circuit Current (Isc)</td><td style="width: 46.277%;" data-mce-style="width: 46.277%;">13.54 A</td></tr></tbody></table><p><strong>Warranty</strong><br data-mce-fragment="1"></p><ul><li>Our product is durable and has 25 years performance warranty.</li><li>Integrated manufacturing of cells &amp; modules in the production line guarantees optimum performance</li></ul><p>* Refer to warranty document for terms and conditions<br data-mce-fragment="1"><strong>Documentation</strong></p><table width="100%"><tbody><tr><td style="width: 24%;" data-mce-style="width: 24%;"><span style="color: #2b00ff;" data-mce-style="color: #2b00ff;">Data Sheet</span></td></tr></tbody></table><p><br><strong>Detailed Information</strong></p><p>With Sonali Solarâ€™s industry-leading mono-PERC cell technology and the innovative LIC (Low Internal Current) module technology, we are now able to offer our global customers high-power module<br data-mce-fragment="1"><br><strong>High reliability<br></strong><br>Cell interconnections and diode placement use well-established industry practices and are field-proven to provide excellent reliability.<br><br>High Module efficiency is obtaining top performance even in diffused light conditions<br><br><strong>Quality and certifications<br></strong><br>All Manufactured modules are tested 100% by EL (Electroluminescence) during the Production Process &amp; Free from micro cracks.</p><p>Our high-performance modules are highly efficient, and reliable and provide optimal output</p><p>The company manufactures solar modules in compliance with the global standard including MNRE, IEC 61215, 61730-1, 61730-2, 61701, UL 1703, UL 61730, ISO 9001:2008 &amp; ISO 14001:2004 &amp; 18001:2007.</p></td></tr></tbody></table>
USSP100-0055 | 236.8 | ZXM6-NH120-370/M | ZNShine ZXM6-NH120-370/M 370W Solar Panel 120 Cell | <table width="100%" data-mce-fragment="1"><tbody data-mce-fragment="1"><tr data-mce-fragment="1"><td data-mce-fragment="1"><strong>ZNShine ZXM6-NH120-370/M 370W Solar Panel 120 Cell</strong><br></td></tr><tr data-mce-fragment="1"><td data-mce-fragment="1"><p>ZnShine Solar NH120-370 is a PV module fit for both residential and commercial applications. ZnShine Solar engineers made the ZXM6-NH120 series durable and efficient, while minimizing the amount of useful space required for their operation. This panel takes full advantage of the Passivated Emitter Rear Contact (PERC) technology that allows it to capture up to 12% more energy. All thanks to a reflective layer on the back. This design maximizes the number of photons absorbed by solar cells. Half-cut cell technology adds a few more percent to the overall performance, making this model a great example of efficiency. ZnShine Solar made solar cells in NH120-370 two times smaller than the standard size, thus reducing power loss and improving low-light behavior. As a result, the panel achieves an impressive efficiency of 19.88%. ZnShine Solar offers 12 years of product warranty and guarantees 84.3% of original performance after 25 years of operation.</p><table width="100%"><tbody><tr><td><table width="100%"><tbody><tr><td style="width: 51.4725%;" data-mce-style="width: 51.4725%;"><br></td><td style="width: 45.8759%;" data-mce-style="width: 45.8759%;"><br></td></tr><tr><td style="width: 51.4725%;" data-mce-style="width: 51.4725%;"><div style="text-align: left;"><img style="margin-bottom: 16px; float: none;" alt="Description image" src="https://cdn.shopify.com/s/files/1/0566/3408/1340/files/ZXM6-NH120_480x480.png?v=1675963219"></div></td><td style="width: 45.8759%;" data-mce-style="width: 45.8759%;"><div style="text-align: left;"><img style="margin-bottom: 16px; float: none;" alt="Description image" src="https://cdn.shopify.com/s/files/1/0566/3408/1340/files/ZXM6-NH120-3701_480x480.png?v=1675963231"></div></td></tr><tr><td style="width: 51.4725%;" data-mce-style="width: 51.4725%;"></td><td style="width: 45.8759%;" data-mce-style="width: 45.8759%;"></td></tr></tbody></table><br><table width="100%"><tbody><tr><td style="width: 48.2638%;" data-mce-style="width: 48.2638%;"><br></td></tr></tbody></table><p><br><strong>ZNShine Solar's Specification</strong></p><table width="100%"><tbody><tr><td style="width: 48.2638%;"><span>Model</span></td><td style="width: 47.7362%;">Znshinesolar 9BB HALF-CELL Monocrystalline PV Module</td></tr><tr><td style="width: 48.2638%;"><span>Series</span></td><td style="width: 47.7362%;">ZXM6-NH120</td></tr><tr><td style="width: 48.2638%;"><span>Manufacturer</span></td><td style="width: 47.7362%;">ZNShine</td></tr></tbody></table><p><br><strong>MECHANICAL </strong><br></p><table width="100%"><tbody><tr><td style="width: 49.0244%;" data-mce-style="width: 49.0244%;">Specification</td><td style="width: 47.9756%;" data-mce-style="width: 47.9756%;">Data</td></tr><tr><td style="width: 49.0244%;" data-mce-style="width: 49.0244%;">Cell Type</td><td style="width: 47.9756%;" data-mce-style="width: 47.9756%;">Mono 166Ã—83mm</td></tr><tr><td style="width: 49.0244%;" data-mce-style="width: 49.0244%;">Cell Arrangement</td><td style="width: 47.9756%;" data-mce-style="width: 47.9756%;">120ï¼ˆ6Ã—20ï¼‰</td></tr><tr><td style="width: 49.0244%;" data-mce-style="width: 49.0244%;">Dimensions</td><td style="width: 47.9756%;" data-mce-style="width: 47.9756%;">1776Ã—1048Ã—35 mm</td></tr><tr><td style="width: 49.0244%;" data-mce-style="width: 49.0244%;">Weight</td><td style="width: 47.9756%;" data-mce-style="width: 47.9756%;">19.5 kg</td></tr><tr><td style="width: 49.0244%;" data-mce-style="width: 49.0244%;">Front / Back Glass</td><td style="width: 47.9756%;" data-mce-style="width: 47.9756%;">High transparency,low iron,tempered Glass 3.2 mm (AR-coating)</td></tr><tr><td style="width: 49.0244%;" data-mce-style="width: 49.0244%;">Frame</td><td style="width: 47.9756%;" data-mce-style="width: 47.9756%;">Anodized aluminium alloy</td></tr><tr><td style="width: 49.0244%;" data-mce-style="width: 49.0244%;">J-Box</td><td style="width: 47.9756%;" data-mce-style="width: 47.9756%;">IP68, 3 diodes</td></tr><tr><td style="width: 49.0244%;" data-mce-style="width: 49.0244%;">Cable</td><td style="width: 47.9756%;" data-mce-style="width: 47.9756%;">4 mmÂ² ,350 mm</td></tr><tr><td style="width: 49.0244%;" data-mce-style="width: 49.0244%;">Cable Length (Including Connector)</td><td style="width: 47.9756%;" data-mce-style="width: 47.9756%;">350mm(MC4-compatible)</td></tr><tr><td style="width: 49.0244%;" data-mce-style="width: 49.0244%;"></td><td style="width: 47.9756%;" data-mce-style="width: 47.9756%;"></td></tr></tbody></table><p><strong><br>ELECTRICAL</strong></p><table width="100%"><tbody><tr><td style="width: 47.723%;" data-mce-style="width: 47.723%;">Nominal Max. Power (Pmax)</td><td style="width: 46.277%;" data-mce-style="width: 46.277%;">370Â W</td></tr><tr><td style="width: 47.723%;" data-mce-style="width: 47.723%;">Opt. Operating Voltage (Vmp)</td><td style="width: 46.277%;" data-mce-style="width: 46.277%;">34.2Â V</td></tr><tr><td style="width: 47.723%;" data-mce-style="width: 47.723%;">Opt. Operating Current (Imp)</td><td style="width: 46.277%;" data-mce-style="width: 46.277%;">10.82 A</td></tr><tr><td style="width: 47.723%;" data-mce-style="width: 47.723%;">Open Circuit Voltage (Voc)</td><td style="width: 46.277%;" data-mce-style="width: 46.277%;">41.0Â V</td></tr><tr><td style="width: 47.723%;" data-mce-style="width: 47.723%;">Short Circuit Current (Isc)</td><td style="width: 46.277%;" data-mce-style="width: 46.277%;">11.42Â A</td></tr></tbody></table><p><strong><br>Warranty</strong><br data-mce-fragment="1"></p><ul><li>linear power output 25 years warranty</li><li>enhanced product 12 years warranty on materials and workmanship</li></ul><p>* Refer to warranty document for terms and conditions<br data-mce-fragment="1"><strong><br>Documentation</strong></p><table width="100%"><tbody><tr><td style="width: 24%;" data-mce-style="width: 24%;"><a href="https://cdn.shopify.com/s/files/1/0566/3408/1340/files/ZXM6-NH120-166_350-370W_35x35_20200417_E_350mmCable-1_1_25e5f352-1abd-4d94-b37d-4b5b5bc310f8.pdf?v=1675961890"><span style="color: #2b00ff;" data-mce-style="color: #2b00ff;">Data Sheet</span></a></td></tr></tbody></table><p><br><strong>Detailed Information</strong></p><p><span>Znshine Solar 370 W All Black Mono Solar Panel - ZXM6-NH120-370/M $0.67/w ¦ 35mm Black Frame ¦ Black Backsheet, BoB ¦ Efficiency Rating: 20.31% ¦ Cell Type: monocrystalline ¦ Cell Arrangement 120 [6 X 20] ¦ Junction Box: IP68 3 bypass diodes ¦ Max Series Fuse Rating: 20AMPS ¦ Max System Voltage: 1500VDC ¦ 12 Year Product ¦ Excellent low-light and temperature performance ¦ Min Qty: 15 Panels (Pallet: 30 Panels) ¦ Manufacturer's Part #: ZXM6-NH120-370/M</span></p><p><strong>High Reliability</strong></p><p>370 W power output</p><p>120 half-cut PERC cells</p><p>19.88% efficiency</p><p>1500 V DC maximum system voltage</p><p>MC4 compatible connectors</p><p>High Efficiency Graphene coating can increase about 2W of the module efficiency by rising around 0.5% of the light transmission</p><p><strong>Quality and certifications</strong><br></p><p>IEC61215/IEC61730/IEC61701/IEC62716/UL61730</p><p>ISO 9001: Quality Management System</p><p>ISO45001: Occupational Health and Safety Management System</p><p>ISO 14001: Environmental Management System</p></td></tr></tbody></table></td></tr></tbody></table>
USSP100-0044 | 214.6 | VSUN370-120BMH-500 | Sunergy VSUN370-120BMH-500 370W Black On Clear 120 Half-cell Mono Solar Panel | <table width="100%" data-mce-fragment="1"><tbody data-mce-fragment="1"><tr data-mce-fragment="1"><td data-mce-fragment="1"><strong>Sunergy VSUN370-120BMH-500 370W Black On Clear 120 Half-cell Mono Solar Panel</strong><br></td></tr><tr data-mce-fragment="1"><td data-mce-fragment="1"><p>This line of modules is the direct result of over three decades of design, manufacturing and use. Attending to every detail in the design and manufacture of our products, our process controls and testing methods have optimized module life and electrical energy production.</p><table width="100%"><tbody><tr><td><table width="100%"><tbody><tr><td style="width: 51.4725%;" data-mce-style="width: 51.4725%;"><br></td><td style="width: 45.8759%;" data-mce-style="width: 45.8759%;"><br></td></tr><tr><td style="width: 51.4725%;" data-mce-style="width: 51.4725%;"><div style="text-align: left;"><img style="margin-bottom: 16px; float: none;" alt="Description image" src="https://cdn.shopify.com/s/files/1/0566/3408/1340/files/sunergy.png-1.png?v=1675915236"></div></td><td style="width: 45.8759%;" data-mce-style="width: 45.8759%;"><div style="text-align: left;"><img style="margin-bottom: 16px; float: none;" alt="Description image" src="https://cdn.shopify.com/s/files/1/0566/3408/1340/files/sunergy.png-2.png?v=1675915236"></div></td></tr><tr><td style="width: 51.4725%;" data-mce-style="width: 51.4725%;"></td><td style="width: 45.8759%;" data-mce-style="width: 45.8759%;"></td></tr></tbody></table><br></td></tr></tbody></table><p><br><strong></strong></p><table width="100%"><tbody><tr><td><strong>Sunergy Solar's Specification</strong><table width="100%"><tbody><tr><td style="width: 48.2638%;"><span>Model</span></td><td style="width: 47.7362%;">VSUN370-120BMH-500</td></tr><tr><td style="width: 48.2638%;"><span>Series</span></td><td style="width: 47.7362%;">VSUN</td></tr><tr><td style="width: 48.2638%;"><span>Manufacturer</span></td><td style="width: 47.7362%;">Sunergy Solar</td></tr></tbody></table></td></tr></tbody></table><p><strong><br>MECHANICAL </strong><br></p><table width="100%"><tbody><tr><td style="width: 49.0244%;" data-mce-style="width: 49.0244%;">Specification</td><td style="width: 47.9756%;" data-mce-style="width: 47.9756%;">Data</td></tr><tr><td style="width: 49.0244%;" data-mce-style="width: 49.0244%;">Cell Type</td><td style="width: 47.9756%;" data-mce-style="width: 47.9756%;">Mono-crystalline</td></tr><tr><td style="width: 49.0244%;" data-mce-style="width: 49.0244%;">Cell Arrangement</td><td style="width: 47.9756%;" data-mce-style="width: 47.9756%;">12Ã—10</td></tr><tr><td style="width: 49.0244%;" data-mce-style="width: 49.0244%;">Dimensions</td><td style="width: 47.9756%;" data-mce-style="width: 47.9756%;">1784Ã—1048Ã—35mm (LÃ—WÃ—H)</td></tr><tr><td style="width: 49.0244%;" data-mce-style="width: 49.0244%;">Weight</td><td style="width: 47.9756%;" data-mce-style="width: 47.9756%;">20.8kg</td></tr><tr><td style="width: 49.0244%;" data-mce-style="width: 49.0244%;">Front / Back Glass</td><td style="width: 47.9756%;" data-mce-style="width: 47.9756%;">3.2mm,High transparency,Antireflection coated,Semi-toughened safety glass</td></tr><tr><td style="width: 49.0244%;" data-mce-style="width: 49.0244%;">Frame</td><td style="width: 47.9756%;" data-mce-style="width: 47.9756%;">Anodized aluminium Profile Silver</td></tr><tr><td style="width: 49.0244%;" data-mce-style="width: 49.0244%;">J-Box</td><td style="width: 47.9756%;" data-mce-style="width: 47.9756%;">IPâ‰§67, 3 diodes</td></tr><tr><td style="width: 49.0244%;" data-mce-style="width: 49.0244%;">Cable</td><td style="width: 47.9756%;" data-mce-style="width: 47.9756%;">Potrait: 300 mm (cable length can be customized) , 1Ã—4 mm 2</td></tr><tr><td style="width: 49.0244%;" data-mce-style="width: 49.0244%;">Cable Length (Including Connector)</td><td style="width: 47.9756%;" data-mce-style="width: 47.9756%;">MC4</td></tr><tr><td style="width: 49.0244%;" data-mce-style="width: 49.0244%;"></td><td style="width: 47.9756%;" data-mce-style="width: 47.9756%;"></td></tr></tbody></table><p><strong><br>ELECTRICAL</strong></p><table width="100%"><tbody><tr><td style="width: 47.723%;" data-mce-style="width: 47.723%;">Nominal Max. Power (Pmax)</td><td style="width: 46.277%;" data-mce-style="width: 46.277%;">370 W</td></tr><tr><td style="width: 47.723%;" data-mce-style="width: 47.723%;">Opt. Operating Voltage (Vmp)</td><td style="width: 46.277%;" data-mce-style="width: 46.277%;">-<br></td></tr><tr><td style="width: 47.723%;" data-mce-style="width: 47.723%;">Opt. Operating Current (Imp)</td><td style="width: 46.277%;" data-mce-style="width: 46.277%;">-<br></td></tr><tr><td style="width: 47.723%;" data-mce-style="width: 47.723%;">Open Circuit Voltage (Voc)</td><td style="width: 46.277%;" data-mce-style="width: 46.277%;">41.4 V</td></tr><tr><td style="width: 47.723%;" data-mce-style="width: 47.723%;">Short Circuit Current (Isc)</td><td style="width: 46.277%;" data-mce-style="width: 46.277%;">11.26 A</td></tr></tbody></table><p><strong><br>Warranty</strong><br data-mce-fragment="1"></p><ul><li>Material &amp; Workmanship 12 years warranty</li><li>Linear power output 10 years warranty</li></ul><p>* Refer to warranty document for terms and conditions<br data-mce-fragment="1"><strong>Documentation</strong></p><table width="100%"><tbody><tr><td style="width: 24%;" data-mce-style="width: 24%;"><a href="https://cdn.shopify.com/s/files/1/0566/3408/1340/files/3575_110-1346_Data_Sheet_c4c6d43a-8df8-4bde-9838-d9065a0db49a.pdf?v=1675917268"><span style="color: #2b00ff;" data-mce-style="color: #2b00ff;">Data Sheet</span></a></td></tr></tbody></table><p><br><strong>Detailed Information</strong></p><p>VSUN, a BNEF Tier-1 PV module manufacturer invested by Fuji Solar, has been committed to providing greener, cleaner and more intelligent renewable energy solutions. VSUN is dedicated to bringing reliable, customized and high-efficient products into various markets and customers worldwide.<br></p><p><strong>High reliability</strong><br>Cell interconnections and diode placement use well-established industry practice and are field-proven to provide excellent reliability.<br><br>Higher output power</p><p>Lower risk of micro-crack</p><p>PERC Better shading tolerance</p><p><strong>Quality and certifications</strong><br>Certified for salt/ammonia corrosion resistance <br></p></td></tr></tbody></table>
USSP100-0056 | 205.13 | ZXM6-NH120-365-M | ZNShine Solar ZXM6-NH120-365-M 365Watt 120 1/2 Cells BoW Monocrystalline 35mm Black Frame Solar Panel | <table width="100%" data-mce-fragment="1"><tbody data-mce-fragment="1"><tr data-mce-fragment="1"><td data-mce-fragment="1"><strong>ZNShine Solar ZXM6-NH120-365-M 365Watt 120 1/2 Cells BoW Monocrystalline 35mm Black Frame Solar Panel</strong><br></td></tr><tr data-mce-fragment="1"><td data-mce-fragment="1"><p>Made with selected materials and components to grant quality, duration, efficiency and through outputs, the ZXM6-NH120 monocrystalline modules by ZNShine Solar, represent a highly flexible solution for diverse installation types, from industrial rooftop plants to small home PV systems or large ground surfaces. This allows you to produce clean energy while reducing your energy bill. Excellent Cells Efficiency - 9BB technology decreases the distance between bus bars and finger grid line which is benefit to power increase Better Weak Illumination Response - More power output in weak light condition, such as haze, cloudy, and morning 25 Years Power Warranty - After 25 years our solar panel keeps at least 80% of its initial power output</p><table width="100%"><tbody><tr><td><table width="100%"><tbody><tr><td style="width: 51.4725%;" data-mce-style="width: 51.4725%;"><br></td><td style="width: 45.8759%;" data-mce-style="width: 45.8759%;"><br></td></tr><tr><td style="width: 51.4725%;" data-mce-style="width: 51.4725%;"><img alt="" src="https://cdn.shopify.com/s/files/1/0566/3408/1340/files/ZXM6-NH120-365_480x480.png?v=1676007347" data-mce-src="https://cdn.shopify.com/s/files/1/0566/3408/1340/files/ZXM6-NH120-365_480x480.png?v=1676007347"></td><td style="width: 45.8759%;" data-mce-style="width: 45.8759%;"><img alt="" src="https://cdn.shopify.com/s/files/1/0566/3408/1340/files/ZXM6-NH120-3651_480x480.png?v=1676007369" data-mce-src="https://cdn.shopify.com/s/files/1/0566/3408/1340/files/ZXM6-NH120-3651_480x480.png?v=1676007369"></td></tr><tr><td style="width: 51.4725%;" data-mce-style="width: 51.4725%;"></td><td style="width: 45.8759%;" data-mce-style="width: 45.8759%;"></td></tr></tbody></table><br></td></tr></tbody></table><p><br><strong>ZNShine Solar's Specification</strong></p><table width="100%"><tbody><tr><td style="width: 48.2638%;"><span>Model</span></td><td style="width: 47.7362%;">Znshinesolar 9BB HALF-CELL Black Mono PERC PV Module</td></tr><tr><td style="width: 48.2638%;"><span>Series</span></td><td style="width: 47.7362%;">ZXM6-NH120</td></tr><tr><td style="width: 48.2638%;"><span>Manufacturer</span></td><td style="width: 47.7362%;">ZNShine</td></tr></tbody></table><p><br><strong>MECHANICAL </strong><br></p><table width="100%"><tbody><tr><td style="width: 49.0244%;" data-mce-style="width: 49.0244%;">Specification</td><td style="width: 47.9756%;" data-mce-style="width: 47.9756%;">Data</td></tr><tr><td style="width: 49.0244%;" data-mce-style="width: 49.0244%;">Cell Type</td><td style="width: 47.9756%;" data-mce-style="width: 47.9756%;">Mono-crystalline</td></tr><tr><td style="width: 49.0244%;" data-mce-style="width: 49.0244%;">Cell Arrangement</td><td style="width: 47.9756%;" data-mce-style="width: 47.9756%;">166Ã—83mm 120ï¼ˆ6Ã—20ï¼‰</td></tr><tr><td style="width: 49.0244%;" data-mce-style="width: 49.0244%;">Dimensions</td><td style="width: 47.9756%;" data-mce-style="width: 47.9756%;">1755Ã—1038Ã—35</td></tr><tr><td style="width: 49.0244%;" data-mce-style="width: 49.0244%;">Weight</td><td style="width: 47.9756%;" data-mce-style="width: 47.9756%;">20.5 kg</td></tr><tr><td style="width: 49.0244%;" data-mce-style="width: 49.0244%;">Front / Back Glass</td><td style="width: 47.9756%;" data-mce-style="width: 47.9756%;">High transparency,low iron,tempered Glass 3.2 mm (AR-coating)</td></tr><tr><td style="width: 49.0244%;" data-mce-style="width: 49.0244%;">Frame</td><td style="width: 47.9756%;" data-mce-style="width: 47.9756%;">Anodized aluminium alloy</td></tr><tr><td style="width: 49.0244%;" data-mce-style="width: 49.0244%;">J-Box</td><td style="width: 47.9756%;" data-mce-style="width: 47.9756%;">IP68, 3 diodes</td></tr><tr><td style="width: 49.0244%;" data-mce-style="width: 49.0244%;">Cable</td><td style="width: 47.9756%;" data-mce-style="width: 47.9756%;">4 mmÂ² ,350 mm</td></tr><tr><td style="width: 49.0244%;" data-mce-style="width: 49.0244%;">Cable Length (Including Connector)</td><td style="width: 47.9756%;" data-mce-style="width: 47.9756%;">350mm MC4-compatible*</td></tr><tr><td style="width: 49.0244%;" data-mce-style="width: 49.0244%;"></td><td style="width: 47.9756%;" data-mce-style="width: 47.9756%;"></td></tr></tbody></table><p><strong><br>ELECTRICAL</strong></p><table width="100%"><tbody><tr><td style="width: 47.723%;" data-mce-style="width: 47.723%;">Nominal Max. Power (Pmax)</td><td style="width: 46.277%;" data-mce-style="width: 46.277%;">365Â W</td></tr><tr><td style="width: 47.723%;" data-mce-style="width: 47.723%;">Opt. Operating Voltage (Vmp)</td><td style="width: 46.277%;" data-mce-style="width: 46.277%;">34.0Â V</td></tr><tr><td style="width: 47.723%;" data-mce-style="width: 47.723%;">Opt. Operating Current (Imp)</td><td style="width: 46.277%;" data-mce-style="width: 46.277%;">10.74 A</td></tr><tr><td style="width: 47.723%;" data-mce-style="width: 47.723%;">Open Circuit Voltage (Voc)</td><td style="width: 46.277%;" data-mce-style="width: 46.277%;">40.8Â V</td></tr><tr><td style="width: 47.723%;" data-mce-style="width: 47.723%;">Short Circuit Current (Isc)</td><td style="width: 46.277%;" data-mce-style="width: 46.277%;">11.33Â A</td></tr></tbody></table><p><strong><br>Warranty</strong><br data-mce-fragment="1"></p><ul><li>linear power output 25 years warranty</li><li>enhanced product 12 years warranty on materials and workmanship</li></ul><p>* Refer to warranty document for terms and conditions<br data-mce-fragment="1"><strong><br>Documentation</strong></p><table width="100%"><tbody><tr><td style="width: 24%;" data-mce-style="width: 24%;"><a href="https://cdn.shopify.com/s/files/1/0566/3408/1340/files/ZXM6-NH120-365_Data_Sheet_bc2ff489-a1e8-4c76-9e05-ff71941a87cc.pdf?v=1676005376" data-mce-href="https://cdn.shopify.com/s/files/1/0566/3408/1340/files/ZXM6-NH120-365_Data_Sheet_bc2ff489-a1e8-4c76-9e05-ff71941a87cc.pdf?v=1676005376"><span style="color: #2b00ff;" data-mce-style="color: #2b00ff;">Data Sheet</span></a></td></tr></tbody></table><p><br><strong>Detailed Information</strong></p><p>ZNSHINE SOLARâ€™S ZXM6-NH120 Monocrystalline solar modules are tested and approved by international acknowledged laboratories, so that we can offer our customers a reliable and price-quality optimized product. The linear warranty on product outputs further ensures increased security and return on investments over time.</p><p><strong>High reliability</strong><br></p><p>Certified to withstand the most challenging environmental conditions 5400 Pa snow load 2400 Pa wind load</p><p>Graphene Coating Graphene coating modules can increase power generation and self-cleaning, also can save maintenance cost</p><p><strong>Quality and certifications</strong></p><p>IEC61215/IEC61730/IEC61701/IEC62716/UL61730</p><p>ISO 9001: Quality Management System</p><p>ISO45001: Occupational Health and Safety Management System</p><p>ISO 14001: Environmental Management System</p></td></tr></tbody></table>
USIN100-0111 | 158.14 | IQ7A-72-2-US | Enphase IQ7A-72-2-US IQ7A Microinverter | <table width="100%" data-mce-fragment="1"><tbody data-mce-fragment="1"><tr data-mce-fragment="1"><td style="width: 955.59px;" data-mce-fragment="1" data-mce-style="width: 955.59px;"><strong>Enphase IQ7A-72-2-US IQ7A MicroinverterÂ </strong></td></tr><tr data-mce-fragment="1"><td style="width: 955.59px;" data-mce-fragment="1" data-mce-style="width: 955.59px;"><p><span>SMAÂ Inverter System is a all-in-one system that includes an inverter, charger controller, a display with remote monitoring. TheÂ Fronius is simple to install to a Grid-tied, Off-Grid, or Battery Backup Inverter, while being able to manages power to and from Solar, Battery, Grid, Loads, and Generator.Â </span></p></td></tr></tbody></table><p><strong><br>SPECIFICATIONS</strong></p><table width="100%"><tbody><tr><td style="width: 48.2638%;" data-mce-style="width: 48.2638%;"><span>Model</span></td><td style="width: 47.7362%;" data-mce-style="width: 47.7362%;">Enphase IQ7A-72-2-US</td></tr><tr><td style="width: 48.2638%;" data-mce-style="width: 48.2638%;"><span>Series</span></td><td style="width: 47.7362%;" data-mce-style="width: 47.7362%;">IQ MICROINVERTERSÂ <br></td></tr><tr><td style="width: 48.2638%;" data-mce-style="width: 48.2638%;"><span>Manufacturer</span></td><td style="width: 47.7362%;" data-mce-style="width: 47.7362%;">Enphase</td></tr></tbody></table><p><strong><br>GENERAL SPECIFICATION</strong><br></p><table width="100%"><tbody><tr></tr><tr><td style="width: 49.0244%;" data-mce-style="width: 49.0244%;">Solar Panel Compatibility</td><td style="width: 47.9756%;" data-mce-style="width: 47.9756%;">235 W - 440 W +</td></tr><tr><td style="width: 49.0244%;" data-mce-style="width: 49.0244%;">Maximum DC Input</td><td style="width: 47.9756%;" data-mce-style="width: 47.9756%;">58 V</td></tr><tr><td style="width: 49.0244%;" data-mce-style="width: 49.0244%;">Peak Power Tracking Voltage</td><td style="width: 47.9756%;" data-mce-style="width: 47.9756%;">27-45 V</td></tr><tr><td style="width: 49.0244%;" data-mce-style="width: 49.0244%;">Operating Range</td><td style="width: 47.9756%;" data-mce-style="width: 47.9756%;">38-43 V</td></tr><tr><td style="width: 49.0244%;" data-mce-style="width: 49.0244%;">Max DC Short Circuit Current</td><td style="width: 47.9756%;" data-mce-style="width: 47.9756%;">15 A</td></tr><tr><td style="width: 49.0244%;" data-mce-style="width: 49.0244%;">Output Power (AC)</td><td style="width: 47.9756%;" data-mce-style="width: 47.9756%;">@240 V</td></tr><tr><td style="width: 49.0244%;" data-mce-style="width: 49.0244%;">Maximum Voltage</td><td style="width: 47.9756%;" data-mce-style="width: 47.9756%;">349 VAC</td></tr><tr><td style="width: 49.0244%;" data-mce-style="width: 49.0244%;">Peak output power</td><td style="width: 47.9756%;" data-mce-style="width: 47.9756%;">366 VA</td></tr><tr><td style="width: 49.0244%;" data-mce-style="width: 49.0244%;">Maximum continuous output power</td><td style="width: 47.9756%;" data-mce-style="width: 47.9756%;">349 VA</td></tr></tbody></table><p><strong>Warranty</strong><br data-mce-fragment="1"></p><ul><li>25Â Year Standard Warranty.</li></ul><p>* Refer to warranty document for terms and conditions<br data-mce-fragment="1"><strong>Documentation</strong></p><table width="100%"><tbody><tr><td style="width: 24%;" data-mce-style="width: 24%;"><a href="https://cdn.shopify.com/s/files/1/0566/3408/1340/files/IQ7A-DS-EN-US.pdf?v=1678186626" data-mce-href="https://cdn.shopify.com/s/files/1/0566/3408/1340/files/IQ7A-DS-EN-US.pdf?v=1678186626"><span style="color: #2b00ff;" data-mce-style="color: #2b00ff;">Data Sheet</span></a></td></tr></tbody></table><p><br><strong>Detailed Information</strong><br></p><p><span>The high-powered smart grid-ready Enphase IQ7A Microinverter dramatically simplifies the installation process while achieving the highest system efficiency for systems with 60-cell, 66-cell, and 72-cell modules. Part of the Enphase IQ System, the IQ7A Microinverter integrates with Enphase IQ Battery, the Enphase IQ Gateway, and the Enphase App monitoring and analysis software.</span></p><p><strong>High reliability</strong><br></p><p>Cell interconnections and diode placement use well-established industry practice and are field-proven to provide excellent reliability.</p><p>Peak-power of 366 Watt!</p><p>Maximizes energy production</p><p>Output of 366VA peak, 349VA continuous</p><p>No single point of system failure</p><p>No GEC needed for microinverter</p><p><strong style="font-size: 1.4em;" data-mce-style="font-size: 1.4em;">Quality and certifications</strong><br></p><p>CA Rule 21 (UL 1741-SA) UL 62109-1, UL1741/IEEE1547, FCC Part 15 Class B, ICES-0003 Class B, CAN/CSA-C22.2 NO. 107.1-01 This product is UL Listed as PV Rapid Shut Down Equipment and conforms with NEC 2014, NEC 2017, and NEC 2020, section 690.12 and C22.1-2015 Rule 64-218 Rapid Shutdown of PV Systems, for AC and DC conductors, when installed according manufacturerâ€™s instructions.</p>
USSP100-0045 | 310.65 | VSUN545-144BMH-DG | Sunergy VSUN545-144BMH-DG 545W Clear On White 144 Half-cell Mono Solar Panel | <table width="100%" data-mce-fragment="1"><tbody data-mce-fragment="1"><tr data-mce-fragment="1"><td data-mce-fragment="1"><strong>Sunergy VSUN545-144BMH-DG 545W Clear On White 144 Half-cell Mono Solar Panel</strong><br></td></tr><tr data-mce-fragment="1"><td data-mce-fragment="1"><p>This line of modules is the direct result of over three decades of design, manufacturing and use. Attending to every detail in the design and manufacture of our products, our process controls and testing methods have optimized module life and electrical energy production.</p><table width="100%"><tbody><tr><td><table width="100%"><tbody><tr><td style="width: 51.4725%;" data-mce-style="width: 51.4725%;"><br></td><td style="width: 45.8759%;" data-mce-style="width: 45.8759%;"><br></td></tr><tr><td style="width: 51.4725%;" data-mce-style="width: 51.4725%;"><div style="text-align: left;"><img style="margin-bottom: 16px; float: none;" alt="Description image" src="https://cdn.shopify.com/s/files/1/0566/3408/1340/files/sunergy.png-1_24231ef5-8046-428c-8680-44f725328e4f_480x480.png?v=1675925645"></div></td><td style="width: 45.8759%;" data-mce-style="width: 45.8759%;"><div style="text-align: left;"><img style="margin-bottom: 16px; float: none;" alt="Description image" src="https://cdn.shopify.com/s/files/1/0566/3408/1340/files/sunergy.png-2_2588890f-f1e2-4e5b-b3f2-f27f65ec36c6_480x480.png?v=1675923949"></div></td></tr></tbody></table><br></td></tr></tbody></table><p><br><strong>Sunergy Solar's Specfication</strong></p><table width="100%"><tbody><tr><td style="width: 48.2638%;"><span>Model</span></td><td style="width: 47.7362%;">VSUN545-144BMH</td></tr><tr><td style="width: 48.2638%;"><span>Series</span></td><td style="width: 47.7362%;">VSUN</td></tr><tr><td style="width: 48.2638%;"><span>Manufacturer</span></td><td style="width: 47.7362%;">Sunergy Solar</td></tr></tbody></table><p><strong><br>MECHANICAL </strong><br></p><table width="100%"><tbody><tr><td style="width: 49.0244%;" data-mce-style="width: 49.0244%;">Specification</td><td style="width: 47.9756%;" data-mce-style="width: 47.9756%;">Data</td></tr><tr><td style="width: 49.0244%;" data-mce-style="width: 49.0244%;">Cell Type</td><td style="width: 47.9756%;" data-mce-style="width: 47.9756%;">Monocrystalline</td></tr><tr><td style="width: 49.0244%;" data-mce-style="width: 49.0244%;">Cell Arrangement</td><td style="width: 47.9756%;" data-mce-style="width: 47.9756%;">12Ã—12</td></tr><tr><td style="width: 49.0244%;" data-mce-style="width: 49.0244%;">Dimensions</td><td style="width: 47.9756%;" data-mce-style="width: 47.9756%;">2256Ã—1133Ã—35mm (LÃ—WÃ—H)</td></tr><tr><td style="width: 49.0244%;" data-mce-style="width: 49.0244%;">Weight</td><td style="width: 47.9756%;" data-mce-style="width: 47.9756%;">32.5kg</td></tr><tr><td style="width: 49.0244%;" data-mce-style="width: 49.0244%;">Front / Back Glass</td><td style="width: 47.9756%;" data-mce-style="width: 47.9756%;">2.0mmÂ High transparency,Antireflection coated,Semi-toughened safety glass</td></tr><tr><td style="width: 49.0244%;" data-mce-style="width: 49.0244%;">Frame</td><td style="width: 47.9756%;" data-mce-style="width: 47.9756%;">Anodized aluminiumÂ Profile Silver</td></tr><tr><td style="width: 49.0244%;" data-mce-style="width: 49.0244%;">J-Box</td><td style="width: 47.9756%;" data-mce-style="width: 47.9756%;">IP68, 3 diodes</td></tr><tr><td style="width: 49.0244%;" data-mce-style="width: 49.0244%;">Cable</td><td style="width: 47.9756%;" data-mce-style="width: 47.9756%;">Potrait: 500 mm (cable length can be customized) , 1Ã—4 mm 2</td></tr><tr><td style="width: 49.0244%;" data-mce-style="width: 49.0244%;">Cable Length (Including Connector)</td><td style="width: 47.9756%;" data-mce-style="width: 47.9756%;">PV-ZH202B</td></tr><tr><td style="width: 49.0244%;" data-mce-style="width: 49.0244%;"></td><td style="width: 47.9756%;" data-mce-style="width: 47.9756%;"></td></tr></tbody></table><p><strong><br>ELECTRICAL</strong></p><table width="100%"><tbody><tr><td style="width: 47.723%;" data-mce-style="width: 47.723%;">Nominal Max. Power (Pmax)</td><td style="width: 46.277%;" data-mce-style="width: 46.277%;">545Â W</td></tr><tr><td style="width: 47.723%;" data-mce-style="width: 47.723%;">Opt. Operating Voltage (Vmp)</td><td style="width: 46.277%;" data-mce-style="width: 46.277%;">-<br></td></tr><tr><td style="width: 47.723%;" data-mce-style="width: 47.723%;">Opt. Operating Current (Imp)</td><td style="width: 46.277%;" data-mce-style="width: 46.277%;">-<br></td></tr><tr><td style="width: 47.723%;" data-mce-style="width: 47.723%;">Open Circuit Voltage (Voc)</td><td style="width: 46.277%;" data-mce-style="width: 46.277%;">49.81 V</td></tr><tr><td style="width: 47.723%;" data-mce-style="width: 47.723%;">Short Circuit Current (Isc)</td><td style="width: 46.277%;" data-mce-style="width: 46.277%;">13.92Â A</td></tr></tbody></table><p><strong><br>Warranty</strong><br data-mce-fragment="1"></p><ul><li>Material &amp; Workmanship 12 years warranty</li><li>Linear power output 30 years warranty</li></ul><p>* Refer to warranty document for terms and conditions<br data-mce-fragment="1"><strong>Documentation</strong></p><table width="100%"><tbody><tr><td style="width: 24%;" data-mce-style="width: 24%;"><a href="https://cdn.shopify.com/s/files/1/0566/3408/1340/files/20211008172937080.pdf?v=1672849327"><span style="color: #2b00ff;" data-mce-style="color: #2b00ff;">Data Sheet</span></a></td></tr></tbody></table><p><br><strong>Detailed Information</strong><br><br>VSUN, a BNEF Tier-1 PV module manufacturer invested by Fuji Solar, has been committed to providing greener, cleaner and more intelligent renewable energy solutions. VSUN is dedicated to bringing reliable, customized and high-efficient products into various markets and customers worldwide.<br></p><p><strong>High reliability</strong><br>Cell interconnections and diode placement use well-established industry practice and are field-proven to provide excellent reliability.<br><br>MBB technology with Circular Ribbon</p><p>Higher output power</p><p>Half-cell Technology</p><p>Positive tolerance offer</p><p><strong>Quality and certifications</strong><br>Load certificates: wind to 2400Pa and snow to 5400Pa<br></p></td></tr></tbody></table>
USSP100-0042 | 216 | VSUN400-108BMH-500 | Sunergy, Bifacial VSUN VSUN400-108BMH-500 400W Solar Panel 108 cell Black Frame Solar Panel | <table width="100%" data-mce-fragment="1"><tbody data-mce-fragment="1"><tr data-mce-fragment="1"><td data-mce-fragment="1"><strong>Sunergy, Bifacial VSUN VSUN400-108BMH-500 400W Solar Panel 108 cell Black Frame Solar Panel</strong><br></td></tr><tr data-mce-fragment="1"><td data-mce-fragment="1"><p>This line of modules is the direct result of over three decades of design, manufacturing and use. Attending to every detail in the design and manufacture of our products, our process controls and testing methods have optimized module life and electrical energy production.</p><table width="100%"><tbody><tr><td><table width="100%"><tbody><tr><td style="width: 51.4725%;" data-mce-style="width: 51.4725%;"><br></td><td style="width: 45.8759%;" data-mce-style="width: 45.8759%;"><br></td></tr><tr><td style="width: 51.4725%;" data-mce-style="width: 51.4725%;"><div style="text-align: left;"><img style="margin-bottom: 16px; float: none;" alt="Description image" src="https://cdn.shopify.com/s/files/1/0566/3408/1340/files/Screenshot_1_fa79515c-d5c0-4322-b371-d26ca71478e3_480x480.png?v=1675926412"></div></td><td style="width: 45.8759%;" data-mce-style="width: 45.8759%;"><div style="text-align: left;"><img style="margin-bottom: 16px; float: none;" alt="Description image" src="https://cdn.shopify.com/s/files/1/0566/3408/1340/files/sunergy.png-2_2588890f-f1e2-4e5b-b3f2-f27f65ec36c6_480x480.png?v=1675923949"></div></td></tr><tr><td style="width: 51.4725%;" data-mce-style="width: 51.4725%;"></td><td style="width: 45.8759%;" data-mce-style="width: 45.8759%;"></td></tr></tbody></table><br></td></tr></tbody></table><p><br><strong></strong></p><table width="100%"><tbody><tr><td><strong>Sunergy Solar's Specification</strong><table width="100%"><tbody><tr><td style="width: 48.2638%;"><span>Model</span></td><td style="width: 47.7362%;">VSUN400-108BMH-500</td></tr><tr><td style="width: 48.2638%;"><span>Series</span></td><td style="width: 47.7362%;">VSUN</td></tr><tr><td style="width: 48.2638%;"><span>Manufacturer</span></td><td style="width: 47.7362%;">Sunergy</td></tr></tbody></table></td></tr></tbody></table><p><strong><br>MECHANICAL </strong><br></p><table width="100%"><tbody><tr><td style="width: 49.0244%;" data-mce-style="width: 49.0244%;">Specification</td><td style="width: 47.9756%;" data-mce-style="width: 47.9756%;">Data</td></tr><tr><td style="width: 49.0244%;" data-mce-style="width: 49.0244%;">Cell Type</td><td style="width: 47.9756%;" data-mce-style="width: 47.9756%;">Monocrystalline</td></tr><tr><td style="width: 49.0244%;" data-mce-style="width: 49.0244%;">Cell Arrangement</td><td style="width: 47.9756%;" data-mce-style="width: 47.9756%;">12Ã—9</td></tr><tr><td style="width: 49.0244%;" data-mce-style="width: 49.0244%;">Dimensions</td><td style="width: 47.9756%;" data-mce-style="width: 47.9756%;">1723Ã—1133Ã—35mm (LÃ—WÃ—H)</td></tr><tr><td style="width: 49.0244%;" data-mce-style="width: 49.0244%;">Weight</td><td style="width: 47.9756%;" data-mce-style="width: 47.9756%;">21.8kg</td></tr><tr><td style="width: 49.0244%;" data-mce-style="width: 49.0244%;">Front / Back Glass</td><td style="width: 47.9756%;" data-mce-style="width: 47.9756%;">3.2 mm,White toughened safety glass</td></tr><tr><td style="width: 49.0244%;" data-mce-style="width: 49.0244%;">Frame</td><td style="width: 47.9756%;" data-mce-style="width: 47.9756%;">Anodized aluminiumÂ Profile Black</td></tr><tr><td style="width: 49.0244%;" data-mce-style="width: 49.0244%;">J-Box</td><td style="width: 47.9756%;" data-mce-style="width: 47.9756%;">IP68, 3 diodes</td></tr><tr><td style="width: 49.0244%;" data-mce-style="width: 49.0244%;">Cable</td><td style="width: 47.9756%;" data-mce-style="width: 47.9756%;">Potrait: 500 mm (cable length can be customized) , 1Ã—4 mm2</td></tr><tr><td style="width: 49.0244%;" data-mce-style="width: 49.0244%;">Cable Length (Including Connector)</td><td style="width: 47.9756%;" data-mce-style="width: 47.9756%;">MC4</td></tr><tr><td style="width: 49.0244%;" data-mce-style="width: 49.0244%;"></td><td style="width: 47.9756%;" data-mce-style="width: 47.9756%;"></td></tr></tbody></table><p><strong><br>ELECTRICAL</strong></p><table width="100%"><tbody><tr><td style="width: 47.723%;" data-mce-style="width: 47.723%;">Nominal Max. Power (Pmax)</td><td style="width: 46.277%;" data-mce-style="width: 46.277%;">400Â W</td></tr><tr><td style="width: 47.723%;" data-mce-style="width: 47.723%;">Opt. Operating Voltage (Vmp)</td><td style="width: 46.277%;" data-mce-style="width: 46.277%;">-<br></td></tr><tr><td style="width: 47.723%;" data-mce-style="width: 47.723%;">Opt. Operating Current (Imp)</td><td style="width: 46.277%;" data-mce-style="width: 46.277%;">-<br></td></tr><tr><td style="width: 47.723%;" data-mce-style="width: 47.723%;">Open Circuit Voltage (Voc)</td><td style="width: 46.277%;" data-mce-style="width: 46.277%;">37.2Â V</td></tr><tr><td style="width: 47.723%;" data-mce-style="width: 47.723%;">Short Circuit Current (Isc)</td><td style="width: 46.277%;" data-mce-style="width: 46.277%;">13.68Â A</td></tr></tbody></table><p><strong><br>Warranty</strong><br data-mce-fragment="1"></p><ul><li>Material &amp; Workmanship 12 years warranty</li><li>Linear power output 25 years warranty</li></ul><p>* Refer to warranty document for terms and conditions<br data-mce-fragment="1"><strong>Documentation</strong></p><table width="100%"><tbody><tr><td style="width: 24%;" data-mce-style="width: 24%;"><a href="https://cdn.shopify.com/s/files/1/0566/3408/1340/files/VSUN-400-108M-BB_Transparent.pdf?v=1672847099"><span style="color: #2b00ff;" data-mce-style="color: #2b00ff;">Data Sheet</span></a></td></tr></tbody></table><p><br><strong>Detailed Information</strong><br><br>VSUN, a BNEF Tier-1 PV module manufacturer invested by Fuji Solar, has been committed to providing greener, cleaner and more intelligent renewable energy solutions. VSUN is dedicated to bringing reliable, customized and high-efficient products into various markets and customers worldwide<br></p><p><strong>High reliability</strong><br>Cell interconnections and diode placement use well-established industry practice and are field-proven to provide excellent reliability.<br><br>MBB technology with Circular Ribbon</p><p>Higher output power</p><p>Half-cell Technology</p><p>Positive tolerance offer<br><br><strong>Quality and certifications</strong><br>Certified for salt/ammonia corrosion resistance</p><p>Load certificates: wind to 2400Pa and snow to 5400Pa<br></p></td></tr></tbody></table>
USSP100-0063 | 247.5 | SS-M-440-B | Sonali SS-M-440-B 440W Black On Black 120 Half-cell Mono Solar Panel | <table width="100%" data-mce-fragment="1"><tbody data-mce-fragment="1"><tr data-mce-fragment="1"><td data-mce-fragment="1"><strong>Sonali SS-M-440-B 440W Black On Black 120 Half-cell Mono Solar Panel</strong><br></td></tr><tr data-mce-fragment="1"><td data-mce-fragment="1"><p>This line of modules is the direct result of over three decades of design, manufacturing and use. Attending to every detail in the design and manufacture of our products, our process controls and testing methods have optimized module life and electrical energy production.</p><table width="100%"><tbody><tr><td><table width="100%"><tbody><tr><td style="width: 51.4725%;" data-mce-style="width: 51.4725%;"><br></td><td style="width: 45.8759%;" data-mce-style="width: 45.8759%;"><br></td></tr><tr><td style="width: 51.4725%;" data-mce-style="width: 51.4725%;"><div style="text-align: left;"><img style="margin-bottom: 16px; float: none;" alt="Description image" src="https://cdn.shopify.com/s/files/1/0566/3408/1340/files/ss-440-2.png?v=1675761857"></div></td><td style="width: 45.8759%;" data-mce-style="width: 45.8759%;"><div style="text-align: left;"><img style="margin-bottom: 16px; float: none;" alt="Description image" src="https://cdn.shopify.com/s/files/1/0566/3408/1340/files/ss-440-1.png?v=1675761873"></div></td></tr><tr><td style="width: 51.4725%;" data-mce-style="width: 51.4725%;"></td><td style="width: 45.8759%;" data-mce-style="width: 45.8759%;"></td></tr></tbody></table><br></td></tr></tbody></table><p><br><strong>Sonali Solar's Specification</strong></p><table width="100%"><tbody><tr><td style="width: 48.2638%;" data-mce-style="width: 48.2638%;"><span>Model</span></td><td style="width: 47.7362%;" data-mce-style="width: 47.7362%;">SS-M-440-B</td></tr><tr><td style="width: 48.2638%;" data-mce-style="width: 48.2638%;"><span>Series</span></td><td style="width: 47.7362%;" data-mce-style="width: 47.7362%;">SS-M-440 to 460 Series</td></tr><tr><td style="width: 48.2638%;" data-mce-style="width: 48.2638%;"><span>Manufacturer</span></td><td style="width: 47.7362%;" data-mce-style="width: 47.7362%;">Sonali</td></tr></tbody></table><p><br><strong>MECHANICAL </strong><br></p><table width="100%"><tbody><tr><td style="width: 49.0244%;" data-mce-style="width: 49.0244%;">Specification</td><td style="width: 47.9756%;" data-mce-style="width: 47.9756%;">Data</td></tr><tr><td style="width: 49.0244%;" data-mce-style="width: 49.0244%;">Cell Type</td><td style="width: 47.9756%;" data-mce-style="width: 47.9756%;">Mono-crystalline</td></tr><tr><td style="width: 49.0244%;" data-mce-style="width: 49.0244%;">Cell Arrangement</td><td style="width: 47.9756%;" data-mce-style="width: 47.9756%;">182x91 mm / 6.53x3.27 in</td></tr><tr><td style="width: 49.0244%;" data-mce-style="width: 49.0244%;">Dimensions</td><td style="width: 47.9756%;" data-mce-style="width: 47.9756%;">1910 X 1134 X 35 mm(75.2 X 44.65 X 1.38 inch)</td></tr><tr><td style="width: 49.0244%;" data-mce-style="width: 49.0244%;">Weight</td><td style="width: 47.9756%;" data-mce-style="width: 47.9756%;">24 kgs (52.91 lbs)</td></tr><tr><td style="width: 49.0244%;" data-mce-style="width: 49.0244%;">Front / Back Glass</td><td style="width: 47.9756%;" data-mce-style="width: 47.9756%;">3.2mm (0.125in) ARC</td></tr><tr><td style="width: 49.0244%;" data-mce-style="width: 49.0244%;">Frame</td><td style="width: 47.9756%;" data-mce-style="width: 47.9756%;">Anodized aluminium alloy</td></tr><tr><td style="width: 49.0244%;" data-mce-style="width: 49.0244%;">J-Box</td><td style="width: 47.9756%;" data-mce-style="width: 47.9756%;">IP68, 3 bypass diodes</td></tr><tr><td style="width: 49.0244%;" data-mce-style="width: 49.0244%;">Cable</td><td style="width: 47.9756%;" data-mce-style="width: 47.9756%;">400mm (15.75 inch)300mm (11.81inch),length with 4mmÂ²Â </td></tr><tr><td style="width: 49.0244%;" data-mce-style="width: 49.0244%;">Cable Length (Including Connector)</td><td style="width: 47.9756%;" data-mce-style="width: 47.9756%;">MC4 compatible</td></tr></tbody></table><p><strong><br>ELECTRICAL</strong></p><table width="100%"><tbody><tr><td style="width: 47.723%;" data-mce-style="width: 47.723%;">Nominal Max. Power (Pmax)</td><td style="width: 46.277%;" data-mce-style="width: 46.277%;">440Â W</td></tr><tr><td style="width: 47.723%;" data-mce-style="width: 47.723%;">Opt. Operating Voltage (Vmp)</td><td style="width: 46.277%;" data-mce-style="width: 46.277%;">34.5 V</td></tr><tr><td style="width: 47.723%;" data-mce-style="width: 47.723%;">Opt. Operating Current (Imp)</td><td style="width: 46.277%;" data-mce-style="width: 46.277%;">12.74 A</td></tr><tr><td style="width: 47.723%;" data-mce-style="width: 47.723%;">Open Circuit Voltage (Voc)</td><td style="width: 46.277%;" data-mce-style="width: 46.277%;">41.2 V</td></tr><tr><td style="width: 47.723%;" data-mce-style="width: 47.723%;">Short Circuit Current (Isc)</td><td style="width: 46.277%;" data-mce-style="width: 46.277%;">13.54 A</td></tr></tbody></table><p><strong><br>Warranty</strong><br data-mce-fragment="1"></p><ul><li>Our product is durable and has 25 years performance warranty.</li><li>Integrated manufacturing of cells &amp; modules in production line guarantees optimum performance</li></ul><p>* Refer to warranty document for terms and conditions<br data-mce-fragment="1"><strong><br>Documentation</strong></p><table width="100%"><tbody><tr><td style="width: 24%;" data-mce-style="width: 24%;"><a href="https://cdn.shopify.com/s/files/1/0566/3408/1340/files/SS-M-440-B_Data_Sheet_16802c63-8d7b-4274-96d7-ebcaff706f57.pdf?v=1675764064" data-mce-href="https://cdn.shopify.com/s/files/1/0566/3408/1340/files/SS-M-440-B_Data_Sheet_16802c63-8d7b-4274-96d7-ebcaff706f57.pdf?v=1675764064"><span style="color: #2b00ff;" data-mce-style="color: #2b00ff;">Data Sheet</span></a></td></tr></tbody></table><p><br><strong>Detailed Information</strong></p><p>With Sonali Solarâ€™s industry leading mono-PERC cell technology and the innovative LIC (Low Internal Current) module technology, we are now able to offer our global customers high power module<br data-mce-fragment="1"><br><strong>High reliability</strong><br>Cell interconnections and diode placement use well-established industry practice and are field-proven to provide excellent reliability.<br><br>High Module efficiency is obtaining top performance even in diffused light conditions<br><br><strong>Quality and certifications</strong><br>All Manufactured modules are tested 100% by EL (Electroluminescence) during the Production Process &amp; Free from micro cracks.</p><p>Our high-performance modules are highly efficient, reliable and provide optimal output</p><p>The company manufactures solar modules in compliance with global standard including MNRE, IEC 61215, 61730-1, 61730-2, 61701, UL 1703, UL 61730, ISO 9001:2008 &amp; ISO 14001:2004 &amp; 18001:2007.</p></td></tr></tbody></table>
USSP100-0098 | 230.85 | SM405-M754SH-BB | SUNMAC SM405-M754SH-BB 405W Black On Black 108 Half-cell Mono Solar Panel | <table width="100%" data-mce-fragment="1"><tbody data-mce-fragment="1"><tr data-mce-fragment="1"><td data-mce-fragment="1"><strong>SUNMAC SM405-M754SH-BB 405W Black On Black 108 Half-cell Mono Solar Panel</strong></td></tr><tr data-mce-fragment="1"><td data-mce-fragment="1"><p>This line of modules is the direct result of over three decades of design, manufacturing and use. Attending to every detail in the design and manufacture of our products, our process controls and testing methods have optimized module life and electrical energy production.</p><table width="100%"><tbody><tr><td><table width="100%"><tbody><tr><td style="width: 51.4725%;" data-mce-style="width: 51.4725%;"><br></td><td style="width: 45.8759%;" data-mce-style="width: 45.8759%;"><br></td></tr><tr><td style="width: 51.4725%;" data-mce-style="width: 51.4725%;"><div style="text-align: left;"><img style="margin-bottom: 16px; float: none;" alt="Description image" src="https://cdn.shopify.com/s/files/1/0566/3408/1340/files/Screenshot_7_22ccb1ea-e25d-46ee-be8c-c09c7ad52324_480x480.png?v=1677735589"></div></td><td style="width: 45.8759%;" data-mce-style="width: 45.8759%;"><div style="text-align: left;"><img style="margin-bottom: 16px; float: none;" alt="Description image" src="https://cdn.shopify.com/s/files/1/0566/3408/1340/files/Screenshot_8_fd0066df-1fc5-4cd6-b010-60e96a71b484_480x480.png?v=1677735603"></div></td></tr><tr><td style="width: 51.4725%;" data-mce-style="width: 51.4725%;"></td><td style="width: 45.8759%;" data-mce-style="width: 45.8759%;"></td></tr></tbody></table><br></td></tr></tbody></table><p><br><b>SUNMAC Solar's Specification</b><br></p><table width="100%"><tbody><tr><td style="width: 48.2638%;"><span>Model</span></td><td style="width: 47.7362%;">SM405-M754SH-BB</td></tr><tr><td style="width: 48.2638%;"><span>Series</span></td><td style="width: 47.7362%;">M754SH-BB Series</td></tr><tr><td style="width: 48.2638%;"><span>Manufacturer</span></td><td style="width: 47.7362%;">SUNMAC</td></tr></tbody></table><p><br><strong>MECHANICAL </strong><br></p><table width="100%"><tbody><tr><td style="width: 49.0244%;" data-mce-style="width: 49.0244%;">Specification</td><td style="width: 47.9756%;" data-mce-style="width: 47.9756%;">Data</td></tr><tr><td style="width: 49.0244%;" data-mce-style="width: 49.0244%;">Cell Type</td><td style="width: 47.9756%;" data-mce-style="width: 47.9756%;">Mono PERC</td></tr><tr><td style="width: 49.0244%;" data-mce-style="width: 49.0244%;">Cell Arrangement</td><td style="width: 47.9756%;" data-mce-style="width: 47.9756%;">108 (6x18)</td></tr><tr><td style="width: 49.0244%;" data-mce-style="width: 49.0244%;">Dimensions</td><td style="width: 47.9756%;" data-mce-style="width: 47.9756%;">1724Ã—1134x30 mmÂ </td></tr><tr><td style="width: 49.0244%;" data-mce-style="width: 49.0244%;">Weight</td><td style="width: 47.9756%;" data-mce-style="width: 47.9756%;">20.5Â±1.0 kg</td></tr><tr><td style="width: 49.0244%;" data-mce-style="width: 49.0244%;">Front / Back Glass</td><td style="width: 47.9756%;" data-mce-style="width: 47.9756%;">3.2mm, High Transmission, AR Coated Tempered Glass</td></tr><tr><td style="width: 49.0244%;" data-mce-style="width: 49.0244%;">Frame</td><td style="width: 47.9756%;" data-mce-style="width: 47.9756%;">Anodized aluminium alloy</td></tr><tr><td style="width: 49.0244%;" data-mce-style="width: 49.0244%;">J-Box</td><td style="width: 47.9756%;" data-mce-style="width: 47.9756%;">IP 68, 3 diodes</td></tr><tr><td style="width: 49.0244%;" data-mce-style="width: 49.0244%;">Cable</td><td style="width: 47.9756%;" data-mce-style="width: 47.9756%;">4 mmÂ², 350 mm or Customized Length</td></tr><tr><td style="width: 49.0244%;" data-mce-style="width: 49.0244%;">Cable Length (Including Connector)</td><td style="width: 47.9756%;" data-mce-style="width: 47.9756%;">MC4-compatible</td></tr></tbody></table><p><strong><br>ELECTRICAL</strong></p><table width="100%"><tbody><tr><td style="width: 47.723%;" data-mce-style="width: 47.723%;">Nominal Max. Power (Pmax)</td><td style="width: 46.277%;" data-mce-style="width: 46.277%;">405 W</td></tr><tr><td style="width: 47.723%;" data-mce-style="width: 47.723%;">Opt. Operating Voltage (Vmp)</td><td style="width: 46.277%;" data-mce-style="width: 46.277%;">31.10 V</td></tr><tr><td style="width: 47.723%;" data-mce-style="width: 47.723%;">Opt. Operating Current (Imp)</td><td style="width: 46.277%;" data-mce-style="width: 46.277%;">13.03 A</td></tr><tr><td style="width: 47.723%;" data-mce-style="width: 47.723%;">Open Circuit Voltage (Voc)</td><td style="width: 46.277%;" data-mce-style="width: 46.277%;">37.30 V</td></tr><tr><td style="width: 47.723%;" data-mce-style="width: 47.723%;">Short Circuit Current (Isc)</td><td style="width: 46.277%;" data-mce-style="width: 46.277%;">13.77 A</td></tr></tbody></table><p><strong><br>Warranty</strong><br data-mce-fragment="1"></p><ul><li>25-year Product Warranty</li><li>25 yearÂ Output Guarantee</li></ul><p>* Refer to warranty document for terms and conditions<br data-mce-fragment="1"><strong><br>Documentation</strong></p><table width="100%"><tbody><tr><td style="width: 24%;" data-mce-style="width: 24%;"><a href="https://cdn.shopify.com/s/files/1/0566/3408/1340/files/3615_110-1375_Data_Sheet.pdf?v=1678089129"><span style="color: #2b00ff;" data-mce-style="color: #2b00ff;">Data Sheet</span></a></td></tr></tbody></table><p><br><strong>Detailed Information</strong><br><br>MBB technology reduces the distance between busbars and finger grid linesÂ Resistant to harsh environments such as salt, ammonia, sand, high temperature, and highly humid environment.<br></p><p><strong>High reliability<br></strong><br>Cell interconnections and diode placement use well-established industry practices and are field-proven to provide excellent reliability.</p><p>More power output<br></p><p>weak light conditions</p><p><strong>Quality and certifications<br></strong><br>IEC61215/IEC61730/UL1703/IEC61701/IEC62716</p><p>ISO 9001: Quality Management System</p><p>ISO 14001: Environmental Management System</p></td></tr></tbody></table>
USSP100-0046 | 214.6 | VSUN370-120BMH-1300 | Sunergy VSUN370-120BMH-1300 370W Black On Black 120 Half-cell Mono Solar Panel | <table width="100%" data-mce-fragment="1"><tbody data-mce-fragment="1"><tr data-mce-fragment="1"><td data-mce-fragment="1"><strong>Sunergy VSUN370-120BMH-1300 370W Black On Black 120 Half-cell Mono Solar Panel</strong><br></td></tr><tr data-mce-fragment="1"><td data-mce-fragment="1"><p>This line of modules is the direct result of over three decades of design, manufacturing and use. Attending to every detail in the design and manufacture of our products, our process controls and testing methods have optimized module life and electrical energy production.</p><table width="100%"><tbody><tr><td><table width="100%"><tbody><tr><td style="width: 51.4725%;" data-mce-style="width: 51.4725%;"><br></td><td style="width: 45.8759%;" data-mce-style="width: 45.8759%;"><br></td></tr><tr><td style="width: 51.4725%;" data-mce-style="width: 51.4725%;"><div style="text-align: left;"><img style="margin-bottom: 16px; float: none;" alt="Description image" src="https://cdn.shopify.com/s/files/1/0566/3408/1340/files/sunergy.png-1.png?v=1675915236"></div></td><td style="width: 45.8759%;" data-mce-style="width: 45.8759%;"><div style="text-align: left;"><img style="margin-bottom: 16px; float: none;" alt="Description image" src="https://cdn.shopify.com/s/files/1/0566/3408/1340/files/sunergy.png-2.png?v=1675915236"></div></td></tr><tr><td style="width: 51.4725%;" data-mce-style="width: 51.4725%;"></td><td style="width: 45.8759%;" data-mce-style="width: 45.8759%;"></td></tr></tbody></table><br></td></tr></tbody></table><p><br><strong>Sunergy Solar's Specification</strong></p><table width="100%"><tbody><tr><td style="width: 48.2638%;"><span>Model</span></td><td style="width: 47.7362%;">VSUN370-120BMH</td></tr><tr><td style="width: 48.2638%;"><span>Series</span></td><td style="width: 47.7362%;"><span>VSUN</span></td></tr><tr><td style="width: 48.2638%;"><span>Manufacturer</span></td><td style="width: 47.7362%;">Sunergy Solar</td></tr></tbody></table><p><strong><br>MECHANICAL </strong><br></p><table width="100%"><tbody><tr><td style="width: 49.0244%;" data-mce-style="width: 49.0244%;">Specification</td><td style="width: 47.9756%;" data-mce-style="width: 47.9756%;">Data</td></tr><tr><td style="width: 49.0244%;" data-mce-style="width: 49.0244%;">Cell Type</td><td style="width: 47.9756%;" data-mce-style="width: 47.9756%;">Mono-crystalline</td></tr><tr><td style="width: 49.0244%;" data-mce-style="width: 49.0244%;">Cell Arrangement</td><td style="width: 47.9756%;" data-mce-style="width: 47.9756%;">12Ã—10</td></tr><tr><td style="width: 49.0244%;" data-mce-style="width: 49.0244%;">Dimensions</td><td style="width: 47.9756%;" data-mce-style="width: 47.9756%;">1784Ã—1048Ã—35mm (LÃ—WÃ—H)</td></tr><tr><td style="width: 49.0244%;" data-mce-style="width: 49.0244%;">Weight</td><td style="width: 47.9756%;" data-mce-style="width: 47.9756%;">20.8kg</td></tr><tr><td style="width: 49.0244%;" data-mce-style="width: 49.0244%;">Front / Back Glass</td><td style="width: 47.9756%;" data-mce-style="width: 47.9756%;">3.2mm,High transparency,Antireflection coated,Semi-toughened safety glass</td></tr><tr><td style="width: 49.0244%;" data-mce-style="width: 49.0244%;">Frame</td><td style="width: 47.9756%;" data-mce-style="width: 47.9756%;">Anodized aluminium Profile Silver</td></tr><tr><td style="width: 49.0244%;" data-mce-style="width: 49.0244%;">J-Box</td><td style="width: 47.9756%;" data-mce-style="width: 47.9756%;">IPâ‰§67, 3 diodes</td></tr><tr><td style="width: 49.0244%;" data-mce-style="width: 49.0244%;">Cable</td><td style="width: 47.9756%;" data-mce-style="width: 47.9756%;">Potrait: 300 mm (cable length can be customized) , 1Ã—4 mm 2</td></tr><tr><td style="width: 49.0244%;" data-mce-style="width: 49.0244%;">Cable Length (Including Connector)</td><td style="width: 47.9756%;" data-mce-style="width: 47.9756%;">MC4</td></tr><tr><td style="width: 49.0244%;" data-mce-style="width: 49.0244%;"></td><td style="width: 47.9756%;" data-mce-style="width: 47.9756%;"></td></tr></tbody></table><p><strong><br>ELECTRICAL</strong></p><table width="100%"><tbody><tr><td style="width: 47.723%;" data-mce-style="width: 47.723%;">Nominal Max. Power (Pmax)</td><td style="width: 46.277%;" data-mce-style="width: 46.277%;">370 W</td></tr><tr><td style="width: 47.723%;" data-mce-style="width: 47.723%;">Opt. Operating Voltage (Vmp)</td><td style="width: 46.277%;" data-mce-style="width: 46.277%;">-<br></td></tr><tr><td style="width: 47.723%;" data-mce-style="width: 47.723%;">Opt. Operating Current (Imp)</td><td style="width: 46.277%;" data-mce-style="width: 46.277%;">-<br></td></tr><tr><td style="width: 47.723%;" data-mce-style="width: 47.723%;">Open Circuit Voltage (Voc)</td><td style="width: 46.277%;" data-mce-style="width: 46.277%;">41.4 V</td></tr><tr><td style="width: 47.723%;" data-mce-style="width: 47.723%;">Short Circuit Current (Isc)</td><td style="width: 46.277%;" data-mce-style="width: 46.277%;">11.26 A</td></tr></tbody></table><p><strong><br>Warranty</strong><br data-mce-fragment="1"></p><ul><li>Material &amp; Workmanship 12 years warranty</li><li>Linear power output 30 years warranty</li></ul><p>* Refer to warranty document for terms and conditions<br data-mce-fragment="1"><strong>Documentation</strong></p><table width="100%"><tbody><tr><td style="width: 24%;" data-mce-style="width: 24%;"><a href="https://cdn.shopify.com/s/files/1/0566/3408/1340/files/3575_110-1346_Data_Sheet_c4c6d43a-8df8-4bde-9838-d9065a0db49a.pdf?v=1675917268" data-mce-href="https://cdn.shopify.com/s/files/1/0566/3408/1340/files/3575_110-1346_Data_Sheet_c4c6d43a-8df8-4bde-9838-d9065a0db49a.pdf?v=1675917268"><span style="color: #2b00ff;" data-mce-style="color: #2b00ff;">Data Sheet</span></a></td></tr></tbody></table><p><br><strong>Detailed Information</strong><br><br>VSUN, a BNEF Tier-1 PV module manufacturer invested by Fuji Solar, has been committed to providing greener, cleaner and more intelligent renewable energy solutions. VSUN is dedicated to bringing reliable, customized and high-efficient products into various markets and customers worldwide. <br></p><p><strong>High reliability</strong><br>Cell interconnections and diode placement use well-established industry practice and are field-proven to provide excellent reliability.<br><br>Higher output power</p><p>Lower risk of micro-crack</p><p>Better shading tolerance</p><p><strong>Quality and certifications</strong><br>Certified for salt/ammonia corrosion resistance<br></p></td></tr></tbody></table>
USSP100-0026 | 389.5 | REC410AA | REC REC410AA Solar 410 Watt Alpha Pure R 30mm Black Frame Solar Panel | <p>The product description appears to be for the "REC410AA ¦ REC Solar 410 Watt ALPHA 30mm Black Frame Solar Panel". It looks like this is a comprehensive description that includes various technical details, images, and specifications. Since the information was provided in HTML format, it can be challenging to decipher it without proper rendering. Here's a summary of the key details:</p><h3>Basic Information</h3><ul><li><strong>Product</strong>: REC410AA Solar Panel</li><li><strong>Series</strong>: REC Alpha Pure Series</li><li><strong>Manufacturer</strong>: REC</li><li><strong>Years in Industry</strong>: Over three decades</li><li><strong>Warranty</strong>: 25-Year Pro Trust Warranty</li></ul><h3>Mechanical Specifications</h3><ul><li><strong>Cell Type</strong>: 132 half-cut REC heterojunction bifacial cells with lead-free, gapless technology, 6 strings of 22 cells in series.</li><li><strong>Dimensions</strong>: 71.7 x 40 x 1.2 inches or 1821 x 1016 x 30 mm</li><li><strong>Weight</strong>: 45 lbs (20.5 kg)</li><li><strong>Front / Back Glass</strong>: 0.13 in (3.2 mm) solar glass with anti-reflective surface treatment in accordance with EN 12150</li><li><strong>Frame</strong>: Anodized aluminum, Black</li><li><strong>J-Box</strong>: IP68, 3 bypass diodes</li><li><strong>Cable</strong>: 2 AWG (4 mmÂ²) PV wire, 43+ 47 inches (1.1 + 1.2 m)</li><li><strong>Cable Length (Including Connector)</strong>: MC4 PV-KBT4/KST4</li></ul><h3>Electrical Specifications</h3><ul><li><strong>Nominal Max. Power (Pmax)</strong>: 410 W</li><li><strong>Open Circuit Voltage (Voc)</strong>: 49.0 V</li><li><strong>Short Circuit Current (Isc)</strong>: 10.35 A</li></ul><h3>Certifications</h3><ul><li>IEC 61215:2016, IEC 61730:2016, UL 61730</li><li>PID, Salt Mist, Ammonia Resistance, Fire Type Class 2, etc.</li></ul><h3>Additional Info</h3><ul><li><strong>Quality</strong>: Employs well-established industry practices for cell interconnections and diode placement.</li><li><strong>Documentation</strong>: A data sheet is available for download.</li><li><strong>Company Ethos</strong>: REC Group is dedicated to providing clean, affordable solar power and has several certifications for quality and environmental friendliness.</li></ul><p>The description emphasizes the manufacturer's dedication to quality, longevity, and a low carbon footprint. Overall, this appears to be a high-quality, reliable product.</p>
USSP100-0029 | 380.7 | REC405AA | REC Solar REC405AA Pure Black (405W) 132 Half-Cell Solar Panel | <table width="100%" data-mce-fragment="1"><tbody data-mce-fragment="1"><tr data-mce-fragment="1"><td data-mce-fragment="1"><strong>REC Solar REC405AA Pure Black (405W) 132 Half-Cell Solar Panel</strong><br></td></tr><tr data-mce-fragment="1"><td data-mce-fragment="1"><p>This line of modules is the direct result of over three decades of design, manufacturing and use. Attending to every detail in the design and manufacture of our products, our process controls and testing methods have optimized module life and electrical energy production.</p><table width="100%"><tbody><tr><td><table width="100%"><tbody><tr><td style="width: 51.4725%;" data-mce-style="width: 51.4725%;"><br></td><td style="width: 45.8759%;" data-mce-style="width: 45.8759%;"><br></td></tr><tr><td style="width: 51.4725%;" data-mce-style="width: 51.4725%;">ko apn<br></td><td style="width: 45.8759%;" data-mce-style="width: 45.8759%;"><div style="text-align: left;"><img style="margin-bottom: 16px; float: none;" alt="Description image" src="https://cdn.shopify.com/s/files/1/0566/3408/1340/files/REC_png-1_png_480x480.png?v=1676002268"></div></td></tr><tr><td style="width: 51.4725%;" data-mce-style="width: 51.4725%;"></td><td style="width: 45.8759%;" data-mce-style="width: 45.8759%;"></td></tr></tbody></table><br></td></tr></tbody></table><p><strong>REC Solar's Specification</strong></p><table width="100%"><tbody><tr><td style="width: 48.2638%;"><span>Model</span></td><td style="width: 47.7362%;">REC405AA</td></tr><tr><td style="width: 48.2638%;"><span>Series</span></td><td style="width: 47.7362%;">REC Alph pure Series</td></tr><tr><td style="width: 48.2638%;"><span>Manufacturer</span></td><td style="width: 47.7362%;">REC</td></tr></tbody></table><p><strong><br>MECHANICAL </strong><br></p><table width="100%"><tbody><tr><td style="width: 49.0244%;" data-mce-style="width: 49.0244%;">Specification</td><td style="width: 47.9756%;" data-mce-style="width: 47.9756%;">Data</td></tr><tr><td style="width: 49.0244%;" data-mce-style="width: 49.0244%;">Cell Type</td><td style="width: 47.9756%;" data-mce-style="width: 47.9756%;">132 half-cut REC heterojunction cells with lead-free, gapless technology 6 strings of 22 cells in series<br></td></tr><tr><td style="width: 49.0244%;" data-mce-style="width: 49.0244%;">Cell Arrangement</td><td style="width: 47.9756%;" data-mce-style="width: 47.9756%;">-</td></tr><tr><td style="width: 49.0244%;" data-mce-style="width: 49.0244%;">Dimensions</td><td style="width: 47.9756%;" data-mce-style="width: 47.9756%;">1821 x 1016 x 30 mm</td></tr><tr><td style="width: 49.0244%;" data-mce-style="width: 49.0244%;">Weight</td><td style="width: 47.9756%;" data-mce-style="width: 47.9756%;">20.5 kg</td></tr><tr><td style="width: 49.0244%;" data-mce-style="width: 49.0244%;">Front / Back Glass</td><td style="width: 47.9756%;" data-mce-style="width: 47.9756%;">3.2 mm solar glass with anti-reflective surface treatment</td></tr><tr><td style="width: 49.0244%;" data-mce-style="width: 49.0244%;">Frame</td><td style="width: 47.9756%;" data-mce-style="width: 47.9756%;">Anodized aluminiumÂ Black</td></tr><tr><td style="width: 49.0244%;" data-mce-style="width: 49.0244%;">J-Box</td><td style="width: 47.9756%;" data-mce-style="width: 47.9756%;">IP68, 3 bypass diodes</td></tr><tr><td style="width: 49.0244%;" data-mce-style="width: 49.0244%;">Cable</td><td style="width: 47.9756%;" data-mce-style="width: 47.9756%;">4 mmÂ² solar cable, 1.1 m + 1.2 m</td></tr><tr><td style="width: 49.0244%;" data-mce-style="width: 49.0244%;">Cable Length (Including Connector)</td><td style="width: 47.9756%;" data-mce-style="width: 47.9756%;">MC4 PV-KBT4/KST4</td></tr><tr><td style="width: 49.0244%;" data-mce-style="width: 49.0244%;"></td><td style="width: 47.9756%;" data-mce-style="width: 47.9756%;"></td></tr></tbody></table><p><strong><br>ELECTRICAL</strong></p><table width="100%"><tbody><tr><td style="width: 47.723%;" data-mce-style="width: 47.723%;">Nominal Max. Power (Pmax)</td><td style="width: 46.277%;" data-mce-style="width: 46.277%;">405Â W</td></tr><tr><td style="width: 47.723%;" data-mce-style="width: 47.723%;">Opt. Operating Voltage (Vmp)</td><td style="width: 46.277%;" data-mce-style="width: 46.277%;">-<br></td></tr><tr><td style="width: 47.723%;" data-mce-style="width: 47.723%;">Opt. Operating Current (Imp)</td><td style="width: 46.277%;" data-mce-style="width: 46.277%;">-<br></td></tr><tr><td style="width: 47.723%;" data-mce-style="width: 47.723%;">Open Circuit Voltage (Voc)</td><td style="width: 46.277%;" data-mce-style="width: 46.277%;">48.9 V</td></tr><tr><td style="width: 47.723%;" data-mce-style="width: 47.723%;">Short Circuit Current (Isc)</td><td style="width: 46.277%;" data-mce-style="width: 46.277%;">10.30 A</td></tr></tbody></table><p><strong><br>Warranty</strong><br data-mce-fragment="1"></p><ul><li>25 Years Pro Trust Warranty<br></li></ul><p>* Refer to warranty document for terms and conditions<br data-mce-fragment="1"><strong>Documentation</strong></p><table width="100%"><tbody><tr><td style="width: 24%;" data-mce-style="width: 24%;"><a href="https://cdn.shopify.com/s/files/1/0566/3408/1340/files/Datasheet-RECxxxAA-Pure.pdf"><span style="color: #2b00ff;" data-mce-style="color: #2b00ff;">Data Sheet</span></a></td></tr></tbody></table><p><br><strong>Detailed Information</strong><br><br>REC Group is an international pioneering solar energy company dedicated to empowering consumers with clean, affordable solar power. <br></p><p>Headquartered in Norway with operational headquarters in Singapore, REC also has regional hubs in North America, Europe, and Asia-Pacific.</p><p><strong>High reliability</strong><br>Cell interconnections and diode placement use well-established industry practice and are field-proven to provide excellent reliability.<br><br><strong>Quality and certifications</strong><br>IEC 61215:2016, IEC 61730:2016, UL 61730 (Pending)<br data-mce-fragment="1">ISO 14001:2004, ISO 9001:2015, OHSAS 18001:2007, IEC 62941<br></p></td></tr></tbody></table>
USSP100-0030 | 402.9 | REC395AA | REC Solar Alpha REC395AA Pure 395W Black Solar Panel | <table width="100%" data-mce-fragment="1"><tbody data-mce-fragment="1"><tr data-mce-fragment="1"><td data-mce-fragment="1"><strong>REC Solar Alpha REC395AA Pure 395W Black Solar Panel</strong><br></td></tr><tr data-mce-fragment="1"><td data-mce-fragment="1"><p>This line of modules is the direct result of over three decades of design, manufacturing and use. Attending to every detail in the design and manufacture of our products, our process controls and testing methods have optimized module life and electrical energy production.</p><table width="100%"><tbody><tr><td><table width="100%"><tbody><tr><td style="width: 51.4725%;" data-mce-style="width: 51.4725%;"><br></td><td style="width: 45.8759%;" data-mce-style="width: 45.8759%;"><br></td></tr><tr><td style="width: 51.4725%;" data-mce-style="width: 51.4725%;"><div style="text-align: left;"><img style="margin-bottom: 16px; float: none;" alt="Description image" src="https://cdn.shopify.com/s/files/1/0566/3408/1340/files/Screenshot_1_204695cf-2e22-494d-8617-0c73752a43e3_480x480.png?v=1676003791"></div></td><td style="width: 45.8759%;" data-mce-style="width: 45.8759%;"><div style="text-align: left;"><img style="margin-bottom: 16px; float: none;" alt="Description image" src="https://cdn.shopify.com/s/files/1/0566/3408/1340/files/REC_png-1_png_480x480.png?v=1676002268"></div></td></tr><tr><td style="width: 51.4725%;" data-mce-style="width: 51.4725%;"></td><td style="width: 45.8759%;" data-mce-style="width: 45.8759%;"></td></tr></tbody></table><br></td></tr></tbody></table><p><strong>REC Solar's Specification</strong></p><table width="100%"><tbody><tr><td style="width: 48.2638%;"><span>Model</span></td><td style="width: 47.7362%;">REC395AA</td></tr><tr><td style="width: 48.2638%;"><span>Series</span></td><td style="width: 47.7362%;">REC AlphÎ± Pure Series</td></tr><tr><td style="width: 48.2638%;"><span>Manufacturer</span></td><td style="width: 47.7362%;">REC</td></tr></tbody></table><p><strong><br>MECHANICAL </strong><br></p><table width="100%"><tbody><tr><td style="width: 49.0244%;" data-mce-style="width: 49.0244%;">Specification</td><td style="width: 47.9756%;" data-mce-style="width: 47.9756%;">Data</td></tr><tr><td style="width: 49.0244%;" data-mce-style="width: 49.0244%;">Cell Type</td><td style="width: 47.9756%;" data-mce-style="width: 47.9756%;">132 half-cut REC heterojunction cells with lead-free, gapless technology, 6 strings of 22 cells in series</td></tr><tr><td style="width: 49.0244%;" data-mce-style="width: 49.0244%;">Cell Arrangement</td><td style="width: 47.9756%;" data-mce-style="width: 47.9756%;">-<br></td></tr><tr><td style="width: 49.0244%;" data-mce-style="width: 49.0244%;">Dimensions</td><td style="width: 47.9756%;" data-mce-style="width: 47.9756%;">1821 x 1016 x 30 mm (1.85 m2)</td></tr><tr><td style="width: 49.0244%;" data-mce-style="width: 49.0244%;">Weight</td><td style="width: 47.9756%;" data-mce-style="width: 47.9756%;">20.5 kg</td></tr><tr><td style="width: 49.0244%;" data-mce-style="width: 49.0244%;">Front / Back Glass</td><td style="width: 47.9756%;" data-mce-style="width: 47.9756%;">3.2 mm solar glass with anti-reflective surface treatment</td></tr><tr><td style="width: 49.0244%;" data-mce-style="width: 49.0244%;">Frame</td><td style="width: 47.9756%;" data-mce-style="width: 47.9756%;">Anodized aluminium Black</td></tr><tr><td style="width: 49.0244%;" data-mce-style="width: 49.0244%;">J-Box</td><td style="width: 47.9756%;" data-mce-style="width: 47.9756%;">IP68, 3 bypass diodes</td></tr><tr><td style="width: 49.0244%;" data-mce-style="width: 49.0244%;">Cable</td><td style="width: 47.9756%;" data-mce-style="width: 47.9756%;">4 mmÂ² solar cable, 1.1 m + 1.2 m</td></tr><tr><td style="width: 49.0244%;" data-mce-style="width: 49.0244%;">Cable Length (Including Connector)</td><td style="width: 47.9756%;" data-mce-style="width: 47.9756%;">MC4 PV-KBT4/KST4</td></tr><tr><td style="width: 49.0244%;" data-mce-style="width: 49.0244%;"></td><td style="width: 47.9756%;" data-mce-style="width: 47.9756%;"></td></tr></tbody></table><p><strong><br>ELECTRICAL</strong></p><table width="100%"><tbody><tr><td style="width: 47.723%;" data-mce-style="width: 47.723%;">Nominal Max. Power (Pmax)</td><td style="width: 46.277%;" data-mce-style="width: 46.277%;">395Â W</td></tr><tr><td style="width: 47.723%;" data-mce-style="width: 47.723%;">Opt. Operating Voltage (Vmp)</td><td style="width: 46.277%;" data-mce-style="width: 46.277%;">-<br></td></tr><tr><td style="width: 47.723%;" data-mce-style="width: 47.723%;">Opt. Operating Current (Imp)</td><td style="width: 46.277%;" data-mce-style="width: 46.277%;">-<br></td></tr><tr><td style="width: 47.723%;" data-mce-style="width: 47.723%;">Open Circuit Voltage (Voc)</td><td style="width: 46.277%;" data-mce-style="width: 46.277%;">48.7 V</td></tr><tr><td style="width: 47.723%;" data-mce-style="width: 47.723%;">Short Circuit Current (Isc)</td><td style="width: 46.277%;" data-mce-style="width: 46.277%;">10.20 A</td></tr></tbody></table><p><strong><br>Warranty</strong><br data-mce-fragment="1"></p><ul><li>25 Years Pro Trust Warranty<br></li></ul><p>* Refer to warranty document for terms and conditions<br data-mce-fragment="1"><strong>Documentation</strong></p><table width="100%"><tbody><tr><td style="width: 24%;" data-mce-style="width: 24%;"><a href="https://cdn.shopify.com/s/files/1/0566/3408/1340/files/datasheet_alpha_pure_series_en.pdf"><span style="color: #2b00ff;" data-mce-style="color: #2b00ff;">Data Sheet</span></a></td></tr></tbody></table><p><br><strong>Detailed Information</strong><br><br>Packing in cutting-edge technologies to deliver higher power density, stunning aesthetics, and minimal environmental impact - all with the renowned reliability of REC - REC Alpha is the solar panel of choice for home solar.Â <br></p><p><strong>High reliability</strong><br>Cell interconnections and diode placement use well-established industry practice and are field-proven to provide excellent reliability.<br><br>Leading temperature coefficient means more energy as temperature rises<br data-mce-fragment="1">Higher power for greater savings and accelerated return on investment<br data-mce-fragment="1">With high power density (214 watts/mÂ²), REC Alpha panels generate more energy from the same area, getting more from limited spaces<br><br><strong>Quality and certifications</strong></p><p>IEC 61215:2016, IEC 61730:2016, UL 61730<br data-mce-fragment="1">IEC 62804: PID<br data-mce-fragment="1">IEC 61701: Salt Mist<br data-mce-fragment="1">IEC 62716: Ammonia Resistance<br data-mce-fragment="1">ISO 11925-2: Ignitability (Class E)<br data-mce-fragment="1">IEC 62782: Dynamic Mechanical Load<br data-mce-fragment="1">IEC 61215-2:2016: Hailstone (35mm)<br data-mce-fragment="1">IEC 62321: Lead-freeacc. to RoHS EU 863/2015<br data-mce-fragment="1">ISO 14001, ISO 9001, IEC 45001, IEC 62941<br></p></td></tr></tbody></table>
USSP100-0031 | 325.65 | REC390NP3 | REC Solar REC390NP3 390W Black 133 Half-Cell Solar Panel | <table width="100%" data-mce-fragment="1"><tbody data-mce-fragment="1"><tr data-mce-fragment="1"><td data-mce-fragment="1"><strong>REC Solar REC390NP3 390W Black 133 Half-Cell Solar Panel</strong><br></td></tr><tr data-mce-fragment="1"><td data-mce-fragment="1"><p>This line of modules is the direct result of over three decades of design, manufacturing and use. Attending to every detail in the design and manufacture of our products, our process controls and testing methods have optimized module life and electrical energy production.</p><table width="100%"><tbody><tr><td><table width="100%"><tbody><tr><td style="width: 51.4725%;" data-mce-style="width: 51.4725%;"><br></td><td style="width: 45.8759%;" data-mce-style="width: 45.8759%;"><br></td></tr><tr><td style="width: 51.4725%;" data-mce-style="width: 51.4725%;"><div style="text-align: left;"><img style="margin-bottom: 16px; float: none;" alt="Description image" src="https://cdn.shopify.com/s/files/1/0566/3408/1340/files/Screenshot_1_204695cf-2e22-494d-8617-0c73752a43e3_480x480.png?v=1676003791"></div></td><td style="width: 45.8759%;" data-mce-style="width: 45.8759%;"><div style="text-align: left;"><img style="margin-bottom: 16px; float: none;" alt="Description image" src="https://cdn.shopify.com/s/files/1/0566/3408/1340/files/REC_png-1_png_480x480.png?v=1676002268"></div></td></tr><tr><td style="width: 51.4725%;" data-mce-style="width: 51.4725%;"></td><td style="width: 45.8759%;" data-mce-style="width: 45.8759%;"></td></tr></tbody></table><strong>REC Solar's Specification</strong><table width="100%"><tbody><tr><td style="width: 48.2638%;" data-mce-style="width: 48.2638%;"><span>Model</span></td><td style="width: 47.7362%;" data-mce-style="width: 47.7362%;">REC390NP3<br></td></tr><tr><td style="width: 48.2638%;" data-mce-style="width: 48.2638%;"><span>Series</span></td><td style="width: 47.7362%;" data-mce-style="width: 47.7362%;">RECÂ N-Peak 3 Black Series</td></tr><tr><td style="width: 48.2638%;" data-mce-style="width: 48.2638%;"><span>Manufacturer</span></td><td style="width: 47.7362%;" data-mce-style="width: 47.7362%;"><span>REC</span></td></tr></tbody></table></td></tr></tbody></table><p><br><strong>MECHANICAL </strong><br></p><table width="100%"><tbody><tr><td style="width: 49.0244%;" data-mce-style="width: 49.0244%;">Specification</td><td style="width: 47.9756%;" data-mce-style="width: 47.9756%;">Data</td></tr><tr><td style="width: 49.0244%;" data-mce-style="width: 49.0244%;">Cell Type</td><td style="width: 47.9756%;" data-mce-style="width: 47.9756%;">132 half-cut mono c-Si n-type cells 6 strings of 22 cells in series</td></tr><tr><td style="width: 49.0244%;" data-mce-style="width: 49.0244%;">Cell Arrangement</td><td style="width: 47.9756%;" data-mce-style="width: 47.9756%;">-<br></td></tr><tr><td style="width: 49.0244%;" data-mce-style="width: 49.0244%;">Dimensions</td><td style="width: 47.9756%;" data-mce-style="width: 47.9756%;">2132 Ë£ 1048 Ë£ 30 mm (83.9 Ë£ 41.3 Ë£ 1.2 in)</td></tr><tr><td style="width: 49.0244%;" data-mce-style="width: 49.0244%;">Weight</td><td style="width: 47.9756%;" data-mce-style="width: 47.9756%;">48.0 lbs</td></tr><tr><td style="width: 49.0244%;" data-mce-style="width: 49.0244%;">Front / Back Glass</td><td style="width: 47.9756%;" data-mce-style="width: 47.9756%;">0.13 in solar glass with anti-reflective surface treatment</td></tr><tr><td style="width: 49.0244%;" data-mce-style="width: 49.0244%;">Frame</td><td style="width: 47.9756%;" data-mce-style="width: 47.9756%;">Anodized aluminium Black</td></tr><tr><td style="width: 49.0244%;" data-mce-style="width: 49.0244%;">J-Box</td><td style="width: 47.9756%;" data-mce-style="width: 47.9756%;">IP68, 3 bypass diodes</td></tr><tr><td style="width: 49.0244%;" data-mce-style="width: 49.0244%;">Cable</td><td style="width: 47.9756%;" data-mce-style="width: 47.9756%;">12 AWG PV wire, 47.2 + 47.2 in</td></tr><tr><td style="width: 49.0244%;" data-mce-style="width: 49.0244%;">Cable Length (Including Connector)</td><td style="width: 47.9756%;" data-mce-style="width: 47.9756%;">MC4 PV-KBT4/KST4</td></tr><tr><td style="width: 49.0244%;" data-mce-style="width: 49.0244%;"></td><td style="width: 47.9756%;" data-mce-style="width: 47.9756%;"></td></tr></tbody></table><p><strong>ELECTRICAL</strong></p><table width="100%"><tbody><tr><td style="width: 47.723%;" data-mce-style="width: 47.723%;">Nominal Max. Power (Pmax)</td><td style="width: 46.277%;" data-mce-style="width: 46.277%;">390 W</td></tr><tr><td style="width: 47.723%;" data-mce-style="width: 47.723%;">Opt. Operating Voltage (Vmp)</td><td style="width: 46.277%;" data-mce-style="width: 46.277%;">-<br></td></tr><tr><td style="width: 47.723%;" data-mce-style="width: 47.723%;">Opt. Operating Current (Imp)</td><td style="width: 46.277%;" data-mce-style="width: 46.277%;">-<br></td></tr><tr><td style="width: 47.723%;" data-mce-style="width: 47.723%;">Open Circuit Voltage (Voc)</td><td style="width: 46.277%;" data-mce-style="width: 46.277%;">44.8 V</td></tr><tr><td style="width: 47.723%;" data-mce-style="width: 47.723%;">Short Circuit Current (Isc)</td><td style="width: 46.277%;" data-mce-style="width: 46.277%;">11.31 A</td></tr></tbody></table><p><strong>Warranty</strong><br data-mce-fragment="1"></p><ul><li>25 Years Pro Trust Warranty<br></li></ul><p>* Refer to warranty document for terms and conditions<br data-mce-fragment="1"><strong>Documentation</strong></p><table width="100%"><tbody><tr><td style="width: 24%;" data-mce-style="width: 24%;"><a href="https://cdn.shopify.com/s/files/1/0566/3408/1340/files/ds-rec-n-peak-3-black-series-rev-2.1-ul-web.pdf"><span style="color: #2b00ff;" data-mce-style="color: #2b00ff;">Data Sheet</span></a></td></tr></tbody></table><p><br><strong>Detailed Information</strong></p><p>Packing in cutting-edge technologies to deliver higher power density, stunning aesthetics, and minimal environmental impact - all with the renowned reliability of REC - REC Alpha is the solar panel of choice for home solar.<br></p><p><strong>High reliability</strong><br>Cell interconnections and diode placement use well-established industry practice and are field-proven to provide excellent reliability.<br><br>Leading temperature coefficient means more energy as temperature rises<br data-mce-fragment="1">Higher power for greater savings and accelerated return on investment<br data-mce-fragment="1">With high power density (214 watts/mÂ²), REC Alpha panels generate more energy from the same area, getting more from limited spaces<br></p><p><strong>Quality and certifications</strong></p><p>IEC 61215:2016, IEC 61730:2016, UL 61730<br data-mce-fragment="1">IEC 62804: PID<br data-mce-fragment="1">IEC 61701: Salt Mist<br data-mce-fragment="1">IEC 62716: Ammonia Resistance<br data-mce-fragment="1">UL 61730: Fire Type Class 2<br data-mce-fragment="1">UL 790: Fire Class Type C<br data-mce-fragment="1">IEC 62782: Dynamic Mechanical Load<br data-mce-fragment="1">IEC 61215-2:2016 Hailstone (1.37in)<br></p></td></tr></tbody></table>
USSP100-0032 | 262.7 | REC370NP2 | REC N-Peak 2 REC370NP2 Black 370W Solar Panel | <table width="100%" data-mce-fragment="1"><tbody data-mce-fragment="1"><tr data-mce-fragment="1"><td data-mce-fragment="1"><strong>REC N-Peak 2 REC370NP2 Black 370W Solar Panel</strong><br></td></tr><tr data-mce-fragment="1"><td data-mce-fragment="1"><p>This line of modules is the direct result of over three decades of design, manufacturing and use. Attending to every detail in the design and manufacture of our products, our process controls and testing methods have optimized module life and electrical energy production.</p><table width="100%"><tbody><tr><td><table width="100%"><tbody><tr><td style="width: 51.4725%;" data-mce-style="width: 51.4725%;"><br></td><td style="width: 45.8759%;" data-mce-style="width: 45.8759%;"><br></td></tr><tr><td style="width: 51.4725%;" data-mce-style="width: 51.4725%;"><div style="text-align: left;"><img style="margin-bottom: 16px; float: none;" alt="Description image" src="https://cdn.shopify.com/s/files/1/0566/3408/1340/files/Screenshot_1_204695cf-2e22-494d-8617-0c73752a43e3_480x480.png?v=1676003791"></div></td><td style="width: 45.8759%;" data-mce-style="width: 45.8759%;"><div style="text-align: left;"><img style="margin-bottom: 16px; float: none;" alt="Description image" src="https://cdn.shopify.com/s/files/1/0566/3408/1340/files/REC_png-1_png_480x480.png?v=1676002268"></div></td></tr><tr><td style="width: 51.4725%;" data-mce-style="width: 51.4725%;"></td><td style="width: 45.8759%;" data-mce-style="width: 45.8759%;"></td></tr></tbody></table><br></td></tr></tbody></table><p><br><strong>REC Solar's Specification</strong></p><table width="100%"><tbody><tr><td style="width: 48.2638%;"><span>Model</span></td><td style="width: 47.7362%;">REC370NP2</td></tr><tr><td style="width: 48.2638%;"><span>Series</span></td><td style="width: 47.7362%;">RECÂ N-Peak 2 Black Series</td></tr><tr><td style="width: 48.2638%;"><span>Manufacturer</span></td><td style="width: 47.7362%;"><span>REC</span></td></tr></tbody></table><p><strong><br>MECHANICAL </strong><br></p><table width="100%"><tbody><tr><td style="width: 49.0244%;" data-mce-style="width: 49.0244%;">Specification</td><td style="width: 47.9756%;" data-mce-style="width: 47.9756%;">Data</td></tr><tr><td style="width: 49.0244%;" data-mce-style="width: 49.0244%;">Cell Type</td><td style="width: 47.9756%;" data-mce-style="width: 47.9756%;">120 half-cut mono c-Si n-type cells, 6 strings of 20 cells in series</td></tr><tr><td style="width: 49.0244%;" data-mce-style="width: 49.0244%;">Cell Arrangement</td><td style="width: 47.9756%;" data-mce-style="width: 47.9756%;">-<br></td></tr><tr><td style="width: 49.0244%;" data-mce-style="width: 49.0244%;">Dimensions</td><td style="width: 47.9756%;" data-mce-style="width: 47.9756%;">1755 x 1040 x 30 mm (1.83 m2)</td></tr><tr><td style="width: 49.0244%;" data-mce-style="width: 49.0244%;">Weight</td><td style="width: 47.9756%;" data-mce-style="width: 47.9756%;">20.0 kg</td></tr><tr><td style="width: 49.0244%;" data-mce-style="width: 49.0244%;">Front / Back Glass</td><td style="width: 47.9756%;" data-mce-style="width: 47.9756%;">3.2 mm solar glass with anti-reflective surface treatment</td></tr><tr><td style="width: 49.0244%;" data-mce-style="width: 49.0244%;">Frame</td><td style="width: 47.9756%;" data-mce-style="width: 47.9756%;">Anodized aluminum black (with silver support bars)</td></tr><tr><td style="width: 49.0244%;" data-mce-style="width: 49.0244%;">J-Box</td><td style="width: 47.9756%;" data-mce-style="width: 47.9756%;">IP68, 3 bypass diodes</td></tr><tr><td style="width: 49.0244%;" data-mce-style="width: 49.0244%;">Cable</td><td style="width: 47.9756%;" data-mce-style="width: 47.9756%;">4 mmÂ² solar cable, 1.1 m + 1.2 m</td></tr><tr><td style="width: 49.0244%;" data-mce-style="width: 49.0244%;">Cable Length (Including Connector)</td><td style="width: 47.9756%;" data-mce-style="width: 47.9756%;">Â MC4 PV-KBT4/KST4</td></tr><tr><td style="width: 49.0244%;" data-mce-style="width: 49.0244%;"></td><td style="width: 47.9756%;" data-mce-style="width: 47.9756%;"></td></tr></tbody></table><p><strong><br>ELECTRICAL</strong></p><table width="100%"><tbody><tr><td style="width: 47.723%;" data-mce-style="width: 47.723%;">Nominal Max. Power (Pmax)</td><td style="width: 46.277%;" data-mce-style="width: 46.277%;">370Â W</td></tr><tr><td style="width: 47.723%;" data-mce-style="width: 47.723%;">Opt. Operating Voltage (Vmp)</td><td style="width: 46.277%;" data-mce-style="width: 46.277%;">-<br></td></tr><tr><td style="width: 47.723%;" data-mce-style="width: 47.723%;">Opt. Operating Current (Imp)</td><td style="width: 46.277%;" data-mce-style="width: 46.277%;">-<br></td></tr><tr><td style="width: 47.723%;" data-mce-style="width: 47.723%;">Open Circuit Voltage (Voc)</td><td style="width: 46.277%;" data-mce-style="width: 46.277%;">41.1 V</td></tr><tr><td style="width: 47.723%;" data-mce-style="width: 47.723%;">Short Circuit Current (Isc)</td><td style="width: 46.277%;" data-mce-style="width: 46.277%;">11.41 A</td></tr></tbody></table><p><strong><br>Warranty</strong><br data-mce-fragment="1"></p><ul><li>25 Years Pro Trust Warranty<br></li></ul><p>* Refer to warranty document for terms and conditions<br data-mce-fragment="1"><strong>Documentation</strong></p><table width="100%"><tbody><tr><td style="width: 24%;" data-mce-style="width: 24%;"><a href="https://cdn.shopify.com/s/files/1/0566/3408/1340/files/ds_rec_n-peak_2_black_series_en.pdf"><span style="color: #2b00ff;" data-mce-style="color: #2b00ff;">Data Sheet</span></a></td></tr></tbody></table><p><br><strong>Detailed Information</strong><br><br>Packing in cutting-edge technologies to deliver higher power density, stunning aesthetics, and minimal environmental impact - all with the renowned reliability of REC - REC Alpha is the solar panel of choice for home solar.Â <br></p><p><strong>High reliability</strong><br>Cell interconnections and diode placement use well-established industry practice and are field-proven to provide excellent reliability.<br><br>Leading temperature coefficient means more energy as temperature rises<br data-mce-fragment="1">Higher power for greater savings and accelerated return on investment<br data-mce-fragment="1">With high power density (214 watts/mÂ²), REC Alpha panels generate more energy from the same area, getting more from limited spaces<br><br><strong>Quality and certifications</strong></p><p>IEC 61215:2016, IEC 61730:2016, UL 61730<br data-mce-fragment="1">IEC 62804: PID<br data-mce-fragment="1">IEC 61701: Salt Mist<br data-mce-fragment="1">IEC 62716: Ammonia Resistance<br data-mce-fragment="1">ISO 11925-2: Ignitability (Class E)<br data-mce-fragment="1">IEC 62782: Dynamic Mechanical Load<br data-mce-fragment="1">IEC 61215-2:2016: Hailstone (35mm)<br data-mce-fragment="1">ISO 14001, ISO 9001, IEC 45001, IEC 62941<br></p></td></tr></tbody></table>
USSP100-0008 | 0 | CS3K-315P/MS | Canadian Solar CS3K-315P/MS 315W Mono-Crystalline Solar Panel (Silver) | <table data-mce-fragment="1" width="100%"><tbody data-mce-fragment="1"><tr data-mce-fragment="1"><td data-mce-fragment="1"><strong>Canadian Solar CS3K-315P/MS 315W Mono-crystalline Solar Panel (Silver)</strong><br><br></td></tr><tr data-mce-fragment="1"><td data-mce-fragment="1"><p><span data-mce-fragment="1">Canadian Solar 315W Monofacial Solar Panel (Silver).Â 26% higher power than conventional modules. Improved shading tolerance.Â Lower internal current, lower hot spot temperature.</span>Â </p><table width="100%"><tbody><tr><td><table width="100%"><tbody><tr><td style="width: 51.4725%;" data-mce-style="width: 51.4725%;"><br></td><td style="width: 45.8759%;" data-mce-style="width: 45.8759%;"><br></td></tr><tr><td style="width: 51.4725%;" data-mce-style="width: 51.4725%;"><img src="https://cdn.shopify.com/s/files/1/0566/3408/1340/files/12qw-preview_480x480.png?v=1675623486" alt=""></td><td style="width: 45.8759%;" data-mce-style="width: 45.8759%;"><img src="https://cdn.shopify.com/s/files/1/0566/3408/1340/files/sdasdsa-removebg-preview_480x480.png?v=1675623511" alt=""></td></tr><tr><td style="width: 51.4725%;" data-mce-style="width: 51.4725%;"></td><td style="width: 45.8759%;" data-mce-style="width: 45.8759%;"></td></tr></tbody></table><br></td></tr></tbody></table><p><br><strong>Canadian Solar's Specification</strong></p><table width="100%"><tbody><tr><td style="width: 48.2638%;"><span>Model</span></td><td style="width: 47.7362%;">CS3K-315P/MS 315W</td></tr><tr><td style="width: 48.2638%;"><span>Series</span></td><td style="width: 47.7362%;"><span>-</span></td></tr><tr><td style="width: 48.2638%;"><span>Manufacturer</span></td><td style="width: 47.7362%;"><span>Canadian Solar</span></td></tr></tbody></table><p><strong><br>MECHANICALÂ </strong><br></p><table width="100%"><tbody><tr style="height: 19px;" data-mce-style="height: 19px;"><td style="width: 49.0244%; height: 19px;" data-mce-style="width: 49.0244%; height: 19px;">Specification</td><td style="width: 47.9756%; height: 19px;" data-mce-style="width: 47.9756%; height: 19px;">Data</td></tr><tr style="height: 19px;" data-mce-style="height: 19px;"><td style="width: 49.0244%; height: 19px;" data-mce-style="width: 49.0244%; height: 19px;">Cell Type</td><td style="width: 47.9756%; height: 19px;" data-mce-style="width: 47.9756%; height: 19px;">Mono-crystalline</td></tr><tr style="height: 21.5625px;" data-mce-style="height: 21.5625px;"><td style="width: 49.0244%; height: 21.5625px;" data-mce-style="width: 49.0244%; height: 21.5625px;">Cell Arrangement</td><td style="width: 47.9756%; height: 21.5625px;" data-mce-style="width: 47.9756%; height: 21.5625px;">120 [2 X (10 X 6)]</td></tr><tr style="height: 19px;" data-mce-style="height: 19px;"><td style="width: 49.0244%; height: 19px;" data-mce-style="width: 49.0244%; height: 19px;">Dimensions</td><td style="width: 47.9756%; height: 19px;" data-mce-style="width: 47.9756%; height: 19px;">1675 X 992 X 35 mm(65.9 X 39.1 X 1.38 in)</td></tr><tr style="height: 19px;" data-mce-style="height: 19px;"><td style="width: 49.0244%; height: 19px;" data-mce-style="width: 49.0244%; height: 19px;">Weight</td><td style="width: 47.9756%; height: 19px;" data-mce-style="width: 47.9756%; height: 19px;">18.5 kg (40.8 lbs)</td></tr><tr style="height: 19px;" data-mce-style="height: 19px;"><td style="width: 49.0244%; height: 19px;" data-mce-style="width: 49.0244%; height: 19px;">Front / Back Glass</td><td style="width: 47.9756%; height: 19px;" data-mce-style="width: 47.9756%; height: 19px;">3.2 mm tempered glass</td></tr><tr style="height: 19px;" data-mce-style="height: 19px;"><td style="width: 49.0244%; height: 19px;" data-mce-style="width: 49.0244%; height: 19px;">Frame</td><td style="width: 47.9756%; height: 19px;" data-mce-style="width: 47.9756%; height: 19px;">Anodized aluminium alloy</td></tr><tr style="height: 19px;" data-mce-style="height: 19px;"><td style="width: 49.0244%; height: 19px;" data-mce-style="width: 49.0244%; height: 19px;">J-Box</td><td style="width: 47.9756%; height: 19px;" data-mce-style="width: 47.9756%; height: 19px;">IP68, 3 bypass diodes</td></tr><tr style="height: 19px;" data-mce-style="height: 19px;"><td style="width: 49.0244%; height: 19px;" data-mce-style="width: 49.0244%; height: 19px;">Cable</td><td style="width: 47.9756%; height: 19px;" data-mce-style="width: 47.9756%; height: 19px;">4.0 mmÂ² (IEC), 12 AWG (UL)</td></tr><tr style="height: 19px;" data-mce-style="height: 19px;"><td style="width: 49.0244%; height: 19px;" data-mce-style="width: 49.0244%; height: 19px;">Cable Length (Including Connector)</td><td style="width: 47.9756%; height: 19px;" data-mce-style="width: 47.9756%; height: 19px;"><p>400 mm (15.7 in) (+) / 280 mm<br>1160 mm (45.7 in) T4 series</p></td></tr></tbody></table><p><strong><br>ELECTRICAL</strong></p><table width="100%"><tbody><tr><td style="width: 47.723%;" data-mce-style="width: 47.723%;">Nominal Max. Power (Pmax)</td><td style="width: 46.277%;" data-mce-style="width: 46.277%;">315 W</td></tr><tr><td style="width: 47.723%;" data-mce-style="width: 47.723%;">Opt. Operating Voltage (Vmp)</td><td style="width: 46.277%;" data-mce-style="width: 46.277%;">33.1 V</td></tr><tr><td style="width: 47.723%;" data-mce-style="width: 47.723%;">Opt. Operating Current (Imp)</td><td style="width: 46.277%;" data-mce-style="width: 46.277%;">9.52 A</td></tr><tr><td style="width: 47.723%;" data-mce-style="width: 47.723%;">Open Circuit Voltage (Voc)</td><td style="width: 46.277%;" data-mce-style="width: 46.277%;">39.9 V</td></tr><tr><td style="width: 47.723%;" data-mce-style="width: 47.723%;">Short Circuit Current (Isc)</td><td style="width: 46.277%;" data-mce-style="width: 46.277%;">10.06 A</td></tr></tbody></table><p><br>Â <strong>Warranty</strong><br data-mce-fragment="1"></p><ul><li>Â Product warranty on materials and workmanship for 10 years</li><li>Â LinearÂ power outputÂ warrantyÂ 25 years</li></ul><p>* Refer to warranty document for terms and conditions<br data-mce-fragment="1"><strong><br>Documentation</strong></p><table width="100%"><tbody><tr><td style="width: 24%;" data-mce-style="width: 24%;"><a href="https://cdn.shopify.com/s/files/1/0566/3408/1340/files/Canadian_Solar_CS3K-300-315MS-_F16_9a0a3aa5-41bb-43f2-ae6f-a5b775603782.pdf?v=1675673492" data-mce-href="https://cdn.shopify.com/s/files/1/0566/3408/1340/files/Canadian_Solar_CS3K-300-315MS-_F16_9a0a3aa5-41bb-43f2-ae6f-a5b775603782.pdf?v=1675673492"><span style="color: #2b00ff;" data-mce-style="color: #2b00ff;">Data Sheet</span></a></td></tr></tbody></table><p><br><strong>Detailed Information</strong><br><br>With Canadian Solarâ€™s industry leading mono-PERC cell technology and the innovative LIC (Low Internal Current) module technology, we are now able to offer our global customers high power mono modules up to 315 W.<br></p><p>The KuPower mono modules with a dimension of 1675 Ë£â€‰992 mm, close to our 60 cell SuperPower modules.<br><br><strong>High reliability</strong><br><br>Cell interconnections and diode placement use well-established industry practice and are field-proven to provide excellent reliability.<br><br>Lower hot spot temperature<br><br>Minimizes micro-cracks<br><br>enhanced wind load up to 6000 Pa*</p><p><br><strong>Quality and certifications</strong><br><br>ISO 9001:2008 / Quality management system<br><br>ISO 14001:2004 / Standards for environmental management system<br><br>OHSAS 18001:2007 / International standards for occupational health &amp; safety<br><br>IEC 61215 / IEC 61730: VDE / CE<br><br>UL 1703: CSA<br></p></td></tr></tbody></table>
USSP100-0097 | 0 | CS3K-315P/MS-Pallet | Canadian Solar 9.45kW Pallet - 315W Solar Panel (Silver) ¦ Mono-Crystalline ¦ CS3K-315P/MS ¦ Full Pallet (30) | <p data-sourcepos="5:1-5:326" data-mce-fragment="1">The Canadian Solar 9.45kW Pallet - 315W Solar Panel (Silver) ¦ Mono-Crystalline ¦ CS3K-315P/MS ¦ Full Pallet (30) is a set of 30 solar panels that can generate a total of 9.45kW of power. Each panel is 315W and has a silver finish. The panels are made of monocrystalline solar cells, which are known for their high efficiency.</p><p data-sourcepos="7:1-7:18" data-mce-fragment="1"><strong data-mce-fragment="1">Specifications</strong></p><ul data-sourcepos="9:1-20:0" data-mce-fragment="1"><li data-sourcepos="9:1-9:21" data-mce-fragment="1">Model: CS3K-315P/MS</li><li data-sourcepos="10:1-10:30" data-mce-fragment="1">Manufacturer: Canadian Solar</li><li data-sourcepos="11:1-11:35" data-mce-fragment="1">Type: Monocrystalline solar panel</li><li data-sourcepos="12:1-12:15" data-mce-fragment="1">Wattage: 315W</li><li data-sourcepos="13:1-13:28" data-mce-fragment="1">Cell type: Monocrystalline</li><li data-sourcepos="14:1-14:21" data-mce-fragment="1">Frame color: Silver</li><li data-sourcepos="15:1-15:25" data-mce-fragment="1">Efficiency: Up to 18.3%</li><li data-sourcepos="16:1-16:43" data-mce-fragment="1">Operating temperature range: -40 to +85Â°C</li><li data-sourcepos="17:1-17:28" data-mce-fragment="1">Weight: 40.8 lbs</li><li data-sourcepos="18:1-18:56" data-mce-fragment="1">Dimensions: (LxWxH): 65.9 X 39.1 X 1.38 Inches</li><li data-sourcepos="19:1-20:0" data-mce-fragment="1">Warranty: 10 years</li></ul><p data-sourcepos="21:1-21:24" data-mce-fragment="1"><strong data-mce-fragment="1">Detailed Information</strong></p><ul data-sourcepos="23:1-26:0" data-mce-fragment="1"><li data-sourcepos="23:1-23:135" data-mce-fragment="1"><strong data-mce-fragment="1">Monocrystalline solar cells</strong><span data-mce-fragment="1">Â </span>are known for their high efficiency, which means that they can convert more sunlight into electricity</li><li data-sourcepos="24:1-24:91" data-mce-fragment="1"><strong data-mce-fragment="1">Silver finish</strong><span data-mce-fragment="1">Â </span>is aesthetically pleasing and helps to reflect heat away from the panel</li><li data-sourcepos="25:1-26:0" data-mce-fragment="1"><strong data-mce-fragment="1">10-year warranty</strong><span data-mce-fragment="1">Â </span>gives you peace of mind knowing that your panels are covered</li></ul><p data-sourcepos="27:1-27:25" data-mce-fragment="1"><strong data-mce-fragment="1">Weight and Dimensions</strong></p><ul data-sourcepos="29:1-31:0" data-mce-fragment="1"><li data-sourcepos="29:1-29:42" data-mce-fragment="1"><strong data-mce-fragment="1">Weight:</strong><span data-mce-fragment="1">Â </span>18.5 kg (40.8 lbs) per panel</li><li data-sourcepos="30:1-31:0" data-mce-fragment="1"><strong data-mce-fragment="1">Dimensions:</strong><span data-mce-fragment="1">Â </span>1675 x 992 x 35 mm (65.9 x 39.1 x 1.38 in) per panel</li></ul>
USSP100-0033 | 259.15 | REC365NP2 | REC Solar REC365NP2-Black N-PEAK 2 Black Series 365 Watt Monocrystalline Solar Module | <table width="100%" data-mce-fragment="1"><tbody data-mce-fragment="1"><tr data-mce-fragment="1"><td data-mce-fragment="1"><strong>REC Solar REC365NP2-Black N-PEAK 2 Black Series 365 Watt Monocrystalline Solar Module</strong></td></tr><tr data-mce-fragment="1"><td data-mce-fragment="1"><p>This line of modules is the direct result of over three decades of design, manufacturing and use. Attending to every detail in the design and manufacture of our products, our process controls and testing methods have optimized module life and electrical energy production.</p><table width="100%"><tbody><tr><td><table width="100%"><tbody><tr><td style="width: 51.4725%;" data-mce-style="width: 51.4725%;"><br></td><td style="width: 45.8759%;" data-mce-style="width: 45.8759%;"><br></td></tr><tr><td style="width: 51.4725%;" data-mce-style="width: 51.4725%;"><div style="text-align: left;"><img style="margin-bottom: 16px; float: none;" alt="Description image" src="https://cdn.shopify.com/s/files/1/0566/3408/1340/files/Screenshot_1_204695cf-2e22-494d-8617-0c73752a43e3_480x480.png?v=1676003791"></div></td><td style="width: 45.8759%;" data-mce-style="width: 45.8759%;"><div style="text-align: left;"><img style="margin-bottom: 16px; float: none;" alt="Description image" src="https://cdn.shopify.com/s/files/1/0566/3408/1340/files/REC_png-1_png_480x480.png?v=1676002268"></div></td></tr><tr><td style="width: 51.4725%;" data-mce-style="width: 51.4725%;"></td><td style="width: 45.8759%;" data-mce-style="width: 45.8759%;"></td></tr></tbody></table><br></td></tr></tbody></table><p><strong>REC Solar's Specification</strong></p><table width="100%"><tbody><tr><td style="width: 48.2638%;"><span>Model</span></td><td style="width: 47.7362%;">REC365NP2-Black</td></tr><tr><td style="width: 48.2638%;"><span>Series</span></td><td style="width: 47.7362%;">REC N-PEAK 2 BLACK SERIES</td></tr><tr><td style="width: 48.2638%;"><span>Manufacturer</span></td><td style="width: 47.7362%;"><span>REC</span></td></tr></tbody></table><p><strong><br>MECHANICAL </strong><br></p><table width="100%"><tbody><tr><td style="width: 49.0244%;" data-mce-style="width: 49.0244%;">Specification</td><td style="width: 47.9756%;" data-mce-style="width: 47.9756%;">Data</td></tr><tr><td style="width: 49.0244%;" data-mce-style="width: 49.0244%;">Cell Type</td><td style="width: 47.9756%;" data-mce-style="width: 47.9756%;">120 half-cut mono c-Si n-type cells 6 strings of 20 cells in series</td></tr><tr><td style="width: 49.0244%;" data-mce-style="width: 49.0244%;">Cell Arrangement</td><td style="width: 47.9756%;" data-mce-style="width: 47.9756%;">-<br></td></tr><tr><td style="width: 49.0244%;" data-mce-style="width: 49.0244%;">Dimensions</td><td style="width: 47.9756%;" data-mce-style="width: 47.9756%;">69.1 x 40.94 x 1.2 in (1755 x 1040 x 30 mm)</td></tr><tr><td style="width: 49.0244%;" data-mce-style="width: 49.0244%;">Weight</td><td style="width: 47.9756%;" data-mce-style="width: 47.9756%;">44.0 lbs (20.0 kg)</td></tr><tr><td style="width: 49.0244%;" data-mce-style="width: 49.0244%;">Front / Back Glass</td><td style="width: 47.9756%;" data-mce-style="width: 47.9756%;">0.13â€ (3.2 mm) solar glass with anti-reflection surface treatment</td></tr><tr><td style="width: 49.0244%;" data-mce-style="width: 49.0244%;">Frame</td><td style="width: 47.9756%;" data-mce-style="width: 47.9756%;">Anodized aluminium Black</td></tr><tr><td style="width: 49.0244%;" data-mce-style="width: 49.0244%;">J-Box</td><td style="width: 47.9756%;" data-mce-style="width: 47.9756%;">IP68, 3 bypass diodes</td></tr><tr><td style="width: 49.0244%;" data-mce-style="width: 49.0244%;">Cable</td><td style="width: 47.9756%;" data-mce-style="width: 47.9756%;">12 AWG (4 mmÂ²) PV wire, 43 + 47â€ (1.1 m + 1.2 m)</td></tr><tr><td style="width: 49.0244%;" data-mce-style="width: 49.0244%;">Cable Length (Including Connector)</td><td style="width: 47.9756%;" data-mce-style="width: 47.9756%;">MC4 PV-KBT4/KST4, 12 AWG</td></tr><tr><td style="width: 49.0244%;" data-mce-style="width: 49.0244%;"></td><td style="width: 47.9756%;" data-mce-style="width: 47.9756%;"></td></tr></tbody></table><p><strong><br>ELECTRICAL</strong></p><table width="100%"><tbody><tr><td style="width: 47.723%;" data-mce-style="width: 47.723%;">Nominal Max. Power (Pmax)</td><td style="width: 46.277%;" data-mce-style="width: 46.277%;">365 W</td></tr><tr><td style="width: 47.723%;" data-mce-style="width: 47.723%;">Opt. Operating Voltage (Vmp)</td><td style="width: 46.277%;" data-mce-style="width: 46.277%;">-<br></td></tr><tr><td style="width: 47.723%;" data-mce-style="width: 47.723%;">Opt. Operating Current (Imp)</td><td style="width: 46.277%;" data-mce-style="width: 46.277%;">-<br></td></tr><tr><td style="width: 47.723%;" data-mce-style="width: 47.723%;">Open Circuit Voltage (Voc)</td><td style="width: 46.277%;" data-mce-style="width: 46.277%;">40.9 V</td></tr><tr><td style="width: 47.723%;" data-mce-style="width: 47.723%;">Short Circuit Current (Isc)</td><td style="width: 46.277%;" data-mce-style="width: 46.277%;">11.36 A</td></tr></tbody></table><p><strong><br>Warranty</strong><br data-mce-fragment="1"></p><ul><li>25 Years Pro Trust Warranty<br></li></ul><p>* Refer to warranty document for terms and conditions<br data-mce-fragment="1"><strong>Documentation</strong></p><table width="100%"><tbody><tr><td style="width: 24%;" data-mce-style="width: 24%;"><a href="https://cdn.shopify.com/s/files/1/0566/3408/1340/files/REC360NP2-BLACK_Data_Sheet_8258e345-e149-4ad4-8e86-5bca86b90088.pdf"><span style="color: #2b00ff;" data-mce-style="color: #2b00ff;">Data Sheet</span></a></td></tr></tbody></table><p><br><strong>Detailed Information</strong><br><br>Packing in cutting-edge technologies to deliver higher power density, stunning aesthetics, and minimal environmental impact - all with the renowned reliability of REC - REC Alpha is the solar panel of choice for home solar.Â <br></p><p><strong>High reliability</strong><br>Cell interconnections and diode placement use well-established industry practice and are field-proven to provide excellent reliability.<br><br>Leading temperature coefficient means more energy as temperature rises<br data-mce-fragment="1">Higher power for greater savings and accelerated return on investment<br data-mce-fragment="1">With high power density (214 watts/mÂ²), REC Alpha panels generate more energy from the same area, getting more from limited spaces<br><br><strong>Quality and certifications</strong></p><p>IEC 61215:2016, IEC 61730:2016, UL 61730 (Pending)</p><p>ISO 14001:2004, ISO 9001:2015,</p><p>OHSAS 18001:2007, IEC 62941<br></p></td></tr></tbody></table>
USSP100-0034 | 255.6 | REC360NP2 | REC REC360NP2 360W Black On Black 120 Half-cell Mono Solar Panel | <table width="100%" data-mce-fragment="1"><tbody data-mce-fragment="1"><tr data-mce-fragment="1"><td data-mce-fragment="1"><strong>REC REC360NP2 360W Black On Black 120 Half-cell Mono Solar Panel</strong><br><br></td></tr><tr data-mce-fragment="1"><td data-mce-fragment="1"><p>This line of modules is the direct result of over three decades of design, manufacturing and use. Attending to every detail in the design and manufacture of our products, our process controls and testing methods have optimized module life and electrical energy production.</p><table width="100%"><tbody><tr><td><table width="100%"><tbody><tr><td style="width: 51.4725%;" data-mce-style="width: 51.4725%;"><br></td><td style="width: 45.8759%;" data-mce-style="width: 45.8759%;"><br></td></tr><tr><td style="width: 51.4725%;" data-mce-style="width: 51.4725%;"><div style="text-align: left;"><img style="margin-bottom: 16px; float: none;" alt="Description image" src="https://cdn.shopify.com/s/files/1/0566/3408/1340/files/Screenshot_1_204695cf-2e22-494d-8617-0c73752a43e3_480x480.png?v=1676003791"></div></td><td style="width: 45.8759%;" data-mce-style="width: 45.8759%;">-<div style="text-align: left;" data-mce-fragment="1" data-mce-style="text-align: left;"><img src="https://cdn.shopify.com/s/files/1/0566/3408/1340/files/REC_png-1_png_480x480.png?v=1676002268" alt="Description image" style="margin-bottom: 16px; float: none;" data-mce-fragment="1" data-mce-style="margin-bottom: 16px; float: none;" data-mce-src="https://cdn.shopify.com/s/files/1/0566/3408/1340/files/REC_png-1_png_480x480.png?v=1676002268"></div><br></td></tr><tr><td style="width: 51.4725%;" data-mce-style="width: 51.4725%;"></td><td style="width: 45.8759%;" data-mce-style="width: 45.8759%;"></td></tr></tbody></table><br></td></tr></tbody></table><p><br><strong>REC Solar's Specification</strong></p><table width="100%"><tbody><tr><td style="width: 48.2638%;"><span>Model</span></td><td style="width: 47.7362%;">REC360NP2</td></tr><tr><td style="width: 48.2638%;"><span>Series</span></td><td style="width: 47.7362%;">RECÂ N-Peak 2 black Series</td></tr><tr><td style="width: 48.2638%;"><span>Manufacturer</span></td><td style="width: 47.7362%;">REC</td></tr></tbody></table><p><strong><br>MECHANICAL </strong><br></p><table width="100%"><tbody><tr><td style="width: 49.0244%;" data-mce-style="width: 49.0244%;">Specification</td><td style="width: 47.9756%;" data-mce-style="width: 47.9756%;">Data</td></tr><tr><td style="width: 49.0244%;" data-mce-style="width: 49.0244%;">Cell Type</td><td style="width: 47.9756%;" data-mce-style="width: 47.9756%;">120 half-cut mono c-Si n-type cells 6 strings of 20 cells in series</td></tr><tr><td style="width: 49.0244%;" data-mce-style="width: 49.0244%;">Cell Arrangement</td><td style="width: 47.9756%;" data-mce-style="width: 47.9756%;">-<br></td></tr><tr><td style="width: 49.0244%;" data-mce-style="width: 49.0244%;">Dimensions</td><td style="width: 47.9756%;" data-mce-style="width: 47.9756%;">2132 Ë£ 1048 Ë£ 30 mm (83.9 Ë£ 41.3 Ë£ 1.2 in)</td></tr><tr><td style="width: 49.0244%;" data-mce-style="width: 49.0244%;">Weight</td><td style="width: 47.9756%;" data-mce-style="width: 47.9756%;">28.4 kg (62.6 lbs)</td></tr><tr><td style="width: 49.0244%;" data-mce-style="width: 49.0244%;">Front / Back Glass</td><td style="width: 47.9756%;" data-mce-style="width: 47.9756%;">2.0 mm heat strengthened glass</td></tr><tr><td style="width: 49.0244%;" data-mce-style="width: 49.0244%;">Frame</td><td style="width: 47.9756%;" data-mce-style="width: 47.9756%;">Anodized aluminium alloy</td></tr><tr><td style="width: 49.0244%;" data-mce-style="width: 49.0244%;">J-Box</td><td style="width: 47.9756%;" data-mce-style="width: 47.9756%;">IP68, 3 diodes</td></tr><tr><td style="width: 49.0244%;" data-mce-style="width: 49.0244%;">Cable</td><td style="width: 47.9756%;" data-mce-style="width: 47.9756%;">4.0 mmÂ² (IEC), 12 AWG (UL)</td></tr><tr><td style="width: 49.0244%;" data-mce-style="width: 49.0244%;">Cable Length (Including Connector)</td><td style="width: 47.9756%;" data-mce-style="width: 47.9756%;">400 mm (15.7 in) (+) / 280 mm (11.0 in) (-) or customized length*</td></tr><tr><td style="width: 49.0244%;" data-mce-style="width: 49.0244%;"></td><td style="width: 47.9756%;" data-mce-style="width: 47.9756%;"></td></tr></tbody></table><p><strong><br>ELECTRICAL</strong></p><table width="100%"><tbody><tr><td style="width: 47.723%;" data-mce-style="width: 47.723%;">Nominal Max. Power (Pmax)</td><td style="width: 46.277%;" data-mce-style="width: 46.277%;">360 W</td></tr><tr><td style="width: 47.723%;" data-mce-style="width: 47.723%;">Opt. Operating Voltage (Vmp)</td><td style="width: 46.277%;" data-mce-style="width: 46.277%;">-<br></td></tr><tr><td style="width: 47.723%;" data-mce-style="width: 47.723%;">Opt. Operating Current (Imp)</td><td style="width: 46.277%;" data-mce-style="width: 46.277%;">-<br></td></tr><tr><td style="width: 47.723%;" data-mce-style="width: 47.723%;">Open Circuit Voltage (Voc)</td><td style="width: 46.277%;" data-mce-style="width: 46.277%;">40.8 V</td></tr><tr><td style="width: 47.723%;" data-mce-style="width: 47.723%;">Short Circuit Current (Isc)</td><td style="width: 46.277%;" data-mce-style="width: 46.277%;">11.31 A</td></tr></tbody></table><p><strong><br>Warranty</strong><br data-mce-fragment="1"></p><ul><li>25 Years Pro Trust Warranty<br></li></ul><p>* Refer to warranty document for terms and conditions<br><br data-mce-fragment="1"><strong>Documentation</strong></p><table width="100%"><tbody><tr><td style="width: 24%;" data-mce-style="width: 24%;"><a href="https://cdn.shopify.com/s/files/1/0566/3408/1340/files/REC360NP2-BLACK_Data_Sheet_8258e345-e149-4ad4-8e86-5bca86b90088.pdf"><span style="color: #2b00ff;" data-mce-style="color: #2b00ff;">Data Sheet</span></a></td></tr></tbody></table><p><br><strong>Detailed Information</strong><br><br>Packing in cutting-edge technologies to deliver higher power density, stunning aesthetics, and minimal environmental impact - all with the renowned reliability of REC - REC Alpha is the solar panel of choice for home solar. <br data-mce-fragment="1"><strong></strong></p><p><strong>High reliability</strong><br></p><p>Cell interconnections and diode placement use well-established industry practice and are field-proven to provide excellent reliability.<br><br>Leading temperature coefficient means more energy as temperature rises<br data-mce-fragment="1">Higher power for greater savings and accelerated return on investment<br data-mce-fragment="1">With high power density (214 watts/mÂ²), REC Alpha panels generate more energy from the same area, getting more from limited spaces<br data-mce-fragment="1"><br><strong>Quality and certifications</strong></p><p>IEC 61215:2016, IEC 61730:2016, UL 61730 (Pending)</p><p>ISO 14001:2004, ISO 9001:2015</p><p>OHSAS 18001:2007, IEC 62941<br></p></td></tr></tbody></table>
USSP100-0095 | 414.1 | EVPV410H | Panasonic Evervolt EVPV410H 410W Black On White Mono Solar Panel | <table width="100%" data-mce-fragment="1"><tbody data-mce-fragment="1"><tr data-mce-fragment="1"><td data-mce-fragment="1"><strong>Panasonic Evervolt EVPV410H 410W Black On White Mono Solar Panel</strong><br></td></tr><tr data-mce-fragment="1"><td data-mce-fragment="1"><p><span data-mce-fragment="1">Panasonic photovoltaic EverVolt modules (EVPV400H) feature an innovative hetero-junction cell structure made of mono-crystalline and amorphous silicon layers. Ultra-thin amorphous silicon layers prevent recombinations of electrons, keeping carrier loss to an absolute minimum. As a result, EverVolt conversion efficiency ratings are among the highest available today.</span>Â </p><table width="100%"><tbody><tr><td></td></tr></tbody></table><table width="100%"><tbody><tr><td><table width="100%"><tbody><tr><td style="width: 51.4725%;" data-mce-style="width: 51.4725%;"><br></td><td style="width: 45.8759%;" data-mce-style="width: 45.8759%;"><br></td></tr><tr><td style="width: 51.4725%;" data-mce-style="width: 51.4725%;"><div style="text-align: left;"><img style="margin-bottom: 16px; float: none;" alt="Description image" src="https://cdn.shopify.com/s/files/1/0566/3408/1340/files/Screenshot_4_507e30ef-a4e3-4895-90f7-ee35a0ad3579_480x480.png?v=1677560077"></div></td><td style="width: 45.8759%;" data-mce-style="width: 45.8759%;"><div style="text-align: left;"><img style="margin-bottom: 16px; float: none;" alt="Description image" src="https://cdn.shopify.com/s/files/1/0566/3408/1340/files/Screenshot_1_6f1e040b-06d7-4082-bd1e-758608818250_480x480.png?v=1677560105"></div></td></tr><tr><td style="width: 51.4725%;" data-mce-style="width: 51.4725%;"></td><td style="width: 45.8759%;" data-mce-style="width: 45.8759%;"></td></tr></tbody></table><br></td></tr></tbody></table><p><br></p><p><strong>PanasoncÂ Solar<span data-mce-fragment="1">Â Specifications</span>Â </strong></p><table width="100%"><tbody><tr><td style="width: 48.2638%;"><span>Model</span></td><td style="width: 47.7362%;">EVPV410H</td></tr><tr><td style="width: 48.2638%;"><span>Series</span></td><td style="width: 47.7362%;">-</td></tr><tr><td style="width: 48.2638%;"><span>Manufacturer</span></td><td style="width: 47.7362%;">Panasonic</td></tr></tbody></table><p><br><strong>MECHANICALÂ </strong><br></p><table width="100%"><tbody><tr><td style="width: 49.0244%;" data-mce-style="width: 49.0244%;">Specification</td><td style="width: 47.9756%;" data-mce-style="width: 47.9756%;">Data</td></tr><tr><td style="width: 49.0244%;" data-mce-style="width: 49.0244%;">Cell Type</td><td style="width: 47.9756%;" data-mce-style="width: 47.9756%;">-<br></td></tr><tr><td style="width: 49.0244%;" data-mce-style="width: 49.0244%;">Cell Arrangement</td><td style="width: 47.9756%;" data-mce-style="width: 47.9756%;">-<br></td></tr><tr><td style="width: 49.0244%;" data-mce-style="width: 49.0244%;">Dimensions</td><td style="width: 47.9756%;" data-mce-style="width: 47.9756%;">71.7 x 40.0 x 1.2 in (1821 x 1016 x 30 mm)</td></tr><tr><td style="width: 49.0244%;" data-mce-style="width: 49.0244%;">Weight</td><td style="width: 47.9756%;" data-mce-style="width: 47.9756%;">45.0 lbs (20.5kg)</td></tr><tr><td style="width: 49.0244%;" data-mce-style="width: 49.0244%;">Front / Back Glass</td><td style="width: 47.9756%;" data-mce-style="width: 47.9756%;">-<br></td></tr><tr><td style="width: 49.0244%;" data-mce-style="width: 49.0244%;">Frame</td><td style="width: 47.9756%;" data-mce-style="width: 47.9756%;">Anodized aluminium alloy</td></tr><tr><td style="width: 49.0244%;" data-mce-style="width: 49.0244%;">J-Box</td><td style="width: 47.9756%;" data-mce-style="width: 47.9756%;">IP68, 3 bypass diodes</td></tr><tr><td style="width: 49.0244%;" data-mce-style="width: 49.0244%;">Cable</td><td style="width: 47.9756%;" data-mce-style="width: 47.9756%;">12AWG(4mm2) PV Wire, 43in + 47in</td></tr><tr><td style="width: 49.0244%;" data-mce-style="width: 49.0244%;">Cable Length (Including Connector)</td><td style="width: 47.9756%;" data-mce-style="width: 47.9756%;">StÃ¤ubli MC4 PV-KBT4/KST4 (4 mmÂ²)</td></tr></tbody></table><p><strong><br>ELECTRICAL</strong></p><table width="100%"><tbody><tr><td style="width: 47.723%;" data-mce-style="width: 47.723%;">Nominal Max. Power (Pmax)</td><td style="width: 46.277%;" data-mce-style="width: 46.277%;">410W</td></tr><tr><td style="width: 47.723%;" data-mce-style="width: 47.723%;">Optimum Operating Voltage/Vmp(V)</td><td style="width: 46.277%;" data-mce-style="width: 46.277%;">42.7V</td></tr><tr><td style="width: 47.723%;" data-mce-style="width: 47.723%;">Opt. Operating Current (Imp)</td><td style="width: 46.277%;" data-mce-style="width: 46.277%;">9.61A</td></tr><tr><td style="width: 47.723%;" data-mce-style="width: 47.723%;">Open Circuit Voltage (Voc)</td><td style="width: 46.277%;" data-mce-style="width: 46.277%;">49.0V</td></tr><tr><td style="width: 47.723%;" data-mce-style="width: 47.723%;">Short Circuit Current (Isc)</td><td style="width: 46.277%;" data-mce-style="width: 46.277%;">10.35A</td></tr></tbody></table><p><br>Â <strong>Warranty</strong><br data-mce-fragment="1"></p><ul><li>ProductÂ Performance and Liner 25-year warranties</li></ul><p>* Refer to warranty document for terms and conditions</p><p><strong>Documentation</strong></p><table width="100%"><tbody><tr><td style="width: 24%;" data-mce-style="width: 24%;"><a href="https://cdn.shopify.com/s/files/1/0566/3408/1340/files/Panasonic-EVPV400H-HJT-400-410-White-Prelim-DS.pdf?v=1678096629"><span style="color: #2b00ff;" data-mce-style="color: #2b00ff;">Data Sheet</span></a></td></tr></tbody></table><p><br><strong>Detailed Information</strong><br></p><p>The panel's temperature coefficient is -0.26% per degree Celsius and the manufacturer offers a 25-year product guarantee and a 25-year power output guarantee. The panels are said to be able to operate at 92% of their original performance at the end of the guarantee period.</p><p>â€œMore homeowners than ever are interested in going solar, so offering a wide array of wattage, size and price options is essential to staying competitive in the market,â€ said Mukesh Sethi, Director of Solar and Energy Storage at Panasonic Life Solutions Company of America.</p><p><strong>High reliability<br></strong>Cell interconnections and diode placement use well-established industry practice and are field-proven to provide excellent reliability.<br><br><span data-mce-fragment="1">Lower hot spot temperature</span><br data-mce-fragment="1">Superior module efficiency of 22.2% and 21.6%, respectively, allows maximum power production with less roof space.<br>Continuous power production in shaded areas for greater energy yields and output</p><p><strong>Quality and certifications<br></strong><br>IEC61215-2:2016 [Hailstone 35mm] Fire Type 2 (UL 61730) Salt Mist [IEC 61701] PID [IEC 62804] Ammonia Resistance [IEC 62716] Lead-free acc. to RoHS EU 863/2015 [IEC 62321]<br></p></td></tr></tbody></table>
USSP100-0094 | 423.05 | EVPV400H | Panasonic EverVolt Series EVPV400H 400W Black/White Solar Panel | <table width="100%" data-mce-fragment="1"><tbody data-mce-fragment="1"><tr data-mce-fragment="1"><td data-mce-fragment="1"><strong>Panasonic EverVolt Series EVPV400H 400W Black/White Solar Panel</strong></td></tr><tr data-mce-fragment="1"><td data-mce-fragment="1"><p><span>Panasonic photovoltaic EverVolt modules (EVPV400H) feature an innovative hetero-junction cell structure made of mono-crystalline and amorphous silicon layers. Ultra-thin amorphous silicon layers prevent recombinations of electrons, keeping carrier loss to an absolute minimum. As a result, EverVolt conversion efficiency ratings are among the highest available today.</span></p><table width="100%"><tbody><tr><td>Â </td></tr></tbody></table><table width="100%"><tbody><tr><td><table width="100%"><tbody><tr><td style="width: 51.4725%;" data-mce-style="width: 51.4725%;"><br></td><td style="width: 45.8759%;" data-mce-style="width: 45.8759%;"><br></td></tr><tr><td style="width: 51.4725%;" data-mce-style="width: 51.4725%;"><div style="text-align: left;"><img style="margin-bottom: 16px; float: none;" alt="Description image" src="https://cdn.shopify.com/s/files/1/0566/3408/1340/files/Screenshot_8_1c7be7d0-7400-4e21-b1c8-5d0ac1be13aa_480x480.png?v=1677587991"></div></td><td style="width: 45.8759%;" data-mce-style="width: 45.8759%;"><div style="text-align: left;"><img style="margin-bottom: 16px; float: none;" alt="Description image" src="https://cdn.shopify.com/s/files/1/0566/3408/1340/files/Screenshot_9_5b232d84-4597-45cf-952c-1a158d8e79f2_480x480.png?v=1677588061"></div></td></tr><tr><td style="width: 51.4725%;" data-mce-style="width: 51.4725%;"></td><td style="width: 45.8759%;" data-mce-style="width: 45.8759%;"></td></tr></tbody></table><br></td></tr></tbody></table><p><br></p><p><strong>Panasonic Solar<span data-mce-fragment="1">Â Specifications</span>Â </strong></p><table width="100%"><tbody><tr><td style="width: 48.2638%;"><span>Model</span></td><td style="width: 47.7362%;">EVPV400H</td></tr><tr><td style="width: 48.2638%;"><span>Series</span></td><td style="width: 47.7362%;">EverVolt</td></tr><tr><td style="width: 48.2638%;"><span>Manufacturer</span></td><td style="width: 47.7362%;"><span>Panasonic</span></td></tr></tbody></table><p><br><strong>MECHANICALÂ </strong><br></p><table width="100%"><tbody><tr><td style="width: 49.0244%;" data-mce-style="width: 49.0244%;">Specification</td><td style="width: 47.9756%;" data-mce-style="width: 47.9756%;">Data</td></tr><tr><td style="width: 49.0244%;" data-mce-style="width: 49.0244%;">Cell Type</td><td style="width: 47.9756%;" data-mce-style="width: 47.9756%;">Monocrystalline</td></tr><tr><td style="width: 49.0244%;" data-mce-style="width: 49.0244%;">Cell Arrangement</td><td style="width: 47.9756%;" data-mce-style="width: 47.9756%;">-<br></td></tr><tr><td style="width: 49.0244%;" data-mce-style="width: 49.0244%;">Dimensions</td><td style="width: 47.9756%;" data-mce-style="width: 47.9756%;">71.7 x 40.0 x 1.2 in (1821 x 1016 x 30 mm)</td></tr><tr><td style="width: 49.0244%;" data-mce-style="width: 49.0244%;">Weight</td><td style="width: 47.9756%;" data-mce-style="width: 47.9756%;">45.0 lbs (20.5kg)</td></tr><tr><td style="width: 49.0244%;" data-mce-style="width: 49.0244%;">Front / Back Glass</td><td style="width: 47.9756%;" data-mce-style="width: 47.9756%;">-</td></tr><tr><td style="width: 49.0244%;" data-mce-style="width: 49.0244%;">Frame</td><td style="width: 47.9756%;" data-mce-style="width: 47.9756%;">Anodized aluminium alloy</td></tr><tr><td style="width: 49.0244%;" data-mce-style="width: 49.0244%;">J-Box</td><td style="width: 47.9756%;" data-mce-style="width: 47.9756%;">3-part, 3 bypass diodes, IP68 rated</td></tr><tr><td style="width: 49.0244%;" data-mce-style="width: 49.0244%;">Cable4.0 mmÂ² (IEC), 12 AWG (UL)</td><td style="width: 47.9756%;" data-mce-style="width: 47.9756%;">12AWG(4mm2) PV Wire, 43in + 47in</td></tr><tr><td style="width: 49.0244%;" data-mce-style="width: 49.0244%;">Cable Length (Including Connector)</td><td style="width: 47.9756%;" data-mce-style="width: 47.9756%;">StÃ¤ubli MC4 PV-KBT4/KST4 (4 mmÂ²)</td></tr></tbody></table><p><strong><br>ELECTRICAL</strong></p><table width="100%"><tbody><tr><td style="width: 47.723%;" data-mce-style="width: 47.723%;">Nominal Max. Power (Pmax)</td><td style="width: 46.277%;" data-mce-style="width: 46.277%;">400 W</td></tr><tr><td style="width: 47.723%;" data-mce-style="width: 47.723%;">33.1 V33.1 V</td><td style="width: 46.277%;" data-mce-style="width: 46.277%;">42.1V</td></tr><tr><td style="width: 47.723%;" data-mce-style="width: 47.723%;">Opt. Operating Current (Imp)</td><td style="width: 46.277%;" data-mce-style="width: 46.277%;">9.51A</td></tr><tr><td style="width: 47.723%;" data-mce-style="width: 47.723%;">Open Circuit Voltage (Voc)</td><td style="width: 46.277%;" data-mce-style="width: 46.277%;">48.8V</td></tr><tr><td style="width: 47.723%;" data-mce-style="width: 47.723%;">Short Circuit Current (Isc)</td><td style="width: 46.277%;" data-mce-style="width: 46.277%;">10.25A</td></tr></tbody></table><p><strong><br>Warranty</strong><br data-mce-fragment="1"></p><ul><li>Enhanced Product Warranty on Materials and Workmanship 25 Years</li><li>Linear Power Performance Warranty 25 Years</li></ul><p>* Refer to warranty document for terms and conditions</p><p><strong>Documentation</strong></p><table width="100%"><tbody><tr><td style="width: 24%;" data-mce-style="width: 24%;"><a href="https://cdn.shopify.com/s/files/1/0566/3408/1340/files/US_Stock_BSM355-370W-60HPH.pdf?v=1678083335"><span style="color: #2b00ff;" data-mce-style="color: #2b00ff;">Data Sheet</span></a></td></tr></tbody></table><p><br><strong>Detailed Information</strong></p><p>Panasonic photovoltaic EverVolt modules (EVPV400H) feature an innovative hetero-junction cell structure made of mono-crystalline and amorphous silicon layers. Ultra-thin amorphous silicon layers prevent recombinations of electrons, keeping carrier loss to an absolute minimum. As a result, EverVolt conversion efficiency ratings are among the highest available today.</p><p><span data-mce-fragment="1"></span><strong>High reliability<br></strong><br>Cell interconnections and diode placement use well-established industry practice and are field-proven to provide excellent reliability.<br><br>Superior module efficiency of 22.2% and 21.6%, respectively, allows maximum power production with less roof spac</p><p>Produce more energy throughout the day even on the hottest days in the warmest climates<br data-mce-fragment="1"><br><strong>Quality and certifications<br></strong><br>IEC61215-2:2016 [Hailstone 35mm] Fire Type 2 (UL 61730) Salt Mist [IEC 61701] PID [IEC 62804] Ammonia Resistance [IEC 62716]<br></p></td></tr></tbody></table>
USSP100-0093 | 334.8 | EVPV360PK | Panasonic EVPV360PK 360W 120 Cell EverVolt PERC Solar Panel | <table width="100%" data-mce-fragment="1"><tbody data-mce-fragment="1"><tr data-mce-fragment="1"><td data-mce-fragment="1"><strong>Panasonic EVPV360PK 360W 120 Cell EverVolt PERC Solar Panel</strong></td></tr><tr data-mce-fragment="1"><td data-mce-fragment="1"><p><span>Panasonic photovoltaic EverVolt modules (EVPV400H) feature an innovative hetero-junction cell structure made of mono-crystalline and amorphous silicon layers. Ultra-thin amorphous silicon layers prevent recombinations of electrons, keeping carrier loss to an absolute minimum. As a result, EverVolt conversion efficiency ratings are among the highest available today.</span></p><table width="100%"><tbody><tr><td>Â </td></tr></tbody></table><table width="100%"><tbody><tr><td><table width="100%"><tbody><tr><td style="width: 51.4725%;" data-mce-style="width: 51.4725%;"><br></td><td style="width: 45.8759%;" data-mce-style="width: 45.8759%;"><br></td></tr><tr><td style="width: 51.4725%;" data-mce-style="width: 51.4725%;"><div style="text-align: left;"><img style="margin-bottom: 16px; float: none;" alt="Description image" src="https://cdn.shopify.com/s/files/1/0566/3408/1340/files/Screenshot_8_1c7be7d0-7400-4e21-b1c8-5d0ac1be13aa_480x480.png?v=1677587991"></div></td><td style="width: 45.8759%;" data-mce-style="width: 45.8759%;"><div style="text-align: left;"><img style="margin-bottom: 16px; float: none;" alt="Description image" src="https://cdn.shopify.com/s/files/1/0566/3408/1340/files/Screenshot_9_5b232d84-4597-45cf-952c-1a158d8e79f2_480x480.png?v=1677588061"></div></td></tr><tr><td style="width: 51.4725%;" data-mce-style="width: 51.4725%;"></td><td style="width: 45.8759%;" data-mce-style="width: 45.8759%;"></td></tr></tbody></table><br></td></tr></tbody></table><p><br></p><p><strong>Panasonic Solar<span data-mce-fragment="1">Â Specifications</span>Â </strong></p><table width="100%"><tbody><tr><td style="width: 48.2638%;"><span>Model</span></td><td style="width: 47.7362%;">EVPV360PK</td></tr><tr><td style="width: 48.2638%;"><span>Series</span></td><td style="width: 47.7362%;">EverVolt</td></tr><tr><td style="width: 48.2638%;"><span>Manufacturer</span></td><td style="width: 47.7362%;"><span>Panasonic</span></td></tr></tbody></table><p><br><strong>MECHANICALÂ </strong><br></p><table width="100%"><tbody><tr><td style="width: 49.0244%;" data-mce-style="width: 49.0244%;">Specification</td><td style="width: 47.9756%;" data-mce-style="width: 47.9756%;">Data</td></tr><tr><td style="width: 49.0244%;" data-mce-style="width: 49.0244%;">Cell Type</td><td style="width: 47.9756%;" data-mce-style="width: 47.9756%;">Monocrystalline</td></tr><tr><td style="width: 49.0244%;" data-mce-style="width: 49.0244%;">Cell Arrangement</td><td style="width: 47.9756%;" data-mce-style="width: 47.9756%;">-<br></td></tr><tr><td style="width: 49.0244%;" data-mce-style="width: 49.0244%;">Dimensions</td><td style="width: 47.9756%;" data-mce-style="width: 47.9756%;">71.7 x 40.0 x 1.2 in (1821 x 1016 x 30 mm)</td></tr><tr><td style="width: 49.0244%;" data-mce-style="width: 49.0244%;">Weight</td><td style="width: 47.9756%;" data-mce-style="width: 47.9756%;">45.0 lbs (20.5kg)</td></tr><tr><td style="width: 49.0244%;" data-mce-style="width: 49.0244%;">Front / Back Glass</td><td style="width: 47.9756%;" data-mce-style="width: 47.9756%;">-</td></tr><tr><td style="width: 49.0244%;" data-mce-style="width: 49.0244%;">Frame</td><td style="width: 47.9756%;" data-mce-style="width: 47.9756%;">Anodized aluminium alloy</td></tr><tr><td style="width: 49.0244%;" data-mce-style="width: 49.0244%;">J-Box</td><td style="width: 47.9756%;" data-mce-style="width: 47.9756%;">3-part, 3 bypass diodes, IP68 rated</td></tr><tr><td style="width: 49.0244%;" data-mce-style="width: 49.0244%;">Cable4.0 mmÂ² (IEC), 12 AWG (UL)</td><td style="width: 47.9756%;" data-mce-style="width: 47.9756%;">12AWG(4mm2) PV Wire, 43in + 47in</td></tr><tr><td style="width: 49.0244%;" data-mce-style="width: 49.0244%;">Cable Length (Including Connector)</td><td style="width: 47.9756%;" data-mce-style="width: 47.9756%;">StÃ¤ubli MC4 PV-KBT4/KST4 (4 mmÂ²)</td></tr></tbody></table><p><strong><br>ELECTRICAL</strong></p><table width="100%"><tbody><tr><td style="width: 47.723%;" data-mce-style="width: 47.723%;">Nominal Max. Power (Pmax)</td><td style="width: 46.277%;" data-mce-style="width: 46.277%;">360 W</td></tr><tr><td style="width: 47.723%;" data-mce-style="width: 47.723%;">33.1 V33.1 V</td><td style="width: 46.277%;" data-mce-style="width: 46.277%;">33.9V</td></tr><tr><td style="width: 47.723%;" data-mce-style="width: 47.723%;">Opt. Operating Current (Imp)</td><td style="width: 46.277%;" data-mce-style="width: 46.277%;">10.62A</td></tr><tr><td style="width: 47.723%;" data-mce-style="width: 47.723%;">Open Circuit Voltage (Voc)</td><td style="width: 46.277%;" data-mce-style="width: 46.277%;">40.6V</td></tr><tr><td style="width: 47.723%;" data-mce-style="width: 47.723%;">Short Circuit Current (Isc)</td><td style="width: 46.277%;" data-mce-style="width: 46.277%;">11.26A</td></tr></tbody></table><p><strong><br>Warranty</strong><br data-mce-fragment="1"></p><ul><li>Enhanced Product Warranty on Materials and Workmanship 25 Years</li><li>Linear Power Performance Warranty 25 Years</li></ul><p>* Refer to warranty document for terms and conditions</p><p><strong>Documentation</strong></p><table width="100%"><tbody><tr><td style="width: 24%;" data-mce-style="width: 24%;"><a href="https://cdn.shopify.com/s/files/1/0566/3408/1340/files/EVPV360-370PK_Black_Data_Sheet_53bafd5b-7342-4800-a136-693153c76a47.pdf?v=1678083435"><span style="color: #2b00ff;" data-mce-style="color: #2b00ff;">Data Sheet</span></a></td></tr></tbody></table><p><br><strong>Detailed Information</strong></p><p>Panasonic photovoltaic EverVolt modules (EVPV400H) feature an innovative hetero-junction cell structure made of mono-crystalline and amorphous silicon layers. Ultra-thin amorphous silicon layers prevent recombinations of electrons, keeping carrier loss to an absolute minimum. As a result, EverVolt conversion efficiency ratings are among the highest available today.</p><p><span data-mce-fragment="1"></span><strong>High reliability<br></strong><br>Cell interconnections and diode placement use well-established industry practice and are field-proven to provide excellent reliability.<br><br>Superior module efficiency of 22.2% and 21.6%, respectively, allows maximum power production with less roof spac</p><p>Produce more energy throughout the day even on the hottest days in the warmest climates<br data-mce-fragment="1"><br><strong>Quality and certifications<br></strong><br>IEC61215-2:2016 [Hailstone 35mm] Fire Type 2 (UL 61730) Salt Mist [IEC 61701] PID [IEC 62804] Ammonia Resistance [IEC 62716]<br></p></td></tr></tbody></table>
USSP100-0092 | 241.8 | M390-A1F | Mitrex M390-A1F 390Watt 72 Cells BoB Monocrystalline 40mm Black Frame Solar Panel | <table width="100%" data-mce-fragment="1"><tbody data-mce-fragment="1"><tr data-mce-fragment="1"><td data-mce-fragment="1"><strong>Mitrex M390-A1F 390Watt 72 Cells BoB Monocrystalline 40mm Black Frame Solar Panel</strong></td></tr><tr data-mce-fragment="1"><td data-mce-fragment="1"><p>This line of modules is the direct result of over three decades of design, manufacturing and use. Attending to every detail in the design and manufacture of our products, our process controls and testing methods have optimized module life and electrical energy production.Â </p><table width="100%"><tbody><tr><td>Â </td></tr></tbody></table><table width="100%"><tbody><tr><td><table width="100%"><tbody><tr><td style="width: 51.4725%;" data-mce-style="width: 51.4725%;"><br></td><td style="width: 45.8759%;" data-mce-style="width: 45.8759%;"><br></td></tr><tr><td style="width: 51.4725%;" data-mce-style="width: 51.4725%;"><div style="text-align: left;"><img style="margin-bottom: 16px; float: none;" alt="Description image" src="https://cdn.shopify.com/s/files/1/0566/3408/1340/files/Screenshot_3_1_0277e2ac-4e7c-49a1-80a5-07c32a2863c6_480x480.png?v=1677655066"></div></td><td style="width: 45.8759%;" data-mce-style="width: 45.8759%;"><br></td></tr><tr><td style="width: 51.4725%;" data-mce-style="width: 51.4725%;"></td><td style="width: 45.8759%;" data-mce-style="width: 45.8759%;"></td></tr></tbody></table><br></td></tr></tbody></table><p><br></p><p><strong>Mitrex Solar<span data-mce-fragment="1">Â Specifications</span>Â </strong></p><table width="100%"><tbody><tr><td style="width: 48.2638%;"><span>Model</span></td><td style="width: 47.7362%;">M390-A1F</td></tr><tr><td style="width: 48.2638%;"><span>Series</span></td><td style="width: 47.7362%;">-</td></tr><tr><td style="width: 48.2638%;"><span>Manufacturer</span></td><td style="width: 47.7362%;">Mitrex</td></tr></tbody></table><p><br><strong>MECHANICALÂ </strong><br></p><table width="100%"><tbody><tr><td style="width: 49.0244%;" data-mce-style="width: 49.0244%;">Specification</td><td style="width: 47.9756%;" data-mce-style="width: 47.9756%;">Data</td></tr><tr><td style="width: 49.0244%;" data-mce-style="width: 49.0244%;">Cell Type</td><td style="width: 47.9756%;" data-mce-style="width: 47.9756%;">Mono-crystalline</td></tr><tr><td style="width: 49.0244%;" data-mce-style="width: 49.0244%;">Cell Arrangement</td><td style="width: 47.9756%;" data-mce-style="width: 47.9756%;">72 [12x6)]</td></tr><tr><td style="width: 49.0244%;" data-mce-style="width: 49.0244%;">Dimensions</td><td style="width: 47.9756%;" data-mce-style="width: 47.9756%;">2036x996x40mm</td></tr><tr><td style="width: 49.0244%;" data-mce-style="width: 49.0244%;">Weight</td><td style="width: 47.9756%;" data-mce-style="width: 47.9756%;">22kg</td></tr><tr><td style="width: 49.0244%;" data-mce-style="width: 49.0244%;">Front / Back Glass</td><td style="width: 47.9756%;" data-mce-style="width: 47.9756%;">3.2 mm tempered glass</td></tr><tr><td style="width: 49.0244%;" data-mce-style="width: 49.0244%;">Frame</td><td style="width: 47.9756%;" data-mce-style="width: 47.9756%;">Anodized aluminum alloy black frame</td></tr><tr><td style="width: 49.0244%;" data-mce-style="width: 49.0244%;">J-Box</td><td style="width: 47.9756%;" data-mce-style="width: 47.9756%;">IP68, 3 bypass diodes</td></tr><tr><td style="width: 49.0244%;" data-mce-style="width: 49.0244%;">Cable</td><td style="width: 47.9756%;" data-mce-style="width: 47.9756%;">500mm, 1000mm, 1200mm</td></tr><tr><td style="width: 49.0244%;" data-mce-style="width: 49.0244%;">Cable Length (Including Connector)</td><td style="width: 47.9756%;" data-mce-style="width: 47.9756%;">MC4<br></td></tr></tbody></table><p><strong><br>ELECTRICAL</strong></p><table width="100%"><tbody><tr><td style="width: 47.723%;" data-mce-style="width: 47.723%;">Nominal Max. Power (Pmax)</td><td style="width: 46.277%;" data-mce-style="width: 46.277%;">100Â W</td></tr><tr><td style="width: 47.723%;" data-mce-style="width: 47.723%;">Optimum Operating Voltage/Vmp(V)</td><td style="width: 46.277%;" data-mce-style="width: 46.277%;">41.9 V</td></tr><tr><td style="width: 47.723%;" data-mce-style="width: 47.723%;">Opt. Operating Current (Imp)</td><td style="width: 46.277%;" data-mce-style="width: 46.277%;">9.31 A</td></tr><tr><td style="width: 47.723%;" data-mce-style="width: 47.723%;">Open Circuit Voltage (Voc)</td><td style="width: 46.277%;" data-mce-style="width: 46.277%;">48.2 V</td></tr><tr><td style="width: 47.723%;" data-mce-style="width: 47.723%;">Short Circuit Current (Isc)</td><td style="width: 46.277%;" data-mce-style="width: 46.277%;">9.97 A</td></tr></tbody></table><p><strong><br>Warranty</strong><br data-mce-fragment="1"></p><ul><li>12 years of product material and process quality</li><li>25 years linear power output warranty</li></ul><p>* Refer to warranty document for terms and conditions</p><p><strong>Documentation</strong></p><table width="100%"><tbody><tr><td style="width: 24%;" data-mce-style="width: 24%;"><a href="https://cdn.shopify.com/s/files/1/0566/3408/1340/files/Data-Sheet-Solar-Panel-M390-A1F_3760c470-05cb-482b-befb-67238b960062.pdf?v=1678083210"><span style="color: #2b00ff;" data-mce-style="color: #2b00ff;">Data Sheet</span></a></td></tr></tbody></table><p><br><strong>Detailed Information</strong></p><p>The 390-Watt Monocrystalline Solar Panel fromÂ Mitrex Power is a versatile performer constructed with high quality tempered glass and a stronger surface to protect from harsh weather conditions. The solar cells used in the panel are high transmission and the textured glass allows for more efficient solar power harvesting. The panel also includes a bypass diode that minimizes the power drop caused by shade. Easy to install using the pre-drilled holes on the aluminum outer frame. Perfect for home, vehicle and RV installations and smaller applications.</p><p><span data-mce-fragment="1"></span><strong>High reliability<br></strong><br>Cell interconnections and diode placement use well-established industry practice and are field-proven to provide excellent reliability.<br><br>Better temperature coefficient allows for power attenuation at high temperature<br></p></td></tr></tbody></table>
USSP100-0072 | 292.6 | MSE380SX5R | Mission Solar Energy MSE380SX5R 380W 66 Cell Perc Black/black 1000v Solar Panel. | <table width="100%" data-mce-fragment="1"><tbody data-mce-fragment="1"><tr data-mce-fragment="1"><td data-mce-fragment="1"><strong>Mission Solar Energy MSE380SX5R 380W 66 Cell Perc Black/black 1000v Solar Panel.</strong><br></td></tr><tr data-mce-fragment="1"><td data-mce-fragment="1"><p>This line of modules is the direct result of over three decades of design, manufacturing and use. Attending to every detail in the design and manufacture of our products, our process controls and testing methods have optimized module life and electrical energy production.</p><table width="100%"><tbody><tr><td><table width="100%"><tbody><tr><td style="width: 51.4725%;" data-mce-style="width: 51.4725%;"><br></td><td style="width: 45.8759%;" data-mce-style="width: 45.8759%;"><br></td></tr><tr><td style="width: 51.4725%;" data-mce-style="width: 51.4725%;"><div style="text-align: left;"><img style="margin-bottom: 16px; float: none;" alt="Description image" src="https://cdn.shopify.com/s/files/1/0566/3408/1340/files/mission_solar.png?v=1675851827"></div></td><td style="width: 45.8759%;" data-mce-style="width: 45.8759%;"><div style="text-align: left;"><img style="margin-bottom: 16px; float: none;" alt="Description image" src="https://cdn.shopify.com/s/files/1/0566/3408/1340/files/mission_solar_png-1_png.png?v=1675851827"></div></td></tr><tr><td style="width: 51.4725%;" data-mce-style="width: 51.4725%;"></td><td style="width: 45.8759%;" data-mce-style="width: 45.8759%;"></td></tr></tbody></table><br></td></tr></tbody></table><p><br><strong>Mission Solar's Specification</strong></p><table width="100%"><tbody><tr><td style="width: 48.2638%;"><span>Model</span></td><td style="width: 47.7362%;">MSE380SX5R</td></tr><tr><td style="width: 48.2638%;"><span>Series</span></td><td style="width: 47.7362%;">MSE PERC 66</td></tr><tr><td style="width: 48.2638%;"><span>Manufacturer</span></td><td style="width: 47.7362%;"><span>Mission Solar</span></td></tr></tbody></table><p><strong><br>MECHANICAL </strong><br></p><table width="100%"><tbody><tr><td style="width: 49.0244%;" data-mce-style="width: 49.0244%;">Specification</td><td style="width: 47.9756%;" data-mce-style="width: 47.9756%;">Data</td></tr><tr><td style="width: 49.0244%;" data-mce-style="width: 49.0244%;">Cell Type</td><td style="width: 47.9756%;" data-mce-style="width: 47.9756%;">P-type mono-crystalline silicon</td></tr><tr><td style="width: 49.0244%;" data-mce-style="width: 49.0244%;">Cell Arrangement</td><td style="width: 47.9756%;" data-mce-style="width: 47.9756%;">66 cells (6x11)</td></tr><tr><td style="width: 49.0244%;" data-mce-style="width: 49.0244%;">Dimensions</td><td style="width: 47.9756%;" data-mce-style="width: 47.9756%;">1907mm x 1044mm x 40mm</td></tr><tr><td style="width: 49.0244%;" data-mce-style="width: 49.0244%;">Weight</td><td style="width: 47.9756%;" data-mce-style="width: 47.9756%;">22 kg (49 lbs.)</td></tr><tr><td style="width: 49.0244%;" data-mce-style="width: 49.0244%;">Front / Back Glass</td><td style="width: 47.9756%;" data-mce-style="width: 47.9756%;">3.2mm, tempered, low-iron, anti-reflective</td></tr><tr><td style="width: 49.0244%;" data-mce-style="width: 49.0244%;">Frame</td><td style="width: 47.9756%;" data-mce-style="width: 47.9756%;">Anodized</td></tr><tr><td style="width: 49.0244%;" data-mce-style="width: 49.0244%;">J-Box</td><td style="width: 47.9756%;" data-mce-style="width: 47.9756%;">Protection class IP67 with 3 bypass-diodes</td></tr><tr><td style="width: 49.0244%;" data-mce-style="width: 49.0244%;">Cable</td><td style="width: 47.9756%;" data-mce-style="width: 47.9756%;">1.0m, Wire 4mm2 (12AWG)</td></tr><tr><td style="width: 49.0244%;" data-mce-style="width: 49.0244%;">Cable Length (Including Connector)</td><td style="width: 47.9756%;" data-mce-style="width: 47.9756%;">Staubli PV-KBT4/6II-UR and PV-KST4/6II-UR, MC4, Renhe 05-8</td></tr><tr><td style="width: 49.0244%;" data-mce-style="width: 49.0244%;"></td><td style="width: 47.9756%;" data-mce-style="width: 47.9756%;"></td></tr></tbody></table><p><strong><br>ELECTRICAL</strong></p><table width="100%"><tbody><tr><td style="width: 47.723%;" data-mce-style="width: 47.723%;">Nominal Max. Power (Pmax)</td><td style="width: 46.277%;" data-mce-style="width: 46.277%;">380Â W</td></tr><tr><td style="width: 47.723%;" data-mce-style="width: 47.723%;">Opt. Operating Voltage (Vmp)</td><td style="width: 46.277%;" data-mce-style="width: 46.277%;">-<br></td></tr><tr><td style="width: 47.723%;" data-mce-style="width: 47.723%;">Opt. Operating Current (Imp)</td><td style="width: 46.277%;" data-mce-style="width: 46.277%;">-<br></td></tr><tr><td style="width: 47.723%;" data-mce-style="width: 47.723%;">Open Circuit Voltage (Voc)</td><td style="width: 46.277%;" data-mce-style="width: 46.277%;">44.84V</td></tr><tr><td style="width: 47.723%;" data-mce-style="width: 47.723%;">Short Circuit Current (Isc)</td><td style="width: 46.277%;" data-mce-style="width: 46.277%;">10.91 A</td></tr></tbody></table><p><strong><br>Warranty</strong><br data-mce-fragment="1"></p><ul><li>25 years Warranty</li></ul><p>* Refer to warranty document for terms and conditions<br data-mce-fragment="1"><strong>Documentation</strong></p><table width="100%"><tbody><tr><td style="width: 24%;" data-mce-style="width: 24%;"><a href="https://cdn.shopify.com/s/files/1/0566/3408/1340/files/Mission_-_C-SA2-MKTG-0027_Data_Sheet_for_SX5R_qiwkaCi.pdf?v=1675853117"><span style="color: #2b00ff;" data-mce-style="color: #2b00ff;">Data Sheet</span></a></td></tr></tbody></table><p><br><strong>Detailed Information</strong></p><p>Mission Solar Energy is headquartered in San Antonio, Texas, where we manufacture our modules. We produce American, high quality solar modules ensuring the highest in-class power output and best in-class reliability</p><p>Our product line is tailored for residential, commercial and utility applications. Every Mission Solar Energy solar module is certified and surpasses industry standard regulations, proving excellent performance over the long term.<br><strong></strong></p><p><strong>High reliability</strong><br>Cell interconnections and diode placement use well-established industry practice and are field-proven to provide excellent reliability.<br><br>Tested to UL 61730 &amp; IEC Standards</p><p>PID resistant</p><p>Resistance to salt mist corrosion <br><br><strong>Quality and certifications</strong><br>UL 61730<br>IEC 61215<br>IEC 61730<br>IEC 61701<br></p></td></tr></tbody></table>
USSP100-0091 | 257.4 | JKM390M-72HBL-V-D1 | JINKO JKM390M-72HBL-V-D1 390w Black On Black 144 Half-cell Mono Solar Panel | <table width="100%" data-mce-fragment="1"><tbody data-mce-fragment="1"><tr data-mce-fragment="1"><td data-mce-fragment="1"><strong>JINKO JKM390M-72HBL-V-D1 390w Black On Black 144 Half-cell Mono Solar Panel</strong></td></tr><tr data-mce-fragment="1"><td data-mce-fragment="1"><p>This line of modules is the direct result of over three decades of design, manufacturing and use. Attending to every detail in the design and manufacture of our products, our process controls and testing methods have optimized module life and electrical energy production.Â </p><table width="100%"><tbody><tr><td>Â </td></tr></tbody></table><table width="100%"><tbody><tr><td><table width="100%"><tbody><tr><td style="width: 51.4725%;" data-mce-style="width: 51.4725%;"><br></td><td style="width: 45.8759%;" data-mce-style="width: 45.8759%;"><br></td></tr><tr><td style="width: 51.4725%;" data-mce-style="width: 51.4725%;"><div style="text-align: left;"><img style="margin-bottom: 16px; float: none;" alt="Description image" src="https://cdn.shopify.com/s/files/1/0566/3408/1340/files/Screenshot_3_97512bd9-652c-4392-ada1-875374072c6c_480x480.png?v=1677653489"></div></td><td style="width: 45.8759%;" data-mce-style="width: 45.8759%;"><div style="text-align: left;"><img style="margin-bottom: 16px; float: none;" alt="Description image" src="https://cdn.shopify.com/s/files/1/0566/3408/1340/files/Screenshot_4_349a7494-774a-45b4-a912-66f552224ca2_480x480.png?v=1677653528"></div></td></tr><tr><td style="width: 51.4725%;" data-mce-style="width: 51.4725%;"></td><td style="width: 45.8759%;" data-mce-style="width: 45.8759%;"></td></tr></tbody></table><br></td></tr></tbody></table><p><br><strong>JINKO Solar<span data-mce-fragment="1">Â Specifications</span></strong></p><table width="100%"><tbody><tr><td style="width: 48.2638%;"><span>Model</span></td><td style="width: 47.7362%;">JKM390M-72HBL-V-D1</td></tr><tr><td style="width: 48.2638%;"><span>Series</span></td><td style="width: 47.7362%;">-</td></tr><tr><td style="width: 48.2638%;"><span>Manufacturer</span></td><td style="width: 47.7362%;">JINKO</td></tr></tbody></table><p><br><strong>MECHANICALÂ </strong><br></p><table width="100%"><tbody><tr><td style="width: 49.0244%;" data-mce-style="width: 49.0244%;">Specification</td><td style="width: 47.9756%;" data-mce-style="width: 47.9756%;">Data</td></tr><tr><td style="width: 49.0244%;" data-mce-style="width: 49.0244%;">Cell Type</td><td style="width: 47.9756%;" data-mce-style="width: 47.9756%;">Mono PERC Diamond Cel</td></tr><tr><td style="width: 49.0244%;" data-mce-style="width: 49.0244%;">Cell Arrangement</td><td style="width: 47.9756%;" data-mce-style="width: 47.9756%;">144 (6 x 24</td></tr><tr><td style="width: 49.0244%;" data-mce-style="width: 49.0244%;">Dimensions</td><td style="width: 47.9756%;" data-mce-style="width: 47.9756%;">2008 x1002 x 40mm (79.06 x 39.45 x 1.57in)</td></tr><tr><td style="width: 49.0244%;" data-mce-style="width: 49.0244%;">Weight</td><td style="width: 47.9756%;" data-mce-style="width: 47.9756%;">22.5kg (49.6lbs)</td></tr><tr><td style="width: 49.0244%;" data-mce-style="width: 49.0244%;">Front / Back Glass</td><td style="width: 47.9756%;" data-mce-style="width: 47.9756%;">3.2mm, Anti-Reflection Coating High Transmission, Low Iron, Tempered Glass</td></tr><tr><td style="width: 49.0244%;" data-mce-style="width: 49.0244%;">Frame</td><td style="width: 47.9756%;" data-mce-style="width: 47.9756%;">Anodized aluminum alloy</td></tr><tr><td style="width: 49.0244%;" data-mce-style="width: 49.0244%;">J-Box</td><td style="width: 47.9756%;" data-mce-style="width: 47.9756%;">IP68 Rated</td></tr><tr><td style="width: 49.0244%;" data-mce-style="width: 49.0244%;">Cable</td><td style="width: 47.9756%;" data-mce-style="width: 47.9756%;">12 AWG, 1400mm (55.12in)</td></tr><tr><td style="width: 49.0244%;" data-mce-style="width: 49.0244%;">Cable Length (Including Connector)</td><td style="width: 47.9756%;" data-mce-style="width: 47.9756%;">Staubli MC4 Series <br></td></tr></tbody></table><p><strong><br>ELECTRICAL</strong><br></p><table width="100%"><tbody><tr><td style="width: 47.723%;" data-mce-style="width: 47.723%;">Nominal Max. Power (Pmax)</td><td style="width: 46.277%;" data-mce-style="width: 46.277%;">390Â W</td></tr><tr><td style="width: 47.723%;" data-mce-style="width: 47.723%;">Optimum Operating Voltage/Vmp(V)</td><td style="width: 46.277%;" data-mce-style="width: 46.277%;">39.64 V</td></tr><tr><td style="width: 47.723%;" data-mce-style="width: 47.723%;">Opt. Operating Current (Imp)</td><td style="width: 46.277%;" data-mce-style="width: 46.277%;">9.84A</td></tr><tr><td style="width: 47.723%;" data-mce-style="width: 47.723%;">Open Circuit Voltage (Voc)</td><td style="width: 46.277%;" data-mce-style="width: 46.277%;">48.6V</td></tr><tr><td style="width: 47.723%;" data-mce-style="width: 47.723%;">Short Circuit Current (Isc)</td><td style="width: 46.277%;" data-mce-style="width: 46.277%;">10.46 A</td></tr></tbody></table><p><strong><br>Warranty</strong><br data-mce-fragment="1"></p><ul><li>12 years of product material and process quality</li><li>25 years linear power output warranty</li></ul><p>* Refer to warranty document for terms and conditions</p><p><strong>Documentation</strong></p><table width="100%"><tbody><tr><td style="width: 24%;" data-mce-style="width: 24%;"><a href="https://cdn.shopify.com/s/files/1/0566/3408/1340/files/3450_EAGLE_Continental_JKM380-400M-72HBL-V-D1-US_1_97ab1ff2-5a79-473d-bc9e-c861f3a39715.pdf?v=1678082430" data-mce-href="https://cdn.shopify.com/s/files/1/0566/3408/1340/files/3450_EAGLE_Continental_JKM380-400M-72HBL-V-D1-US_1_97ab1ff2-5a79-473d-bc9e-c861f3a39715.pdf?v=1678082430"><span style="color: #2b00ff;" data-mce-style="color: #2b00ff;">Data Sheet</span></a></td></tr></tbody></table><p><br><strong>Detailed Information</strong></p><p>The 390W Monocrystalline Solar Panel from AIMS Power is a versatile performer constructed with high quality tempered glass and a stronger surface to protect from harsh weather conditions. The solar cells used in the panel are high transmission and the textured glass allows for more efficient solar power harvesting. The panel also includes a bypass diode that minimizes the power drop caused by shade. Easy to install using the pre-drilled holes on the aluminum outer frame. Perfect for home, vehicle and RV installations and smaller applications.</p><p><span data-mce-fragment="1"></span><strong>High reliability<br></strong><br>Cell interconnections and diode placement use well-established industry practice and are field-proven to provide excellent reliability.<br><br>Twin array design allows continued performance even with shading by trees or debris<br></p></td></tr></tbody></table>
USSP100-0090 | 276 | HiS-S400YH(BK) | Hyundai Energy Solutions YH Series HiS-S400YH(BK) 132 Half Cell Black/Black Solar Panel | <table width="100%" data-mce-fragment="1"><tbody data-mce-fragment="1"><tr data-mce-fragment="1"><td data-mce-fragment="1"><strong>Hyundai Energy Solutions YH Series HiS-S400YH(BK) 132 Half Cell Black/Black Solar Panel</strong></td></tr><tr data-mce-fragment="1"><td data-mce-fragment="1"><p>This line of modules is the direct result of over three decades of design, manufacturing and use. Attending to every detail in the design and manufacture of our products, our process controls and testing methods have optimized module life and electrical energy production.Â </p><table width="100%"><tbody><tr><td>Â </td></tr></tbody></table><table width="100%"><tbody><tr><td><table width="100%"><tbody><tr><td style="width: 51.4725%;" data-mce-style="width: 51.4725%;"><br></td><td style="width: 45.8759%;" data-mce-style="width: 45.8759%;"><br></td></tr><tr><td style="width: 51.4725%;" data-mce-style="width: 51.4725%;"><div style="text-align: left;"><img style="margin-bottom: 16px; float: none;" alt="Description image" src="https://cdn.shopify.com/s/files/1/0566/3408/1340/files/Screenshot_1_1_6761bdd0-f5ed-493c-bfad-4cee6d840f3c_480x480.png?v=1677654181"></div></td><td style="width: 45.8759%;" data-mce-style="width: 45.8759%;"><div style="text-align: left;"><img style="margin-bottom: 16px; float: none;" alt="Description image" src="https://cdn.shopify.com/s/files/1/0566/3408/1340/files/Screenshot_2_1_9e24cd61-b758-4e14-abd3-0ae8c326d846_480x480.png?v=1677654195"></div></td></tr><tr><td style="width: 51.4725%;" data-mce-style="width: 51.4725%;"></td><td style="width: 45.8759%;" data-mce-style="width: 45.8759%;"></td></tr></tbody></table><br></td></tr></tbody></table><p><br><strong>Hyundai Solar<span data-mce-fragment="1">Â Specifications</span>Â </strong></p><table width="100%"><tbody><tr><td style="width: 48.2638%;"><span>Model</span></td><td style="width: 47.7362%;">HiS-S400YH(BK)</td></tr><tr><td style="width: 48.2638%;"><span>Series</span></td><td style="width: 47.7362%;">-</td></tr><tr><td style="width: 48.2638%;"><span>Manufacturer</span></td><td style="width: 47.7362%;">Hyundai</td></tr></tbody></table><p><br><strong>MECHANICALÂ </strong><br></p><table width="100%"><tbody><tr><td style="width: 49.0244%;" data-mce-style="width: 49.0244%;">Specification</td><td style="width: 47.9756%;" data-mce-style="width: 47.9756%;">Data</td></tr><tr><td style="width: 49.0244%;" data-mce-style="width: 49.0244%;">Cell Type</td><td style="width: 47.9756%;" data-mce-style="width: 47.9756%;">Monocrystalline</td></tr><tr><td style="width: 49.0244%;" data-mce-style="width: 49.0244%;">Cell Arrangement</td><td style="width: 47.9756%;" data-mce-style="width: 47.9756%;">-</td></tr><tr><td style="width: 49.0244%;" data-mce-style="width: 49.0244%;">Dimensions</td><td style="width: 47.9756%;" data-mce-style="width: 47.9756%;">1,038 mm (W) x 1,924 mm (L) x 35 mm(H)</td></tr><tr><td style="width: 49.0244%;" data-mce-style="width: 49.0244%;">Weight</td><td style="width: 47.9756%;" data-mce-style="width: 47.9756%;">Approx. 21.1 kg</td></tr><tr><td style="width: 49.0244%;" data-mce-style="width: 49.0244%;">Front / Back Glass</td><td style="width: 47.9756%;" data-mce-style="width: 47.9756%;">3.2mm, High Transmission, AR Coated Tempered Glass Encapsulant : EVA ¦ Back Sheet : Black Meshed Transparent Backsheet</td></tr><tr><td style="width: 49.0244%;" data-mce-style="width: 49.0244%;">Frame</td><td style="width: 47.9756%;" data-mce-style="width: 47.9756%;">Anodized aluminum alloy type 6063</td></tr><tr><td style="width: 49.0244%;" data-mce-style="width: 49.0244%;">J-Box</td><td style="width: 47.9756%;" data-mce-style="width: 47.9756%;">3 bypass diodesIP68, weatherproof, IEC certified (UL listed)</td></tr><tr><td style="width: 49.0244%;" data-mce-style="width: 49.0244%;">Cable</td><td style="width: 47.9756%;" data-mce-style="width: 47.9756%;">1,200mm / 4mm2</td></tr><tr><td style="width: 49.0244%;" data-mce-style="width: 49.0244%;">Cable Length (Including Connector)</td><td style="width: 47.9756%;" data-mce-style="width: 47.9756%;">MC4 genuine connector<br></td></tr></tbody></table><p><strong><br>ELECTRICAL</strong></p><table width="100%"><tbody><tr><td style="width: 47.723%;" data-mce-style="width: 47.723%;">Nominal Max. Power (Pmax)</td><td style="width: 46.277%;" data-mce-style="width: 46.277%;">400Â W</td></tr><tr><td style="width: 47.723%;" data-mce-style="width: 47.723%;">Optimum Operating Voltage/Vmp(V)</td><td style="width: 46.277%;" data-mce-style="width: 46.277%;">45.3 V</td></tr><tr><td style="width: 47.723%;" data-mce-style="width: 47.723%;">Opt. Operating Current (Imp)</td><td style="width: 46.277%;" data-mce-style="width: 46.277%;">11.25 A</td></tr><tr><td style="width: 47.723%;" data-mce-style="width: 47.723%;">Open Circuit Voltage (Voc)</td><td style="width: 46.277%;" data-mce-style="width: 46.277%;">37.7 V</td></tr><tr><td style="width: 47.723%;" data-mce-style="width: 47.723%;">Short Circuit Current (Isc)</td><td style="width: 46.277%;" data-mce-style="width: 46.277%;">10.61 A</td></tr></tbody></table><p><strong><br>Warranty</strong><br data-mce-fragment="1"></p><ul><li>25 years of product material and process quality</li><li>25 years linear power output warranty</li></ul><p>* Refer to warranty document for terms and conditions</p><p><strong>Documentation</strong></p><table width="100%"><tbody><tr><td style="width: 24%;" data-mce-style="width: 24%;"><a href="https://cdn.shopify.com/s/files/1/0566/3408/1340/files/3605_110-1370_Data_Sheet.pdf?v=1678082163"><span style="color: #2b00ff;" data-mce-style="color: #2b00ff;">Data Sheet</span></a></td></tr></tbody></table><p><br><strong>Detailed Information</strong></p><p>The 400-Watt Monocrystalline Solar Panel from Hyundai Power is a versatile performer constructed with high quality tempered glass and a stronger surface to protect from harsh weather conditions. The solar cells used in the panel are high transmission and the textured glass allows for more efficient solar power harvesting. The panel also includes a bypass diode that minimizes the power drop caused by shade. Easy to install using the pre-drilled holes on the aluminum outer frame. Perfect for home, vehicle and RV installations and smaller applications.</p><p><span data-mce-fragment="1"></span><strong>High reliability<br></strong><br>Cell interconnections and diode placement use well-established industry practice and are field-proven to provide excellent reliability.<br><br></p><p>Improved current flow with half-cut technology and 9 thin wiring technology allows high module efficiency of up to 20.5%. It also reduces power generation loss due to micro-cracks</p></td></tr></tbody></table>
USSP100-0018 | 292.8 | XL-G10/BFG | Hanwha Q CELLS Q.PEAK DUO XL-G10/BFG 480 480Watt 156 1/2 Cells Bifacial Double Glass Monocrystalline 35mm Silver Frame Solar Panel | <p data-mce-fragment="1">With over three decades of experience in design, manufacturing, and utilization, this line of modules stands out for its meticulous attention to detail. The Hanwha Q.PEAK DUO XL-G10/BFG is designed to offer long-lasting performance and optimized electrical energy production.</p><p data-mce-fragment="1"><img data-mce-fragment="1" src="https://cdn.shopify.com/s/files/1/0566/3408/1340/files/himg_480x480.png?v=1675934438" alt="Product Image" data-mce-src="https://cdn.shopify.com/s/files/1/0566/3408/1340/files/himg_480x480.png?v=1675934438"></p><h4 data-mce-fragment="1">Hanwha Solar's Specifications</h4><ul data-mce-fragment="1"><li data-mce-fragment="1"><strong data-mce-fragment="1">Model:</strong> DUO-XL-G10.D-BFG-480</li><li data-mce-fragment="1"><strong data-mce-fragment="1">Series:</strong> Q ANTUM DUO Z</li><li data-mce-fragment="1"><strong data-mce-fragment="1">Manufacturer:</strong> Hanwha</li></ul><h4 data-mce-fragment="1">Mechanical Specifications</h4><ul data-mce-fragment="1"><li data-mce-fragment="1"><strong data-mce-fragment="1">Cell Type:</strong> Monocrystalline</li><li data-mce-fragment="1"><strong data-mce-fragment="1">Cell Arrangement:</strong> 6 Ã— 26</li><li data-mce-fragment="1"><strong data-mce-fragment="1">Dimensions:</strong> 87.2in Ã— 41.1in Ã— 1.38in (including frame) or 2216mm Ã— 1045mm Ã— 35mm</li><li data-mce-fragment="1"><strong data-mce-fragment="1">Weight:</strong> 64.2lbs or 29.1kg</li><li data-mce-fragment="1"><strong data-mce-fragment="1">Front/Back Glass:</strong> 0.08in thermally pre-stressed glass with anti-reflection technology</li><li data-mce-fragment="1"><strong data-mce-fragment="1">Frame:</strong> Anodized aluminum</li><li data-mce-fragment="1"><strong data-mce-fragment="1">J-Box:</strong> IP68 rated</li><li data-mce-fragment="1"><strong data-mce-fragment="1">Cable:</strong> 4mmÂ² Solar cable; (+) â‰¥27.6in (700mm), (âˆ’) â‰¥13.8in (350mm)</li><li data-mce-fragment="1"><strong data-mce-fragment="1">Cable Length (Including Connector):</strong> MC4</li></ul><h4 data-mce-fragment="1">Electrical Specifications</h4><ul data-mce-fragment="1"><li data-mce-fragment="1"><strong data-mce-fragment="1">Nominal Max. Power (Pmax):</strong> 480W</li><li data-mce-fragment="1"><strong data-mce-fragment="1">Open Circuit Voltage (Voc):</strong> 53.39V</li><li data-mce-fragment="1"><strong data-mce-fragment="1">Short Circuit Current (Isc):</strong> 11.12A</li></ul><h4 data-mce-fragment="1">Warranty and Documentation</h4><ul data-mce-fragment="1"><li data-mce-fragment="1"><strong data-mce-fragment="1">Warranty:</strong> 12-year product warranty and 30-year performance warranty. <a data-mce-fragment="1" href="https://cdn.shopify.com/s/files/1/0566/3408/1340/files/Q_CELLS_Data_sheet_Q.PEAK_DUO_XL-G10.3-BFG_475-490_2021-08_Rev01_NA.pdf" data-mce-href="https://cdn.shopify.com/s/files/1/0566/3408/1340/files/Q_CELLS_Data_sheet_Q.PEAK_DUO_XL-G10.3-BFG_475-490_2021-08_Rev01_NA.pdf" target="_new">Read more</a></li><li data-mce-fragment="1"><strong data-mce-fragment="1">Detailed Information:</strong> 93.95% of nominal power guaranteed for 10 years and 84.95% for 30 years.</li></ul><h4 data-mce-fragment="1">Additional Features</h4><ul data-mce-fragment="1"><li data-mce-fragment="1"><strong data-mce-fragment="1">High Reliability:</strong> Proven cell interconnections and diode placement</li><li data-mce-fragment="1"><strong data-mce-fragment="1">Quality and Certifications:</strong> UL 61730, CE-compliant, IEC 61215:2016, IEC 61730:2016, U.S. Patent No. 9,893,215</li><li data-mce-fragment="1"><strong data-mce-fragment="1">Long-term Yield Security:</strong> Anti LID and Anti PID Technology</li><li data-mce-fragment="1"><strong data-mce-fragment="1">Excellent Low-light and Temperature Behavior</strong></li></ul><p data-mce-fragment="1">For full warranties and data, consult the <a data-mce-fragment="1" href="https://cdn.shopify.com/s/files/1/0566/3408/1340/files/Q_CELLS_Data_sheet_Q.PEAK_DUO_XL-G10.3-BFG_475-490_2021-08_Rev01_NA.pdf" data-mce-href="https://cdn.shopify.com/s/files/1/0566/3408/1340/files/Q_CELLS_Data_sheet_Q.PEAK_DUO_XL-G10.3-BFG_475-490_2021-08_Rev01_NA.pdf" target="_new">Data Sheet</a>.</p><br>
USSP100-0021 | 246.97 | BLK-G10+365 | Hanwha Q Cells Q.PEAK DUO BLK-G10+ 365 365W Black On Black 120 Half-Cell Mono Solar Panel | <table width="100%" data-mce-fragment="1"><tbody data-mce-fragment="1"><tr data-mce-fragment="1"><td data-mce-fragment="1"><strong>Hanwha Q Cells Q.PEAK DUO BLK-G10+365 365W 120 Cell Black/Black Solar Panel</strong><br></td></tr><tr data-mce-fragment="1"><td data-mce-fragment="1"><p>This line of modules is the direct result of over three decades of design, manufacturing and use. Attending to every detail in the design and manufacture of our products, our process controls and testing methods have optimized module life and electrical energy production.</p><table width="100%"><tbody><tr><td><table width="100%"><tbody><tr><td style="width: 51.4725%;" data-mce-style="width: 51.4725%;"><br></td><td style="width: 45.8759%;" data-mce-style="width: 45.8759%;"><br></td></tr><tr><td style="width: 51.4725%;" data-mce-style="width: 51.4725%;"><div style="text-align: left;"><img style="margin-bottom: 16px; float: none;" alt="Description image" src="https://cdn.shopify.com/s/files/1/0566/3408/1340/files/huwha_480x480.png?v=1675935332"></div></td><td style="width: 45.8759%;" data-mce-style="width: 45.8759%;"><div style="text-align: left;"><img style="margin-bottom: 16px; float: none;" alt="Description image" src="https://cdn.shopify.com/s/files/1/0566/3408/1340/files/huwha_png-1_png_480x480.png?v=1675935348"></div></td></tr><tr><td style="width: 51.4725%;" data-mce-style="width: 51.4725%;"></td><td style="width: 45.8759%;" data-mce-style="width: 45.8759%;"></td></tr></tbody></table><strong>Hunwha Solar's Specification</strong><table width="100%"><tbody><tr><td style="width: 48.2638%;" data-mce-style="width: 48.2638%;"><span>Model</span></td><td style="width: 47.7362%;" data-mce-style="width: 47.7362%;">DUO BLK-G10+365</td></tr><tr><td style="width: 48.2638%;" data-mce-style="width: 48.2638%;"><span>Series</span></td><td style="width: 47.7362%;" data-mce-style="width: 47.7362%;"><span>Q ANTUM DUO Z</span></td></tr><tr><td style="width: 48.2638%;" data-mce-style="width: 48.2638%;"><span>Manufacturer</span></td><td style="width: 47.7362%;" data-mce-style="width: 47.7362%;"><span>Hanwha</span></td></tr></tbody></table></td></tr></tbody></table><p><br><strong>MECHANICAL </strong><br></p><table width="100%"><tbody><tr><td style="width: 49.0244%;" data-mce-style="width: 49.0244%;">Specification</td><td style="width: 47.9756%;" data-mce-style="width: 47.9756%;">Data</td></tr><tr><td style="width: 49.0244%;" data-mce-style="width: 49.0244%;">Cell Type</td><td style="width: 47.9756%;" data-mce-style="width: 47.9756%;">Monocrystalline</td></tr><tr><td style="width: 49.0244%;" data-mce-style="width: 49.0244%;">Cell Arrangement</td><td style="width: 47.9756%;" data-mce-style="width: 47.9756%;">6 Ã— 20</td></tr><tr><td style="width: 49.0244%;" data-mce-style="width: 49.0244%;">Dimensions</td><td style="width: 47.9756%;" data-mce-style="width: 47.9756%;">67.6in Ã— 41.1in Ã— 1.26in (including frame) (1717mm Ã— 1045mm Ã— 32mm)</td></tr><tr><td style="width: 49.0244%;" data-mce-style="width: 49.0244%;">Weight</td><td style="width: 47.9756%;" data-mce-style="width: 47.9756%;">43.8lbs (19.9kg)</td></tr><tr><td style="width: 49.0244%;" data-mce-style="width: 49.0244%;">Front / Back Glass</td><td style="width: 47.9756%;" data-mce-style="width: 47.9756%;">0.13in (3.2mm) thermally pre-stressed glass with anti-reflection technology</td></tr><tr><td style="width: 49.0244%;" data-mce-style="width: 49.0244%;">Frame</td><td style="width: 47.9756%;" data-mce-style="width: 47.9756%;">Anodized aluminiumÂ Black</td></tr><tr><td style="width: 49.0244%;" data-mce-style="width: 49.0244%;">J-Box</td><td style="width: 47.9756%;" data-mce-style="width: 47.9756%;">IP68</td></tr><tr><td style="width: 49.0244%;" data-mce-style="width: 49.0244%;">Cable</td><td style="width: 47.9756%;" data-mce-style="width: 47.9756%;">4mmÂ² Solar cable; (+) â‰¥45.3in (1150mm), (+) â‰¥45.3in (1150mm)</td></tr><tr><td style="width: 49.0244%;" data-mce-style="width: 49.0244%;">Cable Length (Including Connector)</td><td style="width: 47.9756%;" data-mce-style="width: 47.9756%;">MC4</td></tr><tr><td style="width: 49.0244%;" data-mce-style="width: 49.0244%;"></td><td style="width: 47.9756%;" data-mce-style="width: 47.9756%;"></td></tr></tbody></table><p><strong>ELECTRICAL</strong></p><table width="100%"><tbody><tr><td style="width: 47.723%;" data-mce-style="width: 47.723%;">Nominal Max. Power (Pmax)</td><td style="width: 46.277%;" data-mce-style="width: 46.277%;">365 W</td></tr><tr><td style="width: 47.723%;" data-mce-style="width: 47.723%;">Opt. Operating Voltage (Vmp)</td><td style="width: 46.277%;" data-mce-style="width: 46.277%;">-<br></td></tr><tr><td style="width: 47.723%;" data-mce-style="width: 47.723%;">Opt. Operating Current (Imp)</td><td style="width: 46.277%;" data-mce-style="width: 46.277%;">-<br></td></tr><tr><td style="width: 47.723%;" data-mce-style="width: 47.723%;">Open Circuit Voltage (Voc)</td><td style="width: 46.277%;" data-mce-style="width: 46.277%;">41.21 V</td></tr><tr><td style="width: 47.723%;" data-mce-style="width: 47.723%;">Short Circuit Current (Isc)</td><td style="width: 46.277%;" data-mce-style="width: 46.277%;">11.07 A</td></tr></tbody></table><p><strong><br>Warranty</strong><br data-mce-fragment="1"></p><ul><li>Inclusive 25-year product warranty.</li><li>linear performance 25-year warranty.</li></ul><p>* Refer to warranty document for terms and conditions<br><br data-mce-fragment="1"><strong>Documentation</strong></p><table width="100%"><tbody><tr><td style="width: 24%;" data-mce-style="width: 24%;"><a href="https://cdn.shopify.com/s/files/1/0566/3408/1340/files/Q_CELLS_Data_sheet_Q.PEAK_DUO-G10_-AC_365-370_2021-10_Rev01_NA.pdf"><span style="color: #2b00ff;" data-mce-style="color: #2b00ff;">Data Sheet</span></a></td></tr></tbody></table><p><br><strong>Detailed Information</strong><br><br>All data within measurement tolerances. Full warranties in accordance with the warranty terms of the Q CELLS sales organisation of your respective country<br></p><p><strong>High reliability<br></strong><br>Cell interconnections and diode placement use well-established industry practice and are field-proven to provide excellent reliability.<br><br>Long-term yield security with Anti LID Technology</p><p>Excellent low-light and temperature behaviour<br><br><strong>Quality and certifications<br></strong><br>IEC 61215:2016</p><p>IEC 61730:2016<br></p></td></tr></tbody></table>
USSP100-0011 | 240.95 | CS3N-395MS-BLK | Canadian Solar CS3N-395MS-BLK HiKu Black Mono PERC Solar Panel | <table width="100%" data-mce-fragment="1"><tbody data-mce-fragment="1"><tr data-mce-fragment="1"><td data-mce-fragment="1"><strong>Canadian Solar CS3N-395MS-BLK HiKu Black Mono PERC Solar Panel</strong><br></td></tr><tr data-mce-fragment="1"><td data-mce-fragment="1"><p>This line of modules is the direct result of over three decades of design, manufacturing and use. Attending to every detail in the design and manufacture of our products, our process controls and testing methods have optimized module life and electrical energy production.Â </p><table width="100%"><tbody><tr><td><table width="100%"><tbody><tr><td style="width: 51.4725%;" data-mce-style="width: 51.4725%;"><br></td><td style="width: 45.8759%;" data-mce-style="width: 45.8759%;"><br></td></tr><tr><td style="width: 51.4725%;" data-mce-style="width: 51.4725%;"><div style="text-align: left;"><img style="margin-bottom: 16px; float: none;" alt="Description image" src="https://cdn.shopify.com/s/files/1/0566/3408/1340/files/CS3N-395MS.png?v=1675681190"></div></td><td style="width: 45.8759%;" data-mce-style="width: 45.8759%;"><div style="text-align: left;"><img style="margin-bottom: 16px; float: none;" alt="Description image" src="https://cdn.shopify.com/s/files/1/0566/3408/1340/files/CS3N-395MS-1.png?v=1675681189"></div></td></tr><tr><td style="width: 51.4725%;" data-mce-style="width: 51.4725%;"></td><td style="width: 45.8759%;" data-mce-style="width: 45.8759%;"></td></tr></tbody></table><br></td></tr></tbody></table><p><br><strong>Canadian Solar's Specification</strong></p><table width="100%"><tbody><tr><td style="width: 48.2638%;"><span>Model</span></td><td style="width: 47.7362%;">CS3N-395MS</td></tr><tr><td style="width: 48.2638%;"><span>Series</span></td><td style="width: 47.7362%;"><span>-</span></td></tr><tr><td style="width: 48.2638%;"><span>Manufacturer</span></td><td style="width: 47.7362%;">Canadian</td></tr></tbody></table><p><br><strong>MECHANICALÂ </strong><br></p><table width="100%"><tbody><tr><td style="width: 49.0244%;" data-mce-style="width: 49.0244%;">Specification</td><td style="width: 47.9756%;" data-mce-style="width: 47.9756%;">Data</td></tr><tr><td style="width: 49.0244%;" data-mce-style="width: 49.0244%;">Cell Type</td><td style="width: 47.9756%;" data-mce-style="width: 47.9756%;">Mono-crystalline</td></tr><tr><td style="width: 49.0244%;" data-mce-style="width: 49.0244%;">Cell Arrangement</td><td style="width: 47.9756%;" data-mce-style="width: 47.9756%;">132[2x(11x6)]</td></tr><tr><td style="width: 49.0244%;" data-mce-style="width: 49.0244%;">Dimensions</td><td style="width: 47.9756%;" data-mce-style="width: 47.9756%;">1940x1048x35mm(76.4x41.3x1.38in)</td></tr><tr><td style="width: 49.0244%;" data-mce-style="width: 49.0244%;">Weight</td><td style="width: 47.9756%;" data-mce-style="width: 47.9756%;">23.4kg(51.5lbs)</td></tr><tr><td style="width: 49.0244%;" data-mce-style="width: 49.0244%;">Front / Back Glass</td><td style="width: 47.9756%;" data-mce-style="width: 47.9756%;">3.2mm tempered glass</td></tr><tr><td style="width: 49.0244%;" data-mce-style="width: 49.0244%;">Frame</td><td style="width: 47.9756%;" data-mce-style="width: 47.9756%;">Anodized aluminium alloy</td></tr><tr><td style="width: 49.0244%;" data-mce-style="width: 49.0244%;">J-Box</td><td style="width: 47.9756%;" data-mce-style="width: 47.9756%;">IP68, 3 bypass diodes</td></tr><tr><td style="width: 49.0244%;" data-mce-style="width: 49.0244%;">Cable</td><td style="width: 47.9756%;" data-mce-style="width: 47.9756%;">12AWG(UL)</td></tr><tr><td style="width: 49.0244%;" data-mce-style="width: 49.0244%;">Cable Length (Including Connector)</td><td style="width: 47.9756%;" data-mce-style="width: 47.9756%;">400mm(15.7in)(+)/280mm(11.0in)(-) T4 or MC4 series</td></tr></tbody></table><p><strong><br>ELECTRICAL</strong></p><table width="100%"><tbody><tr><td style="width: 47.723%;" data-mce-style="width: 47.723%;">Nominal Max. Power (Pmax)</td><td style="width: 46.277%;" data-mce-style="width: 46.277%;">395 W</td></tr><tr><td style="width: 47.723%;" data-mce-style="width: 47.723%;">Opt. Operating Voltage (Vmp)</td><td style="width: 46.277%;" data-mce-style="width: 46.277%;">37.0 V</td></tr><tr><td style="width: 47.723%;" data-mce-style="width: 47.723%;">Opt. Operating Current (Imp)</td><td style="width: 46.277%;" data-mce-style="width: 46.277%;">10.68Â A</td></tr><tr><td style="width: 47.723%;" data-mce-style="width: 47.723%;">Open Circuit Voltage (Voc)</td><td style="width: 46.277%;" data-mce-style="width: 46.277%;">44.3 V</td></tr><tr><td style="width: 47.723%;" data-mce-style="width: 47.723%;">Short Circuit Current (Isc)</td><td style="width: 46.277%;" data-mce-style="width: 46.277%;">11.44 A</td></tr></tbody></table><p><br>Â <strong>Warranty</strong><br data-mce-fragment="1"></p><ul><li>Industry Leading Product Warranty 25 years on Materials and Workmanship</li><li>Linear Power Performance 25 years Warranty*</li></ul><p>* Refer to warranty document for terms and conditions<br data-mce-fragment="1"><strong><br>Documentation</strong></p><table width="100%"><tbody><tr><td style="width: 24%;" data-mce-style="width: 24%;"><a href="https://cdn.shopify.com/s/files/1/0566/3408/1340/files/Canadian-Solar-HiKuBlack-CS3N-MS-Solar-Panel-Datasheet_49942f72-bd94-4782-93ef-887b10233a6b.pdf?v=1675686095"><span style="color: #2b00ff;" data-mce-style="color: #2b00ff;">Data Sheet</span></a></td></tr></tbody></table><p><br><strong>Detailed Information</strong><br><br><span data-mce-fragment="1">With Canadian Solarâ€™s industry leading mono-PERC cell technology and the innovative LIC (Low Internal Current) module technology, we are now able to offer our global customers high power mono modules up toÂ 395 W.</span><br></p><p><span data-mce-fragment="1">The KuPower mono modules with a dimension of 1675 Ë£â€‰992 mm, close to our 60 cell SuperPower modules.</span><br data-mce-fragment="1"><br><strong>High reliability<br></strong><br>Cell interconnections and diode placement use well-established industry practice and are field-proven to provide excellent reliability.<br><br>Minimizes micro-crack impacts.</p><p>Heavy snow load up to 8100 Pa*</p><p><strong>Quality and certifications<br></strong><br><span data-mce-fragment="1">ISO 9001:2015 / Quality management system</span><br data-mce-fragment="1"><br data-mce-fragment="1"><span data-mce-fragment="1">ISO 14001:2015 / Standards for environmental management system</span><br data-mce-fragment="1"><br data-mce-fragment="1"><span data-mce-fragment="1">OHSAS 45001:2018 / International standards for occupational health &amp; safety</span><br data-mce-fragment="1"><br data-mce-fragment="1"><span data-mce-fragment="1">IEC 61215 / IEC 61730 / CE</span><br data-mce-fragment="1"><br data-mce-fragment="1">FSEC (US Florida)/ UL 61730 / IEC 61701 / IEC 62716<br></p></td></tr></tbody></table>
USSP100-0010 | 229.1 | CS3N-395MS, F23 | Canadian Solar CS3N-395MS, F23 Frame 395 Watt Mono PERC Solar Panel - All Black | <table width="100%" data-mce-fragment="1"><tbody data-mce-fragment="1"><tr data-mce-fragment="1"><td data-mce-fragment="1"><strong>Canadian Solar CS3N-395MS, F23 Frame 395 Watt Mono PERC Solar Panel - All Black</strong><br></td></tr><tr data-mce-fragment="1"><td data-mce-fragment="1"><p>This line of modules is the direct result of over three decades of design, manufacturing and use. Attending to every detail in the design and manufacture of our products, our process controls and testing methods have optimized module life and electrical energy production.Â </p><table width="100%"><tbody><tr><td><table width="100%"><tbody><tr><td style="width: 51.4725%;" data-mce-style="width: 51.4725%;"><br></td><td style="width: 45.8759%;" data-mce-style="width: 45.8759%;"><br></td></tr><tr><td style="width: 51.4725%;" data-mce-style="width: 51.4725%;"><div style="text-align: left;"><img style="margin-bottom: 16px; float: none;" alt="Description images" src="https://cdn.shopify.com/s/files/1/0566/3408/1340/files/CS3K-315P-MS.png?v=1675663601"></div></td><td style="width: 45.8759%;" data-mce-style="width: 45.8759%;"><div style="text-align: left;"><img style="margin-bottom: 16px; float: none;" alt="Description image" src="https://cdn.shopify.com/s/files/1/0566/3408/1340/files/CS3K-315P-MS-2.png?v=1675663906"></div></td></tr><tr><td style="width: 51.4725%;" data-mce-style="width: 51.4725%;"></td><td style="width: 45.8759%;" data-mce-style="width: 45.8759%;"></td></tr></tbody></table><br></td></tr></tbody></table><p><br><strong>Canadian Solar's Specification</strong></p><table width="100%"><tbody><tr><td style="width: 48.2638%;"><span>Model</span></td><td style="width: 47.7362%;">CS3N-395MS, F23</td></tr><tr><td style="width: 48.2638%;"><span>Series</span></td><td style="width: 47.7362%;"><span>-</span></td></tr><tr><td style="width: 48.2638%;"><span>Manufacturer</span></td><td style="width: 47.7362%;">Canadian</td></tr></tbody></table><p><strong><br>MECHANICALÂ </strong><br></p><table width="100%"><tbody><tr><td style="width: 49.0244%;" data-mce-style="width: 49.0244%;">Specification</td><td style="width: 47.9756%;" data-mce-style="width: 47.9756%;">Data</td></tr><tr><td style="width: 49.0244%;" data-mce-style="width: 49.0244%;">Cell Type</td><td style="width: 47.9756%;" data-mce-style="width: 47.9756%;">Mono-crystalline</td></tr><tr><td style="width: 49.0244%;" data-mce-style="width: 49.0244%;">Cell Arrangement</td><td style="width: 47.9756%;" data-mce-style="width: 47.9756%;">132[2X(11X6)]<br></td></tr><tr><td style="width: 49.0244%;" data-mce-style="width: 49.0244%;">Dimensions</td><td style="width: 47.9756%;" data-mce-style="width: 47.9756%;">1940x1048x35mm(76.4x41.3x1.38in)<br></td></tr><tr><td style="width: 49.0244%;" data-mce-style="width: 49.0244%;">Weight</td><td style="width: 47.9756%;" data-mce-style="width: 47.9756%;">23.4kg(51.5lbs)<br></td></tr><tr><td style="width: 49.0244%;" data-mce-style="width: 49.0244%;">Front / Back Glass</td><td style="width: 47.9756%;" data-mce-style="width: 47.9756%;">3.2mm tempered glass<br></td></tr><tr><td style="width: 49.0244%;" data-mce-style="width: 49.0244%;">Frame</td><td style="width: 47.9756%;" data-mce-style="width: 47.9756%;">Anodized aluminium alloy</td></tr><tr><td style="width: 49.0244%;" data-mce-style="width: 49.0244%;">J-Box</td><td style="width: 47.9756%;" data-mce-style="width: 47.9756%;">IP68, 3 bypass diodes<br></td></tr><tr><td style="width: 49.0244%;" data-mce-style="width: 49.0244%;">Cable</td><td style="width: 47.9756%;" data-mce-style="width: 47.9756%;">12AWG(UL)<br></td></tr><tr><td style="width: 49.0244%;" data-mce-style="width: 49.0244%;">Cable Length (Including Connector)</td><td style="width: 47.9756%;" data-mce-style="width: 47.9756%;">400mm(15.7in)(+)/280mm(11.0in)(-) T4 or MC4 series</td></tr></tbody></table><p><strong><br>ELECTRICAL</strong></p><table width="100%"><tbody><tr><td style="width: 47.723%;" data-mce-style="width: 47.723%;">Nominal Max. Power (Pmax)</td><td style="width: 46.277%;" data-mce-style="width: 46.277%;"><span data-mce-fragment="1">395 </span>W</td></tr><tr><td style="width: 47.723%;" data-mce-style="width: 47.723%;">Opt. Operating Voltage (Vmp)</td><td style="width: 46.277%;" data-mce-style="width: 46.277%;"><span data-mce-fragment="1">37.0</span> V</td></tr><tr><td style="width: 47.723%;" data-mce-style="width: 47.723%;">Opt. Operating Current (Imp)</td><td style="width: 46.277%;" data-mce-style="width: 46.277%;"><span data-mce-fragment="1">10.68</span> A</td></tr><tr><td style="width: 47.723%;" data-mce-style="width: 47.723%;">Open Circuit Voltage (Voc)</td><td style="width: 46.277%;" data-mce-style="width: 46.277%;"><span data-mce-fragment="1">44.3Â </span>V</td></tr><tr><td style="width: 47.723%;" data-mce-style="width: 47.723%;">Short Circuit Current (Isc)</td><td style="width: 46.277%;" data-mce-style="width: 46.277%;"><span data-mce-fragment="1">11.44Â </span>A</td></tr></tbody></table><p><strong><br>Warranty</strong><br data-mce-fragment="1"></p><ul><li>Industry Leading Product Warranty 25 years on Materials and Workmanship</li><li>Linear Power Performance 25 years Warranty</li></ul><p>* Refer to warranty document for terms and conditions<br><br data-mce-fragment="1"><strong>Documentation</strong></p><table width="100%"><tbody><tr><td style="width: 24%;" data-mce-style="width: 24%;"><a href="https://cdn.shopify.com/s/files/1/0566/3408/1340/files/Canadian-Solar-CS3N-395MS-BOB-1_1.pdf?v=1675685746"><span style="color: #2b00ff;" data-mce-style="color: #2b00ff;">Data Sheet</span></a></td></tr></tbody></table><p><br><strong>Detailed Information</strong><br></p><p><span data-mce-fragment="1">With Canadian Solarâ€™s industry leading mono-PERC cell technology and the innovative LIC (Low Internal Current) module technology, we are now able to offer our global customers high power mono modules up toÂ 395 W.</span><br></p><p><span data-mce-fragment="1">The KuPower mono modules with a dimension of 1675 Ë£â€‰992 mm, close to our 60 cell SuperPower modules.</span><br data-mce-fragment="1"></p><p><strong>High reliability</strong><br></p><p>Cell interconnections and diode placement use well-established industry practice and are field-proven to provide excellent reliability.<br><br>Minimizes micro-crack impacts.</p><p>Heavy snow load up to 8100 Pa*<br><br><strong>Quality and certifications</strong><br><span data-mce-fragment="1"><br>ISO 9001:2015 / Quality management system</span><br data-mce-fragment="1"><br data-mce-fragment="1"><span data-mce-fragment="1">ISO 14001:2015 / Standards for environmental management system</span><br data-mce-fragment="1"><br data-mce-fragment="1"><span data-mce-fragment="1">OHSAS 45001:2018 / International standards for occupational health &amp; safety</span><br data-mce-fragment="1"><br data-mce-fragment="1"><span data-mce-fragment="1">IEC 61215 / IEC 61730 / CE</span><br data-mce-fragment="1"><br data-mce-fragment="1"><span data-mce-fragment="1">FSEC (US Florida)/ UL 61730 / IEC 61701 / IEC 62716</span><br></p></td></tr></tbody></table>
USSP100-0009 | 226.2 | CS3N-390MS | Canadian Solar CS3N-390MS 390W Black On Black Mono Solar Panel | <table width="100%" data-mce-fragment="1"><tbody data-mce-fragment="1"><tr data-mce-fragment="1"><td data-mce-fragment="1"><strong>Canadian Solar CS3N-390MS 390W Black On Black Mono Solar Panel</strong><br></td></tr><tr data-mce-fragment="1"><td data-mce-fragment="1"><p>This line of modules is the direct result of over three decades of design, manufacturing and use. Attending to every detail in the design and manufacture of our products, our process controls and testing methods have optimized module life and electrical energy production.</p><table width="100%"><tbody><tr><td><table width="100%"><tbody><tr><td style="width: 51.4725%;" data-mce-style="width: 51.4725%;"><br></td><td style="width: 45.8759%;" data-mce-style="width: 45.8759%;"><br></td></tr><tr><td style="width: 51.4725%;" data-mce-style="width: 51.4725%;"><div style="text-align: left;"><img style="margin-bottom: 16px; float: none;" alt="Description images" src="https://cdn.shopify.com/s/files/1/0566/3408/1340/files/CS3N-390MS.png?v=1675747295"></div></td><td style="width: 45.8759%;" data-mce-style="width: 45.8759%;"><div style="text-align: left;"><img style="margin-bottom: 16px; float: none;" alt="Description image" src="https://cdn.shopify.com/s/files/1/0566/3408/1340/files/CS3N-390M.png-1.png?v=1675747295"></div></td></tr><tr><td style="width: 51.4725%;" data-mce-style="width: 51.4725%;"></td><td style="width: 45.8759%;" data-mce-style="width: 45.8759%;"></td></tr></tbody></table><br></td></tr></tbody></table><p><br><strong>Canadian Solar's Specification</strong></p><table width="100%"><tbody><tr><td style="width: 48.2638%;"><span>Model</span></td><td style="width: 47.7362%;">CS3N-390MS</td></tr><tr><td style="width: 48.2638%;"><span>Series</span></td><td style="width: 47.7362%;">HiKuBlackÂ BLACK FRAME ON BLACK BACKSHEET</td></tr><tr><td style="width: 48.2638%;"><span>Manufacturer</span></td><td style="width: 47.7362%;">Canadian</td></tr></tbody></table><p><br><strong>MECHANICAL </strong><br></p><table width="100%"><tbody><tr><td style="width: 49.0244%;" data-mce-style="width: 49.0244%;">Specification</td><td style="width: 47.9756%;" data-mce-style="width: 47.9756%;">Data</td></tr><tr><td style="width: 49.0244%;" data-mce-style="width: 49.0244%;">Cell Type</td><td style="width: 47.9756%;" data-mce-style="width: 47.9756%;">Mono-crystalline</td></tr><tr><td style="width: 49.0244%;" data-mce-style="width: 49.0244%;">Cell Arrangement</td><td style="width: 47.9756%;" data-mce-style="width: 47.9756%;">132 [2 X (11 X 6) ]</td></tr><tr><td style="width: 49.0244%;" data-mce-style="width: 49.0244%;">Dimensions</td><td style="width: 47.9756%;" data-mce-style="width: 47.9756%;">1940x1048x35mm(76.4x41.3x1.38in)</td></tr><tr><td style="width: 49.0244%;" data-mce-style="width: 49.0244%;">Weight</td><td style="width: 47.9756%;" data-mce-style="width: 47.9756%;">22.5kg(49.6lbs)</td></tr><tr><td style="width: 49.0244%;" data-mce-style="width: 49.0244%;">Front / Back Glass</td><td style="width: 47.9756%;" data-mce-style="width: 47.9756%;">3.2 mm tempered glass</td></tr><tr><td style="width: 49.0244%;" data-mce-style="width: 49.0244%;">Frame</td><td style="width: 47.9756%;" data-mce-style="width: 47.9756%;">Anodized aluminium alloy</td></tr><tr><td style="width: 49.0244%;" data-mce-style="width: 49.0244%;">J-Box</td><td style="width: 47.9756%;" data-mce-style="width: 47.9756%;">IP68, 3 bypass diodes</td></tr><tr><td style="width: 49.0244%;" data-mce-style="width: 49.0244%;">Cable</td><td style="width: 47.9756%;" data-mce-style="width: 47.9756%;">4 mm2 (IEC), 12 AWG (UL)</td></tr><tr><td style="width: 49.0244%;" data-mce-style="width: 49.0244%;">Cable Length (Including Connector)</td><td style="width: 47.9756%;" data-mce-style="width: 47.9756%;">1650 mm (65.0 in) (-) / 1000 mm (39.4 in) (+)*Â T4 series or MC4</td></tr></tbody></table><p><strong><br>ELECTRICAL</strong></p><table width="100%"><tbody><tr><td style="width: 47.723%;" data-mce-style="width: 47.723%;">Nominal Max. Power (Pmax)</td><td style="width: 46.277%;" data-mce-style="width: 46.277%;">390 W</td></tr><tr><td style="width: 47.723%;" data-mce-style="width: 47.723%;">Opt. Operating Voltage (Vmp)</td><td style="width: 46.277%;" data-mce-style="width: 46.277%;">36.8 V</td></tr><tr><td style="width: 47.723%;" data-mce-style="width: 47.723%;">Opt. Operating Current (Imp)</td><td style="width: 46.277%;" data-mce-style="width: 46.277%;">10.60 A</td></tr><tr><td style="width: 47.723%;" data-mce-style="width: 47.723%;">Open Circuit Voltage (Voc)</td><td style="width: 46.277%;" data-mce-style="width: 46.277%;">44.1 V</td></tr><tr><td style="width: 47.723%;" data-mce-style="width: 47.723%;">Short Circuit Current (Isc)</td><td style="width: 46.277%;" data-mce-style="width: 46.277%;">11.38 A</td></tr></tbody></table><p><strong><br>Warranty</strong><br data-mce-fragment="1"></p><ul><li>Industry Leading Product 25 years Warranty on Materials and Workmanship</li><li>Linear Power Performance 25 years Warranty<br></li></ul><p>* Refer to warranty document for terms and conditions<br data-mce-fragment="1"><strong><br>Documentation</strong></p><table width="100%"><tbody><tr><td style="width: 24%;" data-mce-style="width: 24%;"><a href="https://cdn.shopify.com/s/files/1/0566/3408/1340/files/CS-HiKuBlack_CS3N-MS_v2.7J25_F30_J3_NA_1.pdf?v=1675748159"><span style="color: #2b00ff;" data-mce-style="color: #2b00ff;">Data Sheet</span></a></td></tr></tbody></table><p><br><strong>Detailed Information</strong><br></p><p><span data-mce-fragment="1">With Canadian Solarâ€™s industry leading mono-PERC cell technology and the innovative LIC (Low Internal Current) module technology, we are now able to offer our global customers high power mono modules up to 450W</span><br></p><p><span data-mce-fragment="1">The KuPower mono modules with a dimension of 1675 Ë£â€‰992 mm, close to our 60 cell SuperPower modules.</span><br data-mce-fragment="1"></p><p><strong>High reliability</strong><br></p><p>Cell interconnections and diode placement use well-established industry practice and are field-proven to provide excellent reliability.<br><br>Minimizes micro-crack impacts</p><p>Heavy snow load up to 5400 Pa, enhanced wind load up to 2400 Pa*<br><br><strong>Quality and certifications</strong><br><span data-mce-fragment="1"></span></p><p><span data-mce-fragment="1">ISO 9001:2015 / Quality management system</span><br><span data-mce-fragment="1"></span></p><p><span data-mce-fragment="1">ISO 14001:2015 / Standards for environmental management system</span><br><span data-mce-fragment="1"></span></p><p><span data-mce-fragment="1">ISO 45001: 2018/ International standards for occupational health &amp; safety</span><br><span data-mce-fragment="1"></span></p><p><span data-mce-fragment="1">IEC 61215/IEC 61730</span><br data-mce-fragment="1"><span data-mce-fragment="1"></span></p><p><span data-mce-fragment="1">FSEC (US Florida)</span><br data-mce-fragment="1"><span data-mce-fragment="1"></span></p><p><span data-mce-fragment="1">UL 61730/IEC 61701/IEC 62716</span><br data-mce-fragment="1"><br></p></td></tr></tbody></table>
USSP100-0089 | 0 | LR4-60HPB-345M | LONGI 345W Solar Panel LR4-60HPB-345M Black 120 Half Cut Cell | <table width="100%" data-mce-fragment="1"><tbody data-mce-fragment="1"><tr data-mce-fragment="1"><td data-mce-fragment="1"><strong>LONGI 345W Solar Panel LR4-60HPB-345M Black 120 Half Cut Cell</strong></td></tr><tr data-mce-fragment="1"><td data-mce-fragment="1"><p>This line of modules is the direct result of over three decades of design, manufacturing and use. Attending to every detail in the design and manufacture of our products, our process controls and testing methods have optimized module life and electrical energy production.Â </p><table width="100%"><tbody><tr><td>Â </td></tr></tbody></table><table width="100%"><tbody><tr><td><table width="100%"><tbody><tr><td style="width: 51.4725%;" data-mce-style="width: 51.4725%;"><br></td><td style="width: 45.8759%;" data-mce-style="width: 45.8759%;"><br></td></tr><tr><td style="width: 51.4725%;" data-mce-style="width: 51.4725%;"><img src="https://cdn.shopify.com/s/files/1/0566/3408/1340/files/Screenshot_4_1_480x480.png?v=1677655638" alt=""></td><td style="width: 45.8759%;" data-mce-style="width: 45.8759%;"><img src="https://cdn.shopify.com/s/files/1/0566/3408/1340/files/Screenshot_5_92247d40-aab5-4040-8c16-dd0a28468a3c_480x480.png?v=1677655651" alt=""></td></tr><tr><td style="width: 51.4725%;" data-mce-style="width: 51.4725%;"></td><td style="width: 45.8759%;" data-mce-style="width: 45.8759%;"></td></tr></tbody></table><br></td></tr></tbody></table><p><br><strong>LONGI Solar<span data-mce-fragment="1">Â Specifications</span>Â </strong></p><table width="100%"><tbody><tr><td style="width: 48.2638%;"><span>Model</span></td><td style="width: 47.7362%;">LR4-60HPB-345M</td></tr><tr><td style="width: 48.2638%;"><span>Series</span></td><td style="width: 47.7362%;">-</td></tr><tr><td style="width: 48.2638%;"><span>Manufacturer</span></td><td style="width: 47.7362%;">Longi</td></tr></tbody></table><p><br><strong>MECHANICALÂ </strong><br></p><table width="100%"><tbody><tr><td style="width: 49.0244%;" data-mce-style="width: 49.0244%;">Specification</td><td style="width: 47.9756%;" data-mce-style="width: 47.9756%;">Data</td></tr><tr><td style="width: 49.0244%;" data-mce-style="width: 49.0244%;">Cell Type</td><td style="width: 47.9756%;" data-mce-style="width: 47.9756%;">Monocrystalline</td></tr><tr><td style="width: 49.0244%;" data-mce-style="width: 49.0244%;">Cell Arrangement</td><td style="width: 47.9756%;" data-mce-style="width: 47.9756%;">120(6*20)</td></tr><tr><td style="width: 49.0244%;" data-mce-style="width: 49.0244%;">Dimensions</td><td style="width: 47.9756%;" data-mce-style="width: 47.9756%;">1755x1038xx35mm</td></tr><tr><td style="width: 49.0244%;" data-mce-style="width: 49.0244%;">Weight</td><td style="width: 47.9756%;" data-mce-style="width: 47.9756%;">19.5<br></td></tr><tr><td style="width: 49.0244%;" data-mce-style="width: 49.0244%;">Front / Back Glass</td><td style="width: 47.9756%;" data-mce-style="width: 47.9756%;">3.2mm tempered glass</td></tr><tr><td style="width: 49.0244%;" data-mce-style="width: 49.0244%;">Frame</td><td style="width: 47.9756%;" data-mce-style="width: 47.9756%;">Anodized aluminum alloy</td></tr><tr><td style="width: 49.0244%;" data-mce-style="width: 49.0244%;">J-Box</td><td style="width: 47.9756%;" data-mce-style="width: 47.9756%;">Ip68 ,three diodes</td></tr><tr><td style="width: 49.0244%;" data-mce-style="width: 49.0244%;">Cable</td><td style="width: 47.9756%;" data-mce-style="width: 47.9756%;">4mm,30mm in length,</td></tr><tr><td style="width: 49.0244%;" data-mce-style="width: 49.0244%;">Cable Length (Including Connector)</td><td style="width: 47.9756%;" data-mce-style="width: 47.9756%;">-<br></td></tr></tbody></table><p><strong><br>ELECTRICAL</strong></p><table width="100%"><tbody><tr><td style="width: 47.723%;" data-mce-style="width: 47.723%;">Nominal Max. Power (Pmax)</td><td style="width: 46.277%;" data-mce-style="width: 46.277%;">100Â W</td></tr><tr><td style="width: 47.723%;" data-mce-style="width: 47.723%;">Optimum Operating Voltage/Vmp(V)</td><td style="width: 46.277%;" data-mce-style="width: 46.277%;">40.2 V</td></tr><tr><td style="width: 47.723%;" data-mce-style="width: 47.723%;">Opt. Operating Current (Imp)</td><td style="width: 46.277%;" data-mce-style="width: 46.277%;">11.06A</td></tr><tr><td style="width: 47.723%;" data-mce-style="width: 47.723%;">Open Circuit Voltage (Voc)</td><td style="width: 46.277%;" data-mce-style="width: 46.277%;">34.2V</td></tr><tr><td style="width: 47.723%;" data-mce-style="width: 47.723%;">Short Circuit Current (Isc)</td><td style="width: 46.277%;" data-mce-style="width: 46.277%;">10.09A</td></tr></tbody></table><p><strong><br>Warranty</strong><br data-mce-fragment="1"></p><ul><li>12 years of product material and process quality</li><li>25 years linear power output warranty</li></ul><p>* Refer to warranty document for terms and conditions</p><p><strong>Documentation</strong></p><table width="100%"><tbody><tr><td style="width: 24%;" data-mce-style="width: 24%;"><a href="https://cdn.shopify.com/s/files/1/0566/3408/1340/files/jo99wt56KBQRpD9gTdmff0WomeQ9bdcXZeH4LuM6.pdf?v=1678082638"><span style="color: #2b00ff;" data-mce-style="color: #2b00ff;">Data Sheet</span></a></td></tr></tbody></table><p><br><strong>Detailed Information</strong></p><p>The 100-Watt Monocrystalline Solar Panel fromÂ Longi Power is a versatile performer constructed with high quality tempered glass and a stronger surface to protect from harsh weather conditions. The solar cells used in the panel are high transmission and the textured glass allows for more efficient solar power harvesting. The panel also includes a bypass diode that minimizes the power drop caused by shade. Easy to install using the pre-drilled holes on the aluminum outer frame. Perfect for home, vehicle and RV installations and smaller applications.</p><p><span data-mce-fragment="1"></span><strong>High reliability<br></strong><br>Cell interconnections and diode placement use well-established industry practice and are field-proven to provide excellent reliability.<br><br>Better temperature coefficient allows for power attenuation at high temperature<br></p></td></tr></tbody></table>
USIN100-0007 | 2808.99 | Sol-Ark SA-5K | Sol-Ark SA-5K 5.0KW Battery-Based Inverter | <p data-sourcepos="5:1-5:292" data-mce-fragment="1">The Sol-Ark SA-5K 5.0KW Battery-Based Inverter is a hybrid solar inverter that is designed for residential and commercial applications. It can be used to connect solar panels, batteries, and the grid. The inverter has a number of features that make it ideal for these applications, including:</p><ul data-sourcepos="7:1-12:0" data-mce-fragment="1"><li data-sourcepos="7:1-7:26" data-mce-fragment="1">A maximum power of 5 kW.</li><li data-sourcepos="8:1-8:44" data-mce-fragment="1">A wide input voltage range of 120-480 VAC.</li><li data-sourcepos="9:1-9:75" data-mce-fragment="1">A built-in battery charger that can be used to charge a 48V battery bank.</li><li data-sourcepos="10:1-10:93" data-mce-fragment="1">A communication interface that allows the inverter to be monitored and controlled remotely.</li><li data-sourcepos="11:1-12:0" data-mce-fragment="1">A compact and lightweight design that makes it easy to install.</li></ul><p data-sourcepos="13:1-13:18" data-mce-fragment="1"><strong data-mce-fragment="1">Specification:</strong></p><ul data-sourcepos="15:1-20:0" data-mce-fragment="1"><li data-sourcepos="15:1-15:21" data-mce-fragment="1">Maximum power: 5 kW</li><li data-sourcepos="16:1-16:34" data-mce-fragment="1">Input voltage range: 120-480 VAC</li><li data-sourcepos="17:1-17:29" data-mce-fragment="1">Output voltage: 120/240 VAC</li><li data-sourcepos="18:1-18:25" data-mce-fragment="1">Efficiency: Up to 98.5%</li><li data-sourcepos="19:1-20:0" data-mce-fragment="1">Warranty: 5 years</li></ul><p data-sourcepos="21:1-21:26" data-mce-fragment="1"><strong data-mce-fragment="1">Weight and dimensions:</strong></p><ul data-sourcepos="23:1-25:0" data-mce-fragment="1"><li data-sourcepos="23:1-23:26" data-mce-fragment="1">Weight:Â 78 lb</li><li data-sourcepos="24:1-25:0" data-mce-fragment="1">Dimensions: (HxWxD) <span data-mce-fragment="1">30.0â€ x 18.3â€ x 10.0â€</span></li></ul><p data-sourcepos="26:1-26:13" data-mce-fragment="1"><strong data-mce-fragment="1">Features:</strong></p><ul data-sourcepos="28:1-33:0" data-mce-fragment="1"><li data-sourcepos="28:1-28:35" data-mce-fragment="1">Grid-tied and off-grid compatible</li><li data-sourcepos="29:1-29:43" data-mce-fragment="1">Supports up to 6.5 kW of solar generation</li><li data-sourcepos="30:1-30:26" data-mce-fragment="1">Built-in battery charger</li><li data-sourcepos="31:1-31:31" data-mce-fragment="1">Remote monitoring and control</li><li data-sourcepos="32:1-33:0" data-mce-fragment="1">Durable and weatherproof construction</li></ul><p data-sourcepos="34:1-34:13" data-mce-fragment="1"><strong data-mce-fragment="1">Benefits:</strong></p><ul data-sourcepos="36:1-40:0" data-mce-fragment="1"><li data-sourcepos="36:1-36:50" data-mce-fragment="1">Provides reliable power for homes and businesses</li><li data-sourcepos="37:1-37:48" data-mce-fragment="1">Can be used to save money on electricity bills</li><li data-sourcepos="38:1-38:30" data-mce-fragment="1">Easy to install and maintain</li><li data-sourcepos="39:1-40:0" data-mce-fragment="1">Backed by a 5-year warranty</li></ul>
USIN100-0008 | 4943.82 | Sol-Ark SA-8K | Sol-Ark SA-8K 8.0KW Battery-Based Inverter | <p data-mce-fragment="1">Sol-Ark 8K Pre-Wired Hybrid Inverter System is an all-in-one system that includes an inverter, charger controller, a display with remote monitoring. The Sol-Ark is simple to install to a Grid-tied, Off-Grid, or Battery Backup solar system while being able to manage power to and from Solar, Battery, Grid, Loads, and Generator.</p><p data-mce-fragment="1">Images:</p><ol data-mce-fragment="1"><li data-mce-fragment="1"><img src="https://cdn.shopify.com/s/files/1/0566/3408/1340/files/8kimg-1_480x480.png?v=1676026897" alt="Image 1" data-mce-fragment="1" data-mce-src="https://cdn.shopify.com/s/files/1/0566/3408/1340/files/8kimg-1_480x480.png?v=1676026897"></li><li data-mce-fragment="1"><img src="https://cdn.shopify.com/s/files/1/0566/3408/1340/files/8kimg_480x480.png?v=1676026919" alt="Image 2" data-mce-fragment="1" data-mce-src="https://cdn.shopify.com/s/files/1/0566/3408/1340/files/8kimg_480x480.png?v=1676026919"></li></ol><p data-mce-fragment="1"><strong data-mce-fragment="1">SPECIFICATIONS</strong></p><ul data-mce-fragment="1"><li data-mce-fragment="1">Model: Sol-Ark SA-8K 8.0KW</li><li data-mce-fragment="1">Series: 8K Series</li><li data-mce-fragment="1">Manufacturer: Sol-Ark</li></ul><p data-mce-fragment="1"><strong data-mce-fragment="1">GENERAL SPECIFICATIONS</strong></p><ul data-mce-fragment="1"><li data-mce-fragment="1">Max allowed PV Power: 11000W</li><li data-mce-fragment="1">Max allowed PV Power per MPPT: 6000W</li><li data-mce-fragment="1">Max DC voltage: 500V</li><li data-mce-fragment="1">MPPT voltage range: 150-425V</li><li data-mce-fragment="1">MPPT Starting Voltage: 175V</li><li data-mce-fragment="1">Number of MPPT: 2</li><li data-mce-fragment="1">Nominal AC Output Voltage: 120/240V split phase</li><li data-mce-fragment="1">Peak Inverter Efficiency: 97.5%</li><li data-mce-fragment="1">Continuous AC power to Grid (On Grid): 12000W 50A L-L (240V) 6000W 50A L-N (120V)</li><li data-mce-fragment="1">Continuous AC power to Loads (Off-Grid): 9000W 37.5A L-L (240V) 4800W 40A L-N (120V)</li><li data-mce-fragment="1">Battery Type: Lead-Acid or Li-Ion</li><li data-mce-fragment="1">Nominal DC Input: 48V</li><li data-mce-fragment="1">Capacity: 90 â€“ 2000Ah</li><li data-mce-fragment="1">Grid to Battery Charging Efficiency: 0.96</li><li data-mce-fragment="1">Dimensions (H x W x D): 28.0â€ x 17.375â€ x 9.37â€</li><li data-mce-fragment="1">Weight: 75 lbs</li></ul><p data-mce-fragment="1"><strong data-mce-fragment="1">Warranty</strong></p><ul data-mce-fragment="1"><li data-mce-fragment="1">5 Year Standard Warranty</li><li data-mce-fragment="1">Optional Extended Warranty 10 Years</li></ul><ul data-mce-fragment="1"><li data-mce-fragment="1">Refer to warranty document for terms and conditions</li></ul><p data-mce-fragment="1"><strong data-mce-fragment="1">Documentation</strong></p><ul data-mce-fragment="1"><li data-mce-fragment="1"><a href="https://cdn.shopify.com/s/files/1/0566/3408/1340/files/2708_311-0084_Spec_Sheet_ecdcd494-f093-46fc-8c75-6aca10c9eb45.pdf?v=1678170077" data-mce-fragment="1" data-mce-href="https://cdn.shopify.com/s/files/1/0566/3408/1340/files/2708_311-0084_Spec_Sheet_ecdcd494-f093-46fc-8c75-6aca10c9eb45.pdf?v=1678170077" target="_new">Data Sheet</a></li></ul><p data-mce-fragment="1"><strong data-mce-fragment="1">Detailed Information</strong></p><ul data-mce-fragment="1"><li data-mce-fragment="1">Simple to install with touchscreen interface</li><li data-mce-fragment="1">Time of Use: Use batteries to avoid $$$$ power</li><li data-mce-fragment="1">Meter Zero Mode: Zero your electric bill without a smart meter</li><li data-mce-fragment="1">Programmable Loads for high power off-grid items saves battery capacity</li></ul><p data-mce-fragment="1"><strong data-mce-fragment="1">High reliability</strong> Cell interconnections and diode placement use well-established industry practice and are field-proven to provide excellent reliability.</p><ul data-mce-fragment="1"><li data-mce-fragment="1">Reduces peak demand charges</li><li data-mce-fragment="1">Protect your system and appliances from EMP/Solar Flare/Lightning at 2X military requirements</li></ul><p data-mce-fragment="1"><strong data-mce-fragment="1">Quality and certifications</strong></p><ul data-mce-fragment="1"><li data-mce-fragment="1">UL1741-2010/2018, IEEE1547a-2003/2014</li><li data-mce-fragment="1">UL1741SA, UL1699B</li></ul>
USIN100-0001 | 7235.29 | SA-15K | Sol-Ark SA-15K 15.0KW Battery-Based Inverter | <p data-mce-fragment="1">The Sol-Ark 15K Pre-Wired Hybrid Inverter System is an all-in-one system that includes an inverter, charger controller, and a display with remote monitoring. This system is simple to install for Grid-tied, Off-Grid, or Battery Backup solar configurations. It manages power effectively from multiple sources including Solar, Battery, Grid, Loads, and Generator.</p><p data-mce-fragment="1"><img src="https://cdn.shopify.com/s/files/1/0566/3408/1340/files/5k_480x480.png?v=1676021445" alt="Image" data-mce-fragment="1" data-mce-src="https://cdn.shopify.com/s/files/1/0566/3408/1340/files/5k_480x480.png?v=1676021445"></p><p data-mce-fragment="1"><strong data-mce-fragment="1">SPECIFICATIONS</strong></p><ul data-mce-fragment="1"><li data-mce-fragment="1">Model: Sol-Ark SA-15K 15.0KW</li><li data-mce-fragment="1">Series: 15K Series</li><li data-mce-fragment="1">Manufacturer: Sol-Ark</li></ul><p data-mce-fragment="1"><strong data-mce-fragment="1">GENERAL SPECIFICATIONS</strong></p><ul data-mce-fragment="1"><li data-mce-fragment="1">Max allowed PV Power: 17000W</li><li data-mce-fragment="1">Max allowed PV Power per MPPT: 16000 Watts</li><li data-mce-fragment="1">Max DC voltage: 500V</li><li data-mce-fragment="1">MPPT voltage range: 125-425V</li><li data-mce-fragment="1">MPPT Starting Voltage: 125V</li><li data-mce-fragment="1">Number of MPPT: 3</li><li data-mce-fragment="1">Peak Inverter Efficiency: 97.5%</li><li data-mce-fragment="1">Continuous AC power to Grid (On Grid): 15000W 62.5A-L(240V)</li><li data-mce-fragment="1">Continuous AC power to Loads (Off-Grid): 12000W 50A-L(240V)</li><li data-mce-fragment="1">Battery Type: Lead-Acid or Li-Ion</li><li data-mce-fragment="1">Nominal DC Input: 48V</li><li data-mce-fragment="1">Capacity: 50 â€“ 9900Ah</li><li data-mce-fragment="1">Grid to Battery Charging Efficiency: 275A</li><li data-mce-fragment="1">Dimensions (H x W x D): 31.8â€ x 18.3â€ x 10.9â€</li><li data-mce-fragment="1">Weight: 85 lbs</li></ul><p data-mce-fragment="1"><strong data-mce-fragment="1">Warranty</strong></p><ul data-mce-fragment="1"><li data-mce-fragment="1">5 Year Standard Warranty</li></ul><p data-mce-fragment="1"><em data-mce-fragment="1">Note: Refer to the warranty document for terms and conditions.</em></p><p data-mce-fragment="1"><strong data-mce-fragment="1">Documentation</strong></p><p data-mce-fragment="1"><a href="https://cdn.shopify.com/s/files/1/0566/3408/1340/files/3302_311-0092_Spec_Sheet_1.pdf?v=1678117590" data-mce-fragment="1" data-mce-href="https://cdn.shopify.com/s/files/1/0566/3408/1340/files/3302_311-0092_Spec_Sheet_1.pdf?v=1678117590" target="_new">Data Sheet</a></p><p data-mce-fragment="1">Â </p><br>
USSP100-0053 | 243 | ZXM7-SH108-405/M | ZNSHINE ZXM7-SH108-405/M 405W BLACK ON BLACK 108 HALF-CELL MONO SOLAR PANEL | <table width="100%" data-mce-fragment="1"><tbody data-mce-fragment="1"><tr data-mce-fragment="1"><td data-mce-fragment="1"><strong>ZNShine ZXM7-SH108-405/M 405W Black On Black 108 Half-cell Mono Solar Panel</strong><br></td></tr><tr data-mce-fragment="1"><td data-mce-fragment="1"><p>ZXM7 SH108 is part of the BLACK ON BLACK Series â€” one of the most recent made by ZnShine Solar. These panels employ cutting-edge technologies to achieve superior efficiency and reliability. The Passivated Emitter Rear Contact (PERC) technology ensures excellent power output. This solar cell type employs an additional reflective layer to absorb more sunlight.</p><table width="100%"><tbody><tr><td><table width="100%"><tbody><tr><td style="width: 51.4725%;" data-mce-style="width: 51.4725%;"><br></td><td style="width: 45.8759%;" data-mce-style="width: 45.8759%;"><br></td></tr><tr><td style="width: 51.4725%;" data-mce-style="width: 51.4725%;"><div style="text-align: left;"><img style="margin-bottom: 16px; float: none;" alt="Description image" src="https://cdn.shopify.com/s/files/1/0566/3408/1340/files/zshine_480x480.png?v=1675949868"></div></td><td style="width: 45.8759%;" data-mce-style="width: 45.8759%;"><div style="text-align: left;"><img style="margin-bottom: 16px; float: none;" alt="Description image" src="https://cdn.shopify.com/s/files/1/0566/3408/1340/files/eff-preview_480x480.png?v=1675951823"></div></td></tr><tr><td style="width: 51.4725%;" data-mce-style="width: 51.4725%;"></td><td style="width: 45.8759%;" data-mce-style="width: 45.8759%;"></td></tr></tbody></table><br></td></tr></tbody></table><p><strong><br>ZNShine Solar's Specification</strong></p><table width="100%"><tbody><tr><td style="width: 48.2638%;" data-mce-style="width: 48.2638%;"><span>Model</span></td><td style="width: 47.7362%;" data-mce-style="width: 47.7362%;">ZXM7-SHLDD108</td></tr><tr><td style="width: 48.2638%;" data-mce-style="width: 48.2638%;"><span>Series</span></td><td style="width: 47.7362%;" data-mce-style="width: 47.7362%;">Znshinesolar 10BB HALF-CELL Bifacial Light-Weight Double Glass Monocrystalline PERC PV Module</td></tr><tr><td style="width: 48.2638%;" data-mce-style="width: 48.2638%;"><span>Manufacturer</span></td><td style="width: 47.7362%;" data-mce-style="width: 47.7362%;">ZNShine</td></tr></tbody></table><p><br><strong>MECHANICAL </strong><br></p><table width="100%"><tbody><tr><td style="width: 49.0244%;" data-mce-style="width: 49.0244%;">Specification</td><td style="width: 47.9756%;" data-mce-style="width: 47.9756%;">Data</td></tr><tr><td style="width: 49.0244%;" data-mce-style="width: 49.0244%;">Cell Type</td><td style="width: 47.9756%;" data-mce-style="width: 47.9756%;">Mono PERC</td></tr><tr><td style="width: 49.0244%;" data-mce-style="width: 49.0244%;">Cell Arrangement</td><td style="width: 47.9756%;" data-mce-style="width: 47.9756%;">108ï¼ˆ6Ã—18ï¼‰</td></tr><tr><td style="width: 49.0244%;" data-mce-style="width: 49.0244%;">Dimensions</td><td style="width: 47.9756%;" data-mce-style="width: 47.9756%;">1728Ã—1134Ã—30 mm(With Frame)</td></tr><tr><td style="width: 49.0244%;" data-mce-style="width: 49.0244%;">Weight</td><td style="width: 47.9756%;" data-mce-style="width: 47.9756%;">24.5 kg (62.6 lbs)</td></tr><tr><td style="width: 49.0244%;" data-mce-style="width: 49.0244%;">Front / Back Glass</td><td style="width: 47.9756%;" data-mce-style="width: 47.9756%;">2.0 mm+2.0mm, High Transmission, AR Coated Heat Strengthened Glass</td></tr><tr><td style="width: 49.0244%;" data-mce-style="width: 49.0244%;">Frame</td><td style="width: 47.9756%;" data-mce-style="width: 47.9756%;">Anodized aluminium alloy</td></tr><tr><td style="width: 49.0244%;" data-mce-style="width: 49.0244%;">J-Box</td><td style="width: 47.9756%;" data-mce-style="width: 47.9756%;">IP68, 3 diodes</td></tr><tr><td style="width: 49.0244%;" data-mce-style="width: 49.0244%;">Cable</td><td style="width: 47.9756%;" data-mce-style="width: 47.9756%;">4 mmÂ² ,350 mm</td></tr><tr><td style="width: 49.0244%;" data-mce-style="width: 49.0244%;">Cable Length (Including Connector)</td><td style="width: 47.9756%;" data-mce-style="width: 47.9756%;">350 mm</td></tr><tr><td style="width: 49.0244%;" data-mce-style="width: 49.0244%;"></td><td style="width: 47.9756%;" data-mce-style="width: 47.9756%;"></td></tr></tbody></table><p><strong><br>ELECTRICAL</strong></p><table width="100%"><tbody><tr><td style="width: 47.723%;" data-mce-style="width: 47.723%;">Nominal Max. Power (Pmax)</td><td style="width: 46.277%;" data-mce-style="width: 46.277%;">405Â W</td></tr><tr><td style="width: 47.723%;" data-mce-style="width: 47.723%;">Opt. Operating Voltage (Vmp)</td><td style="width: 46.277%;" data-mce-style="width: 46.277%;">31.10Â V</td></tr><tr><td style="width: 47.723%;" data-mce-style="width: 47.723%;">Opt. Operating Current (Imp)</td><td style="width: 46.277%;" data-mce-style="width: 46.277%;">13.03 A</td></tr><tr><td style="width: 47.723%;" data-mce-style="width: 47.723%;">Open Circuit Voltage (Voc)</td><td style="width: 46.277%;" data-mce-style="width: 46.277%;">37.30Â V</td></tr><tr><td style="width: 47.723%;" data-mce-style="width: 47.723%;">Short Circuit Current (Isc)</td><td style="width: 46.277%;" data-mce-style="width: 46.277%;">13.78Â A</td></tr></tbody></table><p>Â </p><p><strong>Warranty</strong><br data-mce-fragment="1"></p><ul><li><span>12-years productÂ gurantee</span></li><li><span>30 years output gurantee</span></li></ul><p>* Refer to warranty document for terms and conditions<br data-mce-fragment="1"><strong><br>Documentation</strong></p><table width="100%"><tbody><tr><td style="width: 24%;" data-mce-style="width: 24%;"><a href="https://cdn.shopify.com/s/files/1/0566/3408/1340/files/ZXM7-SHLDD108-182_1728x113430x28_395-415W_350mm_20210716_E_1_a0625bf9-a660-45c3-a2e1-c48abe9f6b47.pdf?v=1675951202" data-mce-href="https://cdn.shopify.com/s/files/1/0566/3408/1340/files/ZXM7-SHLDD108-182_1728x113430x28_395-415W_350mm_20210716_E_1_a0625bf9-a660-45c3-a2e1-c48abe9f6b47.pdf?v=1675951202"><span style="color: #2b00ff;" data-mce-style="color: #2b00ff;">Data Sheet</span></a></td></tr></tbody></table><p><br><strong>Detailed Information</strong></p><p>The use of half-cut cell technology is an additional perk. The solar cells of ZXM7 SH108 are half the size of those found in standard panels. Major advantages include reduced power consumption, extended life and enhanced efficiency in low-light conditions. At 20.74% efficiency, ZXM7 SH108 offers surprising performance for its weight and size. Novel design solutions allow this panel to look as well as it performs. This model is just 1.18" in depth and is jet black with a sleek finish. The panel's functionality and durability are not affected by its aesthetic appeal though. ZnShine Solar offers 12 years of product warranty and guarantees 96.8% of original performance after 25 years of operation.Â </p><p><strong>High reliability</strong><br></p><p><span data-mce-fragment="1">ZXM7 SH108 is subject to rigorous quality and reliability testing as well as many quality checks throughout the production process. The level of automation in the manufacturing facilities virtually eliminates human error. To guarantee that you receive the finest, REC is committed to quality, safety and dependability.</span><br></p><p><strong>Quality and certifications</strong></p><p>IEC61215/IEC61730/IEC61701/IEC62716/UL61730</p><p>ISO 9001: Quality Management System</p><p>ISO45001: Occupational Health and Safety Management System</p><p>ISO 14001: Environmental Management System</p></td></tr></tbody></table>
USSP100-0054 | 302.4 | ZXM7-SHLDD144-540/M | ZNShine ZXM7-SHLDD144-540/M 540W Clear On White 144 Half-cell Mono Solar Panel | <table width="100%" data-mce-fragment="1"><tbody data-mce-fragment="1"><tr data-mce-fragment="1"><td data-mce-fragment="1"><strong>ZNShine ZXM7-SHLDD144-540/M 540W Clear On White 144 Half-cell Mono Solar Panel</strong><br></td></tr><tr data-mce-fragment="1"><td data-mce-fragment="1"><p>ZNSHINE ZXM7-SHLDD144-540/M 540W Clear on White 144 Half-Cell Mono Solar Panel,ZNShine, 540W Bifacial PV Module, MC4, 1250mm (~49.2â€) PV Wire, 30mm Clear Frame/White Back-Sheet Double Glass, 144 Bifacial 1/2 Cell Mono PERC, 30A Max Fuse, 1500VDC, 507.4W PTC, 12/30 Warranty, ZXM7-SHLDD144-540/M</p><table width="100%"><tbody><tr><td><table width="100%"><tbody><tr><td style="width: 51.4725%;" data-mce-style="width: 51.4725%;"><br></td><td style="width: 45.8759%;" data-mce-style="width: 45.8759%;"><br></td></tr><tr><td style="width: 51.4725%;" data-mce-style="width: 51.4725%;"><div style="text-align: left;"><img style="margin-bottom: 16px; float: none;" alt="Description image" src="https://cdn.shopify.com/s/files/1/0566/3408/1340/files/znshine14_480x480.png?v=1675958053"></div></td><td style="width: 45.8759%;" data-mce-style="width: 45.8759%;"><div style="text-align: left;"><img style="margin-bottom: 16px; float: none;" alt="Description image" src="https://cdn.shopify.com/s/files/1/0566/3408/1340/files/znshine21_480x480.png?v=1675957888"></div></td></tr><tr><td style="width: 51.4725%;" data-mce-style="width: 51.4725%;"></td><td style="width: 45.8759%;" data-mce-style="width: 45.8759%;"></td></tr></tbody></table><br></td></tr></tbody></table><p><br><strong>ZNShineÂ Solar's Specification</strong></p><table width="100%"><tbody><tr><td style="width: 48.2638%;"><span>Model</span></td><td style="width: 47.7362%;">ZXM7-SPLDD144</td></tr><tr><td style="width: 48.2638%;"><span>Series</span></td><td style="width: 47.7362%;">ZXM7-SPLDD144 Series</td></tr><tr><td style="width: 48.2638%;"><span>Manufacturer</span></td><td style="width: 47.7362%;">ZNShine</td></tr></tbody></table><p><br><strong>MECHANICAL </strong><br></p><table width="100%"><tbody><tr><td style="width: 49.0244%;" data-mce-style="width: 49.0244%;">Specification</td><td style="width: 47.9756%;" data-mce-style="width: 47.9756%;">Data</td></tr><tr><td style="width: 49.0244%;" data-mce-style="width: 49.0244%;">Cell Type</td><td style="width: 47.9756%;" data-mce-style="width: 47.9756%;">Mono PERC</td></tr><tr><td style="width: 49.0244%;" data-mce-style="width: 49.0244%;">Cell Arrangement</td><td style="width: 47.9756%;" data-mce-style="width: 47.9756%;">144ï¼ˆ6Ã—24ï¼‰</td></tr><tr><td style="width: 49.0244%;" data-mce-style="width: 49.0244%;">Dimensions</td><td style="width: 47.9756%;" data-mce-style="width: 47.9756%;">2256Ã—1133Ã—35 mm(With Frame)</td></tr><tr><td style="width: 49.0244%;" data-mce-style="width: 49.0244%;">Weight</td><td style="width: 47.9756%;" data-mce-style="width: 47.9756%;">33.5 kg</td></tr><tr><td style="width: 49.0244%;" data-mce-style="width: 49.0244%;">Front / Back Glass</td><td style="width: 47.9756%;" data-mce-style="width: 47.9756%;">2.0 mm+2.0mm, High Transmission, AR Coated Heat Strengthened Glass</td></tr><tr><td style="width: 49.0244%;" data-mce-style="width: 49.0244%;">Frame</td><td style="width: 47.9756%;" data-mce-style="width: 47.9756%;">Anodized aluminium alloy</td></tr><tr><td style="width: 49.0244%;" data-mce-style="width: 49.0244%;">J-Box</td><td style="width: 47.9756%;" data-mce-style="width: 47.9756%;">IP68, 3 diodes</td></tr><tr><td style="width: 49.0244%;" data-mce-style="width: 49.0244%;">Cable</td><td style="width: 47.9756%;" data-mce-style="width: 47.9756%;">4 mmÂ² ,350 mm</td></tr><tr><td style="width: 49.0244%;" data-mce-style="width: 49.0244%;">Cable Length (Including Connector)</td><td style="width: 47.9756%;" data-mce-style="width: 47.9756%;">350 mm</td></tr><tr><td style="width: 49.0244%;" data-mce-style="width: 49.0244%;"></td><td style="width: 47.9756%;" data-mce-style="width: 47.9756%;"></td></tr></tbody></table><p><strong><br>ELECTRICAL</strong></p><table width="100%"><tbody><tr><td style="width: 47.723%;" data-mce-style="width: 47.723%;">Nominal Max. Power (Pmax)</td><td style="width: 46.277%;" data-mce-style="width: 46.277%;">540Â W</td></tr><tr><td style="width: 47.723%;" data-mce-style="width: 47.723%;">Opt. Operating Voltage (Vmp)</td><td style="width: 46.277%;" data-mce-style="width: 46.277%;">41.50Â V</td></tr><tr><td style="width: 47.723%;" data-mce-style="width: 47.723%;">Opt. Operating Current (Imp)</td><td style="width: 46.277%;" data-mce-style="width: 46.277%;">13.02 A</td></tr><tr><td style="width: 47.723%;" data-mce-style="width: 47.723%;">Open Circuit Voltage (Voc)</td><td style="width: 46.277%;" data-mce-style="width: 46.277%;">49.80Â V</td></tr><tr><td style="width: 47.723%;" data-mce-style="width: 47.723%;">Short Circuit Current (Isc)</td><td style="width: 46.277%;" data-mce-style="width: 46.277%;">13.77Â A</td></tr></tbody></table><p><strong><br>Warranty</strong><br data-mce-fragment="1"></p><ul><li>linear power output 30 years warranty</li><li>enhanced product 12 years warranty on materials and workmanship</li></ul><p>* Refer to warranty document for terms and conditions<br data-mce-fragment="1"><strong><br>Documentation</strong></p><table width="100%"><tbody><tr><td style="width: 24%;" data-mce-style="width: 24%;"><a href="https://cdn.shopify.com/s/files/1/0566/3408/1340/files/3367_110-1356_20Data_20Sheet_1_46a7e0d6-2545-447f-a3eb-1d4099931ba7.pdf?v=1675955587" data-mce-href="https://cdn.shopify.com/s/files/1/0566/3408/1340/files/3367_110-1356_20Data_20Sheet_1_46a7e0d6-2545-447f-a3eb-1d4099931ba7.pdf?v=1675955587"><span style="color: #2b00ff;" data-mce-style="color: #2b00ff;">Data Sheet</span></a></td></tr></tbody></table><p><br><strong>Detailed Information</strong>.</p><p>ZNSHINE ZXM7-SHLDD144-540/M 540W Clear on White 144 Half-Cell Mono Solar Panel</p><p>Excellent Cells EfficiencyÂ </p><p>Better Weak Illumination Response</p><p><strong>High reliability</strong></p><p>MBB technology decreases the distance between bus bars and finger grid line which is benefit to power increase</p><p>More power output in weak light condition, such as haze, cloudy, and morning</p><p>High wind and snow resistance 5400 Pa snow load 2400 Pa wind load</p><p>Enables additional energy harvesting from rear side(up to 25%</p><p><strong>Quality and certifications</strong><br></p><p>IEC61215/IEC61730/IEC61701/IEC62716/UL61730</p><p>ISO 9001: Quality Management System</p><p>ISO45001: Occupational Health and Safety Management System</p><p>ISO 14001: Environmental Management System</p></td></tr></tbody></table>
USSP100-0064 | 199.8 | SS-M-370 | Sonali SS-M-370 370w Clear On White 120 Half-cell Mono Solar Panel | <table width="100%" data-mce-fragment="1"><tbody data-mce-fragment="1"><tr data-mce-fragment="1"><td data-mce-fragment="1"><strong>Sonali SS-M-370 370wÂ Clear On White 120 Half-cell Mono Solar Panel</strong><br></td></tr><tr data-mce-fragment="1"><td data-mce-fragment="1"><p>This line of modules is the direct result of over three decades of design, manufacturing and use. Attending to every detail in the design and manufacture of our products, our process controls and testing methods have optimized module life and electrical energy production.</p><table width="100%"><tbody><tr><td><table width="100%"><tbody><tr><td style="width: 51.4725%;" data-mce-style="width: 51.4725%;"><br></td><td style="width: 45.8759%;" data-mce-style="width: 45.8759%;"><br></td></tr><tr><td style="width: 51.4725%;" data-mce-style="width: 51.4725%;"><div style="text-align: left;"><img style="margin-bottom: 16px; float: none;" alt="Description image" src="https://cdn.shopify.com/s/files/1/0566/3408/1340/files/SS-370__1___1.png?v=1675755866"></div></td><td style="width: 45.8759%;" data-mce-style="width: 45.8759%;"><div style="text-align: left;"><img style="margin-bottom: 16px; float: none;" alt="Description image" src="https://cdn.shopify.com/s/files/1/0566/3408/1340/files/SS-370.png-1.png__1.png?v=1675755866"></div></td></tr><tr><td style="width: 51.4725%;" data-mce-style="width: 51.4725%;"></td><td style="width: 45.8759%;" data-mce-style="width: 45.8759%;"></td></tr></tbody></table><br></td></tr></tbody></table><p><br><b>Sonali Solar's Specification</b><br></p><table width="100%"><tbody><tr><td style="width: 48.2638%;"><span>Model</span></td><td style="width: 47.7362%;">SS-M-370</td></tr><tr><td style="width: 48.2638%;"><span>Series</span></td><td style="width: 47.7362%;"><span>-</span></td></tr><tr><td style="width: 48.2638%;"><span>Manufacturer</span></td><td style="width: 47.7362%;">Sonali</td></tr></tbody></table><p><br><strong>MECHANICAL </strong><br></p><table width="100%"><tbody><tr><td style="width: 49.0244%;" data-mce-style="width: 49.0244%;">Specification</td><td style="width: 47.9756%;" data-mce-style="width: 47.9756%;">Data</td></tr><tr><td style="width: 49.0244%;" data-mce-style="width: 49.0244%;">Cell Type</td><td style="width: 47.9756%;" data-mce-style="width: 47.9756%;">Mono-crystalline</td></tr><tr><td style="width: 49.0244%;" data-mce-style="width: 49.0244%;">Cell Arrangement</td><td style="width: 47.9756%;" data-mce-style="width: 47.9756%;"><span class="markedContent"><span role="presentation" dir="ltr">56.75Ã—156.75 mm (72 cells)</span></span></td></tr><tr><td style="width: 49.0244%;" data-mce-style="width: 49.0244%;">Dimensions</td><td style="width: 47.9756%;" data-mce-style="width: 47.9756%;"><span class="markedContent"><span role="presentation" dir="ltr">1956x 992 x 40mm</span></span></td></tr><tr><td style="width: 49.0244%;" data-mce-style="width: 49.0244%;">Weight</td><td style="width: 47.9756%;" data-mce-style="width: 47.9756%;"><span class="markedContent"><span role="presentation" dir="ltr">21.5kg</span></span></td></tr><tr><td style="width: 49.0244%;" data-mce-style="width: 49.0244%;">Front / Back Glass</td><td style="width: 47.9756%;" data-mce-style="width: 47.9756%;"><span class="markedContent"><span role="presentation" dir="ltr">3.2mm AR tempered glass, low iron</span></span></td></tr><tr><td style="width: 49.0244%;" data-mce-style="width: 49.0244%;">Frame</td><td style="width: 47.9756%;" data-mce-style="width: 47.9756%;">Anodized aluminium alloy</td></tr><tr><td style="width: 49.0244%;" data-mce-style="width: 49.0244%;">J-Box</td><td style="width: 47.9756%;" data-mce-style="width: 47.9756%;">IP687</td></tr><tr><td style="width: 49.0244%;" data-mce-style="width: 49.0244%;">Cable</td><td style="width: 47.9756%;" data-mce-style="width: 47.9756%;"><span class="markedContent"><span role="presentation" dir="ltr">4.0 mm</span><span role="presentation" dir="ltr"> </span><span role="presentation" dir="ltr">2Â </span><span role="presentation" dir="ltr">wire length: 1200 mm</span></span></td></tr><tr><td style="width: 49.0244%;" data-mce-style="width: 49.0244%;">Cable Length (Including Connector)</td><td style="width: 47.9756%;" data-mce-style="width: 47.9756%;"><span class="markedContent"><span role="presentation" dir="ltr">MC4 compatible</span></span></td></tr><tr><td style="width: 49.0244%;" data-mce-style="width: 49.0244%;"></td><td style="width: 47.9756%;" data-mce-style="width: 47.9756%;"></td></tr></tbody></table><p><strong><br>ELECTRICAL</strong></p><table width="100%"><tbody><tr><td style="width: 47.723%;" data-mce-style="width: 47.723%;">Nominal Max. Power (Pmax)</td><td style="width: 46.277%;" data-mce-style="width: 46.277%;"><span class="markedContent" data-mce-fragment="1"><span dir="ltr" role="presentation" data-mce-fragment="1">370</span></span> W</td></tr><tr><td style="width: 47.723%;" data-mce-style="width: 47.723%;">Opt. Operating Voltage (Vmp)</td><td style="width: 46.277%;" data-mce-style="width: 46.277%;"><span class="markedContent" data-mce-fragment="1"><span dir="ltr" role="presentation" data-mce-fragment="1">47.8</span></span> V</td></tr><tr><td style="width: 47.723%;" data-mce-style="width: 47.723%;">Opt. Operating Current (Imp)</td><td style="width: 46.277%;" data-mce-style="width: 46.277%;"><span class="markedContent" data-mce-fragment="1"><span dir="ltr" role="presentation" data-mce-fragment="1">9.88Â </span></span>A</td></tr><tr><td style="width: 47.723%;" data-mce-style="width: 47.723%;">Open Circuit Voltage (Voc)</td><td style="width: 46.277%;" data-mce-style="width: 46.277%;"><span class="markedContent" data-mce-fragment="1"><span dir="ltr" role="presentation" data-mce-fragment="1">38.9</span></span> V</td></tr><tr><td style="width: 47.723%;" data-mce-style="width: 47.723%;">Short Circuit Current (Isc)</td><td style="width: 46.277%;" data-mce-style="width: 46.277%;"><span class="markedContent" data-mce-fragment="1"><span dir="ltr" role="presentation" data-mce-fragment="1">9.52</span></span> A</td></tr></tbody></table><p><strong><br>Warranty</strong><br data-mce-fragment="1"></p><ul><li><span class="markedContent"><span role="presentation" dir="ltr">Linear power guarantee 25 yearsÂ </span></span></li><li><span class="markedContent" data-mce-fragment="1"><span role="presentation" dir="ltr" data-mce-fragment="1">Product qualityÂ </span><span role="presentation" dir="ltr" data-mce-fragment="1">&amp; process guarantee 10 yearsÂ </span></span><br></li></ul><p>* Refer to warranty document for terms and conditions<br data-mce-fragment="1"><strong><br>Documentation</strong></p><table width="100%"><tbody><tr><td style="width: 24%;" data-mce-style="width: 24%;"><a href="https://cdn.shopify.com/s/files/1/0566/3408/1340/files/5d12f40d32c68_1_ff96c04b-167d-42d0-94a2-d0e87592af83.pdf?v=1675754517"><span style="color: #2b00ff;" data-mce-style="color: #2b00ff;">Data Sheet</span></a></td></tr></tbody></table><p><br><strong>Detailed Information</strong></p><p>With Sonali Solarâ€™s industry leading mono-PERC cell technology and the innovative LIC (Low Internal Current) module technology, we are now able to offer our global customers high power module</p><p><strong>High reliability</strong><br>Cell interconnections and diode placement use well-established industry practice and are field-proven to provide excellent reliability.<br><br><span class="markedContent" data-mce-fragment="1"><span role="presentation" dir="ltr" data-mce-fragment="1">Resistance to power attenuationÂ </span><span role="presentation" dir="ltr" data-mce-fragment="1">passed</span><span role="presentation" dir="ltr" data-mce-fragment="1">Â TUVÂ </span><span role="presentation" dir="ltr" data-mce-fragment="1">systemÂ </span><span role="presentation" dir="ltr" data-mce-fragment="1">voltage endurance test</span></span></p><p><strong>Quality and certifications</strong></p><p><span class="markedContent" data-mce-fragment="1"><span role="presentation" dir="ltr" data-mce-fragment="1">ISO 9001:</span><span role="presentation" dir="ltr" data-mce-fragment="1"> </span><span role="presentation" dir="ltr" data-mce-fragment="1">Quality Management System</span></span></p><p><span class="markedContent" data-mce-fragment="1"><span role="presentation" dir="ltr" data-mce-fragment="1">ISO 14001:</span><span role="presentation" dir="ltr" data-mce-fragment="1"> </span><span role="presentation" dir="ltr" data-mce-fragment="1">Environmental Management System Standard</span></span></p><p><span class="markedContent" data-mce-fragment="1"><span role="presentation" dir="ltr" data-mce-fragment="1">OHSAS 18001:</span><span role="presentation" dir="ltr" data-mce-fragment="1"> </span><span role="presentation" dir="ltr" data-mce-fragment="1">International Occupational Health andÂ </span><span role="presentation" dir="ltr" data-mce-fragment="1">Safety Assessment System Standard</span></span><br></p></td></tr></tbody></table>
USSP100-0060 | 255.2 | SS-M-440 | Sonali SS-M-440 440w Clear On White 144 Half-cell Mono Solar Panel | <table width="100%" data-mce-fragment="1"><tbody data-mce-fragment="1"><tr data-mce-fragment="1"><td data-mce-fragment="1"><strong>Sonali SS-M-440 440w Clear On White 144 Half-cell Mono Solar Panel</strong><br></td></tr><tr data-mce-fragment="1"><td data-mce-fragment="1"><p>This line of modules is the direct result of over three decades of design, manufacturing and use. Attending to every detail in the design and manufacture of our products, our process controls and testing methods have optimized module life and electrical energy production.</p><table width="100%"><tbody><tr><td><table width="100%"><tbody><tr><td style="width: 51.4725%;" data-mce-style="width: 51.4725%;"><br></td><td style="width: 45.8759%;" data-mce-style="width: 45.8759%;"><br></td></tr><tr><td style="width: 51.4725%;" data-mce-style="width: 51.4725%;"><div style="text-align: left;"><img style="margin-bottom: 16px; float: none;" alt="Description image" src="https://cdn.shopify.com/s/files/1/0566/3408/1340/files/ss-440-2.png?v=1675761857"></div></td><td style="width: 45.8759%;" data-mce-style="width: 45.8759%;"><div style="text-align: left;"><img style="margin-bottom: 16px; float: none;" alt="Description image" src="https://cdn.shopify.com/s/files/1/0566/3408/1340/files/ss-440-1.png?v=1675761873"></div></td></tr><tr><td style="width: 51.4725%;" data-mce-style="width: 51.4725%;"></td><td style="width: 45.8759%;" data-mce-style="width: 45.8759%;"></td></tr></tbody></table><br></td></tr></tbody></table><p><br><strong>Sonali Solar's Specification</strong></p><table width="100%"><tbody><tr><td style="width: 48.2638%;"><span>Model</span></td><td style="width: 47.7362%;">SS-M-440</td></tr><tr><td style="width: 48.2638%;"><span>Series</span></td><td style="width: 47.7362%;">SS-M-440 to 460 Series</td></tr><tr><td style="width: 48.2638%;"><span>Manufacturer</span></td><td style="width: 47.7362%;">Sonali</td></tr></tbody></table><p><br><strong>MECHANICAL </strong><br></p><table width="100%"><tbody><tr><td style="width: 49.0244%;" data-mce-style="width: 49.0244%;">Specification</td><td style="width: 47.9756%;" data-mce-style="width: 47.9756%;">Data</td></tr><tr><td style="width: 49.0244%;" data-mce-style="width: 49.0244%;">Cell Type</td><td style="width: 47.9756%;" data-mce-style="width: 47.9756%;">Mono-crystalline</td></tr><tr><td style="width: 49.0244%;" data-mce-style="width: 49.0244%;">Cell Arrangement</td><td style="width: 47.9756%;" data-mce-style="width: 47.9756%;"><span id="page1R_mcid68" class="markedContent"><span dir="ltr" role="presentation">182x91 mm / 6.53x3.27 in</span></span></td></tr><tr><td style="width: 49.0244%;" data-mce-style="width: 49.0244%;">Dimensions</td><td style="width: 47.9756%;" data-mce-style="width: 47.9756%;"><span id="page1R_mcid76" class="markedContent"><span dir="ltr" role="presentation">1910 X 1134 X 35 mm (</span><span dir="ltr" role="presentation">75.2 X 44.65 X 1.38 inch)</span></span><span id="page1R_mcid77" class="markedContent"><span dir="ltr" role="presentation"></span></span></td></tr><tr><td style="width: 49.0244%;" data-mce-style="width: 49.0244%;">Weight</td><td style="width: 47.9756%;" data-mce-style="width: 47.9756%;"><span id="page1R_mcid65" class="markedContent"><span dir="ltr" role="presentation">24 kgs(52.91 lbs)</span></span></td></tr><tr><td style="width: 49.0244%;" data-mce-style="width: 49.0244%;">Front / Back Glass</td><td style="width: 47.9756%;" data-mce-style="width: 47.9756%;"><span id="page1R_mcid45" class="markedContent"><span dir="ltr" role="presentation">Composite Sheet</span></span></td></tr><tr><td style="width: 49.0244%;" data-mce-style="width: 49.0244%;">Frame</td><td style="width: 47.9756%;" data-mce-style="width: 47.9756%;">Anodized aluminium alloy</td></tr><tr><td style="width: 49.0244%;" data-mce-style="width: 49.0244%;">J-Box</td><td style="width: 47.9756%;" data-mce-style="width: 47.9756%;">IP68, 3 diodes</td></tr><tr><td style="width: 49.0244%;" data-mce-style="width: 49.0244%;">Cable</td><td style="width: 47.9756%;" data-mce-style="width: 47.9756%;">1200mm (47.24inch)length with 4mmÂ²</td></tr><tr><td style="width: 49.0244%;" data-mce-style="width: 49.0244%;">Cable Length (Including Connector)</td><td style="width: 47.9756%;" data-mce-style="width: 47.9756%;"><span id="page1R_mcid51" class="markedContent"><span dir="ltr" role="presentation">MC4 compatible</span></span></td></tr></tbody></table><p><strong><br>ELECTRICAL</strong></p><table width="100%"><tbody><tr><td style="width: 47.723%;" data-mce-style="width: 47.723%;">Nominal Max. Power (Pmax)</td><td style="width: 46.277%;" data-mce-style="width: 46.277%;">440W</td></tr><tr><td style="width: 47.723%;" data-mce-style="width: 47.723%;">Opt. Operating Voltage (Vmp)</td><td style="width: 46.277%;" data-mce-style="width: 46.277%;">34.5 V</td></tr><tr><td style="width: 47.723%;" data-mce-style="width: 47.723%;">Opt. Operating Current (Imp)</td><td style="width: 46.277%;" data-mce-style="width: 46.277%;">12.74 A</td></tr><tr><td style="width: 47.723%;" data-mce-style="width: 47.723%;">Open Circuit Voltage (Voc)</td><td style="width: 46.277%;" data-mce-style="width: 46.277%;">41.2 V</td></tr><tr><td style="width: 47.723%;" data-mce-style="width: 47.723%;">Short Circuit Current (Isc)</td><td style="width: 46.277%;" data-mce-style="width: 46.277%;">13.54 A</td></tr></tbody></table><p><strong><br>Warranty</strong><br data-mce-fragment="1"></p><ul><li><span id="page374R_mcid19" class="markedContent" data-mce-fragment="1"><span dir="ltr" role="presentation" data-mce-fragment="1">Our product is durable and has 25 years performanceÂ </span><span dir="ltr" role="presentation" data-mce-fragment="1">warranty.</span></span></li><li><span class="markedContent" data-mce-fragment="1"><span dir="ltr" role="presentation" data-mce-fragment="1"><span class="markedContent" id="page374R_mcid19">Integrated manufacturing of cells &amp; modules in production line guarantees optimum performance</span></span></span></li></ul><p>* Refer to warranty document for terms and conditions<br data-mce-fragment="1"><strong><br>Documentation</strong></p><table width="100%"><tbody><tr><td style="width: 24%;" data-mce-style="width: 24%;"><a href="https://cdn.shopify.com/s/files/1/0566/3408/1340/files/440-Clear-35mm-G-110-1341_1_6e0044d7-40d1-495c-8c10-84c4fcf0882c.pdf?v=1675762919" data-mce-href="https://cdn.shopify.com/s/files/1/0566/3408/1340/files/440-Clear-35mm-G-110-1341_1_6e0044d7-40d1-495c-8c10-84c4fcf0882c.pdf?v=1675762919"><span style="color: #2b00ff;" data-mce-style="color: #2b00ff;">Data Sheet</span></a></td></tr></tbody></table><p><br><strong>Detailed Information</strong></p><p>With Sonali Solarâ€™s industry leading mono-PERC cell technology and the innovative LIC (Low Internal Current) module technology, we are now able to offer our global customers high power module<br data-mce-fragment="1"><br data-mce-fragment="1"><strong>High reliability</strong><br>Cell interconnections and diode placement use well-established industry practice and are field-proven to provide excellent reliability.<br><br><span id="page374R_mcid14" class="markedContent" data-mce-fragment="1"><span dir="ltr" role="presentation" data-mce-fragment="1">High Module efficiency is obtaining top performanceÂ </span><span dir="ltr" role="presentation" data-mce-fragment="1">even in diffused light conditions</span></span><br><span id="page374R_mcid15" class="markedContent" data-mce-fragment="1"><span dir="ltr" role="presentation" data-mce-fragment="1">We are leaders in providing our customers withÂ </span><span dir="ltr" role="presentation" data-mce-fragment="1">maximum sunlight conversion.</span></span></p><p><strong>Quality and certifications</strong><br><span id="page374R_mcid11" class="markedContent" data-mce-fragment="1"><span dir="ltr" role="presentation" data-mce-fragment="1">All Manufactured modules are tested 100% by El</span><span dir="ltr" role="presentation" data-mce-fragment="1">(Electroluminescence)</span><span dir="ltr" role="presentation" data-mce-fragment="1"> </span><span dir="ltr" role="presentation" data-mce-fragment="1">during the Production Process &amp;</span><span dir="ltr" role="presentation" data-mce-fragment="1">Free from micro cracks.</span></span><br></p><p><span class="markedContent" data-mce-fragment="1"><span dir="ltr" role="presentation" data-mce-fragment="1"><span class="markedContent" id="page374R_mcid11">Our high-performance modules are highly efficient, reliable and provide optimal output.</span></span></span></p><p><span class="markedContent" data-mce-fragment="1"><span dir="ltr" role="presentation" data-mce-fragment="1"><span class="markedContent" id="page374R_mcid12">The company manufactures solar modules in compliance with global standard including MNRE, IEC<br role="presentation">61215, 61730-1, 61730-2, 61701, UL 1703, UL 61730</span></span></span></p><p><span class="markedContent" data-mce-fragment="1"><span dir="ltr" role="presentation" data-mce-fragment="1"><span class="markedContent" id="page374R_mcid12">ISO 9001:2008 &amp; ISO 14001:2004 &amp; 18001:2007.</span></span></span></p></td></tr></tbody></table>
USSP100-0038 | 332 | POWERXT-400R-PM | Solaria POWERXT-400R-PM 400W Black On Black Mono Solar Panel | <table width="100%" data-mce-fragment="1"><tbody data-mce-fragment="1"><tr data-mce-fragment="1"><td data-mce-fragment="1"><strong>Solaria POWERXT-400R-PM 400W Black On Black Mono Solar Panel</strong><br></td></tr><tr data-mce-fragment="1"><td data-mce-fragment="1"><p>This line of modules is the direct result of over three decades of design, manufacturing and use. Attending to every detail in the design and manufacture of our products, our process controls and testing methods have optimized module life and electrical energy production.</p><table width="100%"><tbody><tr><td><table width="100%"><tbody><tr><td style="width: 51.4725%;" data-mce-style="width: 51.4725%;"><br></td><td style="width: 45.8759%;" data-mce-style="width: 45.8759%;"><br></td></tr><tr><td style="width: 51.4725%;" data-mce-style="width: 51.4725%;"><img src="https://cdn.shopify.com/s/files/1/0566/3408/1340/files/Screenshot_1.png?v=1675835716" alt=""></td><td style="width: 45.8759%;" data-mce-style="width: 45.8759%;"><img src="https://cdn.shopify.com/s/files/1/0566/3408/1340/files/solaria.png-1_ef559f3e-1369-4715-9576-38f921e3dd1f.png?v=1675835716" alt=""></td></tr><tr><td style="width: 51.4725%;" data-mce-style="width: 51.4725%;"></td><td style="width: 45.8759%;" data-mce-style="width: 45.8759%;"></td></tr></tbody></table><br></td></tr></tbody></table><p><br><strong>Solaria Solar's Specification</strong></p><table width="100%"><tbody><tr><td style="width: 48.2638%;"><span>Model</span></td><td style="width: 47.7362%;">POWERXT-400R</td></tr><tr><td style="width: 48.2638%;"><span>Series</span></td><td style="width: 47.7362%;">Solaria PowerXTÂ®-400R-PM</td></tr><tr><td style="width: 48.2638%;"><span>Manufacturer</span></td><td style="width: 47.7362%;"><span>Solaria</span></td></tr></tbody></table><p><br><strong>MECHANICAL </strong><br></p><table width="100%"><tbody><tr><td style="width: 49.0244%;" data-mce-style="width: 49.0244%;">Specification</td><td style="width: 47.9756%;" data-mce-style="width: 47.9756%;">Data</td></tr><tr><td style="width: 49.0244%;" data-mce-style="width: 49.0244%;">Cell Type</td><td style="width: 47.9756%;" data-mce-style="width: 47.9756%;">Monocrystalline Silicon</td></tr><tr><td style="width: 49.0244%;" data-mce-style="width: 49.0244%;">Cell Arrangement</td><td style="width: 47.9756%;" data-mce-style="width: 47.9756%;">-<br></td></tr><tr><td style="width: 49.0244%;" data-mce-style="width: 49.0244%;">Dimensions</td><td style="width: 47.9756%;" data-mce-style="width: 47.9756%;">1644mm x 1204mm x 40mm(64.72" x 47.4" x 1.57"in)</td></tr><tr><td style="width: 49.0244%;" data-mce-style="width: 49.0244%;">Weight</td><td style="width: 47.9756%;" data-mce-style="width: 47.9756%;">21 kg / 46 lbs</td></tr><tr><td style="width: 49.0244%;" data-mce-style="width: 49.0244%;"><span>Front / Back Glass</span></td><td style="width: 47.9756%;" data-mce-style="width: 47.9756%;">2.84mm ,AR Coated TemperedÂ </td></tr><tr><td style="width: 49.0244%;" data-mce-style="width: 49.0244%;">Frame</td><td style="width: 47.9756%;" data-mce-style="width: 47.9756%;">Anodized AluminumÂ BlackÂ </td></tr><tr><td style="width: 49.0244%;" data-mce-style="width: 49.0244%;">J-Box</td><td style="width: 47.9756%;" data-mce-style="width: 47.9756%;">IP68 ,4 diodes</td></tr><tr><td style="width: 49.0244%;" data-mce-style="width: 49.0244%;">Cable</td><td style="width: 47.9756%;" data-mce-style="width: 47.9756%;">12 AWG PV Wire (UL) / 1000mm</td></tr><tr><td style="width: 49.0244%;" data-mce-style="width: 49.0244%;">Cable Length (Including Connector)</td><td style="width: 47.9756%;" data-mce-style="width: 47.9756%;">MC4</td></tr></tbody></table><p><strong><br>ELECTRICAL</strong></p><table width="100%"><tbody><tr><td style="width: 47.723%;" data-mce-style="width: 47.723%;">Nominal Max. Power (Pmax)</td><td style="width: 46.277%;" data-mce-style="width: 46.277%;">400Â W</td></tr><tr><td style="width: 47.723%;" data-mce-style="width: 47.723%;">Opt. Operating Voltage (Vmp)</td><td style="width: 46.277%;" data-mce-style="width: 46.277%;">51.1 V</td></tr><tr><td style="width: 47.723%;" data-mce-style="width: 47.723%;">Opt. Operating Current (Imp)</td><td style="width: 46.277%;" data-mce-style="width: 46.277%;">9.82 A</td></tr><tr><td style="width: 47.723%;" data-mce-style="width: 47.723%;">Open Circuit Voltage (Voc)</td><td style="width: 46.277%;" data-mce-style="width: 46.277%;">42.4 V</td></tr><tr><td style="width: 47.723%;" data-mce-style="width: 47.723%;">Short Circuit Current (Isc)</td><td style="width: 46.277%;" data-mce-style="width: 46.277%;">9.41 A</td></tr></tbody></table><p><strong><br>Warranty</strong><br data-mce-fragment="1"></p><ul><li>25-year Power, Parts and Labor from Solaria</li><li>Typical Tier 1 industry warranty</li></ul><p>* Refer to warranty document for terms and conditions<br data-mce-fragment="1"><strong>Documentation</strong></p><table width="100%"><tbody><tr><td style="width: 24%;" data-mce-style="width: 24%;"><a href="https://cdn.shopify.com/s/files/1/0566/3408/1340/files/2279_110-1254_20Spec_20Sheet_1_4a5bac53-3658-4070-b9a2-3f71ec428b45.pdf?v=1675836518"><span style="color: #2b00ff;" data-mce-style="color: #2b00ff;">Data Sheet</span></a></td></tr></tbody></table><p><br><strong>Detailed Information</strong><br><br>Solaria PowerXT panels achieve over 20% efficiency; conventional panels achieve 15% â€“ 17% efficiency. Solaria PowerXT panels are one of the highest power panels available.<br></p><p>This reduces installation costs due to fewer balance of system components.</p><p><strong>High reliability</strong><br>Cell interconnections and diode placement use well-established industry practice and are field-proven to provide excellent reliability.<br><br>Solder-less cell interconnections are highly reliable and designed to far exceed the industry leading 25 year warranty<br><br><strong>Quality and certifications</strong><br>The Solaria Corporation 45700 Northport Loop East, Fremont, CA 94538<br></p></td></tr></tbody></table>
USSP100-0047 | 208.57 | VSUN370-120M-BB | Sunergy VSUN370-120M-BB 370W Black On Black 120 Half-cell Mono Solar Panel | <table width="100%" data-mce-fragment="1"><tbody data-mce-fragment="1"><tr data-mce-fragment="1"><td data-mce-fragment="1"><strong>Sunergy VSUN370-120M-BB 370w Black On Black 120 Half-cell Mono Solar Panel</strong><br></td></tr><tr data-mce-fragment="1"><td data-mce-fragment="1"><p>This line of modules is the direct result of over three decades of design, manufacturing and use. Attending to every detail in the design and manufacture of our products, our process controls and testing methods have optimized module life and electrical energy production.</p><table width="100%"><tbody><tr><td><table width="100%"><tbody><tr><td style="width: 51.4725%;" data-mce-style="width: 51.4725%;"><br></td><td style="width: 45.8759%;" data-mce-style="width: 45.8759%;"><br></td></tr><tr><td style="width: 51.4725%;" data-mce-style="width: 51.4725%;"><img src="https://cdn.shopify.com/s/files/1/0566/3408/1340/files/sunergy.png-1.png?v=1675915236" alt=""></td><td style="width: 45.8759%;" data-mce-style="width: 45.8759%;"><img src="https://cdn.shopify.com/s/files/1/0566/3408/1340/files/sunergy.png-2.png?v=1675915236" alt=""></td></tr><tr><td style="width: 51.4725%;" data-mce-style="width: 51.4725%;"></td><td style="width: 45.8759%;" data-mce-style="width: 45.8759%;"></td></tr></tbody></table><br></td></tr></tbody></table><p><br><strong>Sunergy Solar's Specification</strong></p><table width="100%"><tbody><tr><td style="width: 48.2638%;"><span>Model</span></td><td style="width: 47.7362%;">VSUN370-120M-BB</td></tr><tr><td style="width: 48.2638%;"><span>Series</span></td><td style="width: 47.7362%;"><span>VSUN</span></td></tr><tr><td style="width: 48.2638%;"><span>Manufacturer</span></td><td style="width: 47.7362%;">Sunergy Solar</td></tr></tbody></table><p><strong><br>MECHANICAL </strong><br></p><table width="100%"><tbody><tr><td style="width: 49.0244%;" data-mce-style="width: 49.0244%;">Specification</td><td style="width: 47.9756%;" data-mce-style="width: 47.9756%;">Data</td></tr><tr><td style="width: 49.0244%;" data-mce-style="width: 49.0244%;">Cell Type</td><td style="width: 47.9756%;" data-mce-style="width: 47.9756%;">Monocrystalline</td></tr><tr><td style="width: 49.0244%;" data-mce-style="width: 49.0244%;">Cell Arrangement</td><td style="width: 47.9756%;" data-mce-style="width: 47.9756%;">12Ã—10</td></tr><tr><td style="width: 49.0244%;" data-mce-style="width: 49.0244%;">Dimensions</td><td style="width: 47.9756%;" data-mce-style="width: 47.9756%;"> (LÃ—WÃ—H)69.37 X 41.2 X 1.18 in</td></tr><tr><td style="width: 49.0244%;" data-mce-style="width: 49.0244%;">Weight</td><td style="width: 47.9756%;" data-mce-style="width: 47.9756%;">19.6kg</td></tr><tr><td style="width: 49.0244%;" data-mce-style="width: 49.0244%;">Front / Back Glass</td><td style="width: 47.9756%;" data-mce-style="width: 47.9756%;">3.2 mm,White toughened safety glass</td></tr><tr><td style="width: 49.0244%;" data-mce-style="width: 49.0244%;">Frame</td><td style="width: 47.9756%;" data-mce-style="width: 47.9756%;">Anodized aluminiumÂ profile Black</td></tr><tr><td style="width: 49.0244%;" data-mce-style="width: 49.0244%;">J-Box</td><td style="width: 47.9756%;" data-mce-style="width: 47.9756%;">IP68, 3 diodes</td></tr><tr><td style="width: 49.0244%;" data-mce-style="width: 49.0244%;">Cable</td><td style="width: 47.9756%;" data-mce-style="width: 47.9756%;">Potrait: 500 mm (cable length can be customized) , 1Ã—4 mm2</td></tr><tr><td style="width: 49.0244%;" data-mce-style="width: 49.0244%;">Cable Length (Including Connector)</td><td style="width: 47.9756%;" data-mce-style="width: 47.9756%;">PV-ZH202B</td></tr><tr><td style="width: 49.0244%;" data-mce-style="width: 49.0244%;"></td><td style="width: 47.9756%;" data-mce-style="width: 47.9756%;"></td></tr></tbody></table><p><strong><br>ELECTRICAL</strong></p><table width="100%"><tbody><tr><td style="width: 47.723%;" data-mce-style="width: 47.723%;">Nominal Max. Power (Pmax)</td><td style="width: 46.277%;" data-mce-style="width: 46.277%;">370 W</td></tr><tr><td style="width: 47.723%;" data-mce-style="width: 47.723%;">Opt. Operating Voltage (Vmp)</td><td style="width: 46.277%;" data-mce-style="width: 46.277%;">-<br></td></tr><tr><td style="width: 47.723%;" data-mce-style="width: 47.723%;">Opt. Operating Current (Imp)</td><td style="width: 46.277%;" data-mce-style="width: 46.277%;">-<br></td></tr><tr><td style="width: 47.723%;" data-mce-style="width: 47.723%;">Open Circuit Voltage (Voc)</td><td style="width: 46.277%;" data-mce-style="width: 46.277%;">40.9 V</td></tr><tr><td style="width: 47.723%;" data-mce-style="width: 47.723%;">Short Circuit Current (Isc)</td><td style="width: 46.277%;" data-mce-style="width: 46.277%;">11.52 A</td></tr></tbody></table><p><strong><br>Warranty</strong><br data-mce-fragment="1"></p><ul><li>Material &amp; Workmanship 12 years warranty</li><li>Linear power output 25 years warranty</li></ul><p>* Refer to warranty document for terms and conditions<br data-mce-fragment="1"><strong>Documentation</strong></p><table width="100%"><tbody><tr><td style="width: 24%;" data-mce-style="width: 24%;"><a href="https://cdn.shopify.com/s/files/1/0566/3408/1340/files/20211008165618773_1_4985bb8d-a1a2-4743-bd85-d7b01d15841b.pdf?v=1675920282"><span style="color: #2b00ff;" data-mce-style="color: #2b00ff;">Data Sheet</span></a></td></tr></tbody></table><p><br><strong>Detailed Information</strong><br><br>VSUN, a BNEF Tier-1 PV module manufacturer invested by Fuji Solar, has been committed to providing greener, cleaner and more intelligent renewable energy solutions. VSUN is dedicated to bringing reliable, customized and high-efficient products into various markets and customers worldwide.<br></p><p><strong>High reliability</strong><br>Cell interconnections and diode placement use well-established industry practice and are field-proven to provide excellent reliability.<br><br>Higher output power</p><p>Lower risk of micro-crack</p><p>Positive tolerance offer</p><p><strong>Quality and certifications</strong><br>Load certificates: wind to 2400Pa and snow to 5400Pa<br></p></td></tr></tbody></table>
USSP100-0086 | 240 | VSUN400-108BMH | Sunergy VSUN400-108BMH 400W Black On Black 108 Half-cell Mono Solar Panel | <table width="100%" data-mce-fragment="1"><tbody data-mce-fragment="1"><tr data-mce-fragment="1"><td data-mce-fragment="1"><strong>Sunergy VSUN400-108BMH 400W Black On Black 108 Half-cell Mono Solar Panel</strong><br></td></tr><tr data-mce-fragment="1"><td data-mce-fragment="1"><p>This line of modules is the direct result of over three decades of design, manufacturing and use. Attending to every detail in the design and manufacture of our products, our process controls and testing methods have optimized module life and electrical energy production.</p><table width="100%"><tbody><tr><td><table width="100%"><tbody><tr><td style="width: 51.4725%;" data-mce-style="width: 51.4725%;"><br></td><td style="width: 45.8759%;" data-mce-style="width: 45.8759%;"><br></td></tr><tr><td style="width: 51.4725%;" data-mce-style="width: 51.4725%;"><div style="text-align: left;"><img style="margin-bottom: 16px; float: none;" alt="Description image" src="https://cdn.shopify.com/s/files/1/0566/3408/1340/files/sunergy.png-1_598c74b1-17c7-44a3-9eb2-f8368eb68f17_480x480.png?v=1675923912"></div></td><td style="width: 45.8759%;" data-mce-style="width: 45.8759%;"><div style="text-align: left;"><img style="margin-bottom: 16px; float: none;" alt="Description image" src="https://cdn.shopify.com/s/files/1/0566/3408/1340/files/sunergy.png-2_2588890f-f1e2-4e5b-b3f2-f27f65ec36c6_480x480.png?v=1675923949"></div></td></tr><tr><td style="width: 51.4725%;" data-mce-style="width: 51.4725%;"></td><td style="width: 45.8759%;" data-mce-style="width: 45.8759%;"></td></tr></tbody></table><br></td></tr></tbody></table><p><br><strong>Sunergy Solar's Specification</strong></p><table width="100%"><tbody><tr><td style="width: 48.2638%;"><span>Model</span></td><td style="width: 47.7362%;">VSUN400-108BMH</td></tr><tr><td style="width: 48.2638%;"><span>Series</span></td><td style="width: 47.7362%;"><span mce-data-marked="1">VSUN</span></td></tr><tr><td style="width: 48.2638%;"><span>Manufacturer</span></td><td style="width: 47.7362%;">Sunergy Solar</td></tr></tbody></table><p><strong><br>MECHANICAL </strong><br></p><table width="100%"><tbody><tr><td style="width: 49.0244%;" data-mce-style="width: 49.0244%;">Specification</td><td style="width: 47.9756%;" data-mce-style="width: 47.9756%;">Data</td></tr><tr><td style="width: 49.0244%;" data-mce-style="width: 49.0244%;">Cell Type</td><td style="width: 47.9756%;" data-mce-style="width: 47.9756%;">12Ã—9 pieces monocrystalline solar cells series strings</td></tr><tr><td style="width: 49.0244%;" data-mce-style="width: 49.0244%;">Cell Arrangement</td><td style="width: 47.9756%;" data-mce-style="width: 47.9756%;">12Ã—9</td></tr><tr><td style="width: 49.0244%;" data-mce-style="width: 49.0244%;">Dimensions</td><td style="width: 47.9756%;" data-mce-style="width: 47.9756%;">1722Ã—1134Ã—30mm (LÃ—WÃ—H)</td></tr><tr><td style="width: 49.0244%;" data-mce-style="width: 49.0244%;">Weight</td><td style="width: 47.9756%;" data-mce-style="width: 47.9756%;">21.4kg</td></tr><tr><td style="width: 49.0244%;" data-mce-style="width: 49.0244%;">Front / Back Glass</td><td style="width: 47.9756%;" data-mce-style="width: 47.9756%;">3.2 mm,White toughened safety glass</td></tr><tr><td style="width: 49.0244%;" data-mce-style="width: 49.0244%;">Frame</td><td style="width: 47.9756%;" data-mce-style="width: 47.9756%;">Black Anodized aluminiumÂ Profile</td></tr><tr><td style="width: 49.0244%;" data-mce-style="width: 49.0244%;">J-Box</td><td style="width: 47.9756%;" data-mce-style="width: 47.9756%;">IP68, 3 diodes</td></tr><tr><td style="width: 49.0244%;" data-mce-style="width: 49.0244%;">Cable</td><td style="width: 47.9756%;" data-mce-style="width: 47.9756%;">Potrait: 1300 mm (cable length can be customized)</td></tr><tr><td style="width: 49.0244%;" data-mce-style="width: 49.0244%;">Cable Length (Including Connector)</td><td style="width: 47.9756%;" data-mce-style="width: 47.9756%;">1Ã—4 mm2,compatible with MC4</td></tr><tr><td style="width: 49.0244%;" data-mce-style="width: 49.0244%;"></td><td style="width: 47.9756%;" data-mce-style="width: 47.9756%;"></td></tr></tbody></table><p><strong><br>ELECTRICAL</strong></p><table width="100%"><tbody><tr><td style="width: 47.723%;" data-mce-style="width: 47.723%;">Nominal Max. Power (Pmax)</td><td style="width: 46.277%;" data-mce-style="width: 46.277%;">400Â W</td></tr><tr><td style="width: 47.723%;" data-mce-style="width: 47.723%;">Opt. Operating Voltage (Vmp)</td><td style="width: 46.277%;" data-mce-style="width: 46.277%;">-</td></tr><tr><td style="width: 47.723%;" data-mce-style="width: 47.723%;">Opt. Operating Current (Imp)</td><td style="width: 46.277%;" data-mce-style="width: 46.277%;">-<br></td></tr><tr><td style="width: 47.723%;" data-mce-style="width: 47.723%;">Open Circuit Voltage (Voc)</td><td style="width: 46.277%;" data-mce-style="width: 46.277%;">37.2 V</td></tr><tr><td style="width: 47.723%;" data-mce-style="width: 47.723%;">Short Circuit Current (Isc)</td><td style="width: 46.277%;" data-mce-style="width: 46.277%;">13.68 A</td></tr></tbody></table><p><strong><br>Warranty</strong><br data-mce-fragment="1"></p><ul><li>Material &amp; Workmanship 12 years warranty</li><li>Linear power output 25 years warranty</li></ul><p>* Refer to warranty document for terms and conditions<br data-mce-fragment="1"><strong>Documentation</strong></p><table width="100%"><tbody><tr><td style="width: 24%;" data-mce-style="width: 24%;"><a href="https://cdn.shopify.com/s/files/1/0566/3408/1340/files/4432_110-1352.pdf?v=1677239491"><span style="color: #2b00ff;" data-mce-style="color: #2b00ff;">Data Sheet</span></a></td></tr></tbody></table><p><br><strong>Detailed Information</strong><br><br>VSUN, a BNEF Tier-1 PV module manufacturer invested by Fuji Solar, has been committed to providing greener, cleaner and more intelligent renewable energy solutions. VSUN is dedicated to bringing reliable, customized and high-efficient products into various markets and customers worldwide.<br></p><p><strong>High reliability</strong><br>Cell interconnections and diode placement use well-established industry practice and are field-proven to provide excellent reliability.<br><br>Higher output power</p><p>Positive tolerance offer</p><p><strong>Quality and certifications</strong><br>Certified for salt/ammonia corrosion resistance<br></p><p>Load certificates: wind to 2400Pa and snow to 5400Pa</p></td></tr></tbody></table>
USSP100-0035 | 397.8 | REC390AA | REC Alpha REC390AA PURE 390W Black On Black 132 Half-cell Mono Solar Panel | <table width="100%" data-mce-fragment="1"><tbody data-mce-fragment="1"><tr data-mce-fragment="1"><td data-mce-fragment="1"><strong>REC Alpha REC390AA PURE 390W Black On Black 132 Half-cell Mono Solar Panel</strong><br></td></tr><tr data-mce-fragment="1"><td data-mce-fragment="1"><p>This line of modules is the direct result of over three decades of design, manufacturing and use. Attending to every detail in the design and manufacture of our products, our process controls and testing methods have optimized module life and electrical energy production.</p><table width="100%"><tbody><tr><td><table width="100%"><tbody><tr><td style="width: 51.4725%;" data-mce-style="width: 51.4725%;"><br></td><td style="width: 45.8759%;" data-mce-style="width: 45.8759%;"><br></td></tr><tr><td style="width: 51.4725%;" data-mce-style="width: 51.4725%;"><div style="text-align: left;"><img style="margin-bottom: 16px; float: none;" alt="Description image" src="https://cdn.shopify.com/s/files/1/0566/3408/1340/files/Screenshot_1_204695cf-2e22-494d-8617-0c73752a43e3_480x480.png?v=1676003791"></div></td><td style="width: 45.8759%;" data-mce-style="width: 45.8759%;"><div style="text-align: left;"><img style="margin-bottom: 16px; float: none;" alt="Description image" src="https://cdn.shopify.com/s/files/1/0566/3408/1340/files/REC_png-1_png_480x480.png?v=1676002268"></div></td></tr><tr><td style="width: 51.4725%;" data-mce-style="width: 51.4725%;"></td><td style="width: 45.8759%;" data-mce-style="width: 45.8759%;"></td></tr></tbody></table><br></td></tr></tbody></table><p>Â <br></p><p><strong>REC Solar's Specification</strong></p><table width="100%"><tbody><tr><td style="width: 48.2638%;"><span>Model</span></td><td style="width: 47.7362%;">REC390AA</td></tr><tr><td style="width: 48.2638%;"><span>Series</span></td><td style="width: 47.7362%;">REC Alpha pure Black Series</td></tr><tr><td style="width: 48.2638%;"><span>Manufacturer</span></td><td style="width: 47.7362%;">REC</td></tr></tbody></table><p><br><strong>MECHANICAL </strong><br></p><table width="100%"><tbody><tr><td style="width: 49.0244%;" data-mce-style="width: 49.0244%;">Specification</td><td style="width: 47.9756%;" data-mce-style="width: 47.9756%;">Data</td></tr><tr><td style="width: 49.0244%;" data-mce-style="width: 49.0244%;">Cell Type</td><td style="width: 47.9756%;" data-mce-style="width: 47.9756%;">132 half-cut REC heterojunction cells with lead-free, gapless technology 6 strings of 22 cells in series</td></tr><tr><td style="width: 49.0244%;" data-mce-style="width: 49.0244%;">Cell Arrangement</td><td style="width: 47.9756%;" data-mce-style="width: 47.9756%;">-<br></td></tr><tr><td style="width: 49.0244%;" data-mce-style="width: 49.0244%;">Dimensions</td><td style="width: 47.9756%;" data-mce-style="width: 47.9756%;">71.7 x 40 x 1.2 in (1821 x 1016 x 30 mm)</td></tr><tr><td style="width: 49.0244%;" data-mce-style="width: 49.0244%;">Weight</td><td style="width: 47.9756%;" data-mce-style="width: 47.9756%;">45 lbs (20.5 kg)</td></tr><tr><td style="width: 49.0244%;" data-mce-style="width: 49.0244%;">Front / Back Glass</td><td style="width: 47.9756%;" data-mce-style="width: 47.9756%;">0.13 in (3.2 mm) solar glass with anti-reflection surface treatment</td></tr><tr><td style="width: 49.0244%;" data-mce-style="width: 49.0244%;">Frame</td><td style="width: 47.9756%;" data-mce-style="width: 47.9756%;">Anodized aluminiumÂ Black</td></tr><tr><td style="width: 49.0244%;" data-mce-style="width: 49.0244%;">J-Box</td><td style="width: 47.9756%;" data-mce-style="width: 47.9756%;">IP68 3 bypass diodes</td></tr><tr><td style="width: 49.0244%;" data-mce-style="width: 49.0244%;">Cable</td><td style="width: 47.9756%;" data-mce-style="width: 47.9756%;">12 AWG (4 mmÂ²) PV wire, 43+ 47 in (1.1 + 1.2 m)</td></tr><tr><td style="width: 49.0244%;" data-mce-style="width: 49.0244%;">Cable Length (Including Connector)</td><td style="width: 47.9756%;" data-mce-style="width: 47.9756%;">MC4 PV-KBT4/KST4, 12 AWG</td></tr><tr><td style="width: 49.0244%;" data-mce-style="width: 49.0244%;"></td><td style="width: 47.9756%;" data-mce-style="width: 47.9756%;"></td></tr></tbody></table><p><strong><br>ELECTRICAL</strong></p><table width="100%"><tbody><tr><td style="width: 47.723%;" data-mce-style="width: 47.723%;">Nominal Max. Power (Pmax)</td><td style="width: 46.277%;" data-mce-style="width: 46.277%;">390 W</td></tr><tr><td style="width: 47.723%;" data-mce-style="width: 47.723%;">Opt. Operating Voltage (Vmp)</td><td style="width: 46.277%;" data-mce-style="width: 46.277%;">-<br></td></tr><tr><td style="width: 47.723%;" data-mce-style="width: 47.723%;">Opt. Operating Current (Imp)</td><td style="width: 46.277%;" data-mce-style="width: 46.277%;">-<br></td></tr><tr><td style="width: 47.723%;" data-mce-style="width: 47.723%;">Open Circuit Voltage (Voc)</td><td style="width: 46.277%;" data-mce-style="width: 46.277%;">48.6 V</td></tr><tr><td style="width: 47.723%;" data-mce-style="width: 47.723%;">Short Circuit Current (Isc)</td><td style="width: 46.277%;" data-mce-style="width: 46.277%;">10.03 A</td></tr></tbody></table><p><strong><br>Warranty</strong><br data-mce-fragment="1"></p><ul><li>25 Years Pro Trust Warranty<br></li></ul><p>* Refer to warranty document for terms and conditions<br data-mce-fragment="1"><strong>Documentation</strong></p><table width="100%"><tbody><tr><td style="width: 24%;" data-mce-style="width: 24%;"><a href="https://cdn.shopify.com/s/files/1/0566/3408/1340/files/REC400Alpha_Pure_Black_f5TwEhk_1.pdf"><span style="color: #2b00ff;" data-mce-style="color: #2b00ff;">Data Sheet</span></a></td></tr></tbody></table><p><br><strong>Detailed Information</strong><br><br>Packing in cutting-edge technologies to deliver higher power density, stunning aesthetics, and minimal environmental impact - all with the renowned reliability of REC - REC Alpha is the solar panel of choice for home solar.<br></p><p>As Solarâ€™s Most Trusted, REC is committed to high quality, innovation, and a low carbon footprint in the solar materials and solar panels it manufactures.</p><p><strong>High reliability<br></strong><br>Cell interconnections and diode placement use well-established industry practices and are field-proven to provide excellent reliability.<br><br>The leading temperature coefficient means more energy as the temperature rises<br data-mce-fragment="1">Higher power for greater savings and accelerated return on investment<br data-mce-fragment="1">With high power density (214 watts/mÂ²), REC Alpha panels generate more energy from the same area, getting more from limited spaces<br><br><strong>Quality and certifications</strong></p><p>IEC 61215:2016, IEC 61730:2016, UL 61730 (Pending)</p><p>ISO 14001:2004, ISO 9001:2015</p><p>OHSAS 18001:2007, IEC 62941<br></p></td></tr></tbody></table>
USSP100-0037 | 259.15 | REC365TP4 | REC Twinpeak 4 REC365TP4 BLACK 365W Black On Black 120 Half-cell Mono Solar Panel | <table width="100%" data-mce-fragment="1"><tbody data-mce-fragment="1"><tr data-mce-fragment="1"><td data-mce-fragment="1"><strong>Rec Twinpeak 4 REC365TP4 BLACK 365W Black On Black 120 Half-cell Mono Solar Panel</strong><br><br></td></tr><tr data-mce-fragment="1"><td data-mce-fragment="1"><p>This line of modules is the direct result of over three decades of design, manufacturing and use. Attending to every detail in the design and manufacture of our products, our process controls and testing methods have optimized module life and electrical energy production.</p><table width="100%"><tbody><tr><td><table width="100%"><tbody><tr><td style="width: 51.4725%;" data-mce-style="width: 51.4725%;"><br></td><td style="width: 45.8759%;" data-mce-style="width: 45.8759%;"><br></td></tr><tr><td style="width: 51.4725%;" data-mce-style="width: 51.4725%;"><div style="text-align: left;"><img style="margin-bottom: 16px; float: none;" alt="Description images" src="https://cdn.shopify.com/s/files/1/0566/3408/1340/files/Screenshot_1_204695cf-2e22-494d-8617-0c73752a43e3_480x480.png?v=1676003791"></div></td><td style="width: 45.8759%;" data-mce-style="width: 45.8759%;"><div style="text-align: left;"><img style="margin-bottom: 16px; float: none;" alt="Description image" src="https://cdn.shopify.com/s/files/1/0566/3408/1340/files/REC_png-1_png_480x480.png?v=1676002268"></div></td></tr><tr><td style="width: 51.4725%;" data-mce-style="width: 51.4725%;"></td><td style="width: 45.8759%;" data-mce-style="width: 45.8759%;"></td></tr></tbody></table><br></td></tr></tbody></table><p><br><strong>REC Solar's Specification</strong></p><table width="100%"><tbody><tr><td style="width: 48.2638%;"><span>Model</span></td><td style="width: 47.7362%;">REC365TP4</td></tr><tr><td style="width: 48.2638%;"><span>Series</span></td><td style="width: 47.7362%;">REC TWINPEAK 4 BLACK SERIES</td></tr><tr><td style="width: 48.2638%;"><span>Manufacturer</span></td><td style="width: 47.7362%;"><span>REC</span></td></tr></tbody></table><p><br><strong>MECHANICAL </strong><br></p><table width="100%"><tbody><tr><td style="width: 49.0244%;" data-mce-style="width: 49.0244%;">Specification</td><td style="width: 47.9756%;" data-mce-style="width: 47.9756%;">Data</td></tr><tr><td style="width: 49.0244%;" data-mce-style="width: 49.0244%;">Cell Type</td><td style="width: 47.9756%;" data-mce-style="width: 47.9756%;">120 half-cut mono c-Si p-type cells 6 strings of 20 cells in series</td></tr><tr><td style="width: 49.0244%;" data-mce-style="width: 49.0244%;">Cell Arrangement</td><td style="width: 47.9756%;" data-mce-style="width: 47.9756%;">-<br></td></tr><tr><td style="width: 49.0244%;" data-mce-style="width: 49.0244%;">Dimensions</td><td style="width: 47.9756%;" data-mce-style="width: 47.9756%;">1755 x 1040 x 30 mm</td></tr><tr><td style="width: 49.0244%;" data-mce-style="width: 49.0244%;">Weight</td><td style="width: 47.9756%;" data-mce-style="width: 47.9756%;">20.0 kg</td></tr><tr><td style="width: 49.0244%;" data-mce-style="width: 49.0244%;">Front / Back Glass</td><td style="width: 47.9756%;" data-mce-style="width: 47.9756%;">3.2 mm solar glass with anti-reflection surface treatment</td></tr><tr><td style="width: 49.0244%;" data-mce-style="width: 49.0244%;">Frame</td><td style="width: 47.9756%;" data-mce-style="width: 47.9756%;">Anodized aluminium Black</td></tr><tr><td style="width: 49.0244%;" data-mce-style="width: 49.0244%;">J-Box</td><td style="width: 47.9756%;" data-mce-style="width: 47.9756%;">IP68, 3 bypass diodes</td></tr><tr><td style="width: 49.0244%;" data-mce-style="width: 49.0244%;">Cable</td><td style="width: 47.9756%;" data-mce-style="width: 47.9756%;">4 mmÂ² solar cable, 1.1 m + 1.2 m</td></tr><tr><td style="width: 49.0244%;" data-mce-style="width: 49.0244%;">Cable Length (Including Connector)</td><td style="width: 47.9756%;" data-mce-style="width: 47.9756%;">MC4 PV-KBT4/KST4</td></tr><tr><td style="width: 49.0244%;" data-mce-style="width: 49.0244%;"></td><td style="width: 47.9756%;" data-mce-style="width: 47.9756%;"></td></tr></tbody></table><p><strong><br>ELECTRICAL</strong></p><table width="100%"><tbody><tr><td style="width: 47.723%;" data-mce-style="width: 47.723%;">Nominal Max. Power (Pmax)</td><td style="width: 46.277%;" data-mce-style="width: 46.277%;">365 W</td></tr><tr><td style="width: 47.723%;" data-mce-style="width: 47.723%;">Opt. Operating Voltage (Vmp)</td><td style="width: 46.277%;" data-mce-style="width: 46.277%;">-<br></td></tr><tr><td style="width: 47.723%;" data-mce-style="width: 47.723%;">Opt. Operating Current (Imp)</td><td style="width: 46.277%;" data-mce-style="width: 46.277%;">-<br></td></tr><tr><td style="width: 47.723%;" data-mce-style="width: 47.723%;">Open Circuit Voltage (Voc)</td><td style="width: 46.277%;" data-mce-style="width: 46.277%;">40.8 V</td></tr><tr><td style="width: 47.723%;" data-mce-style="width: 47.723%;">Short Circuit Current (Isc)</td><td style="width: 46.277%;" data-mce-style="width: 46.277%;">11.32 A</td></tr></tbody></table><p><strong><br>Warranty</strong><br data-mce-fragment="1"></p><ul><li>25 Years Pro Trust Warranty<br></li></ul><p>* Refer to warranty document for terms and conditions<br data-mce-fragment="1"><strong><br>Documentation</strong></p><table width="100%"><tbody><tr><td style="width: 24%;" data-mce-style="width: 24%;"><a href="https://cdn.shopify.com/s/files/1/0566/3408/1340/files/3376_110-1349_20Data_20Sheet_1.pdf"><span style="color: #2b00ff;" data-mce-style="color: #2b00ff;">Data Sheet</span></a></td></tr></tbody></table><p><br><strong>Detailed Information</strong><br><br>Packing in cutting-edge technologies to deliver higher power density, stunning aesthetics, and minimal environmental impact - all with the renowned reliability of REC - REC Alpha is the solar panel of choice for home solar.<br></p><p>As Solarâ€™s Most Trusted, REC is committed to high quality, innovation, and a low carbon footprint in the solar materials and solar panels it manufactures</p><p><strong>High reliability</strong><br>Cell interconnections and diode placement use well-established industry practice and are field-proven to provide excellent reliability.<br><br>Leading temperature coefficient means more energy as temperature rises<br data-mce-fragment="1">Higher power for greater savings and accelerated return on investment<br data-mce-fragment="1">With high power density (214 watts/mÂ²), REC Alpha panels generate more energy from the same area, getting more from limited spaces<br><br><strong>Quality and certifications</strong></p><p>IEC 61215:2016, IEC 61730:2016, UL 61730 (Pending)</p><p>ISO 14001:2004, ISO 9001:2015</p><p>OHSAS 18001:2007, IEC 62941<br></p></td></tr></tbody></table>
USSP100-0075 | 265.65 | MSE345SX5T | Mission Solar MSE345SX5T 345W Black On Black 60 Cell Mono Solar Panel | <table width="100%" data-mce-fragment="1"><tbody data-mce-fragment="1"><tr data-mce-fragment="1"><td data-mce-fragment="1"><strong>Mission Solar MSE345SX5T 345W Black On Black 60 Cell Mono Solar Panel</strong><br></td></tr><tr data-mce-fragment="1"><td data-mce-fragment="1"><p>This line of modules is the direct result of over three decades of design, manufacturing and use. Attending to every detail in the design and manufacture of our products, our process controls and testing methods have optimized module life and electrical energy production.</p><table width="100%"><tbody><tr><td><table width="100%"><tbody><tr><td style="width: 51.4725%;" data-mce-style="width: 51.4725%;"><br></td><td style="width: 45.8759%;" data-mce-style="width: 45.8759%;"><br></td></tr><tr><td style="width: 51.4725%;" data-mce-style="width: 51.4725%;"><div style="text-align: left;"><img style="margin-bottom: 16px; float: none;" alt="Description image" src="https://cdn.shopify.com/s/files/1/0566/3408/1340/files/mission_solar.png?v=1675851827"></div></td><td style="width: 45.8759%;" data-mce-style="width: 45.8759%;"><div style="text-align: left;"><img style="margin-bottom: 16px; float: none;" alt="Description image" src="https://cdn.shopify.com/s/files/1/0566/3408/1340/files/mission_solar_png-1_png.png?v=1675851827"></div></td></tr><tr><td style="width: 51.4725%;" data-mce-style="width: 51.4725%;"></td><td style="width: 45.8759%;" data-mce-style="width: 45.8759%;"></td></tr></tbody></table><br></td></tr></tbody></table><p><strong>Mission Solar's Specification</strong><br></p><table width="100%"><tbody><tr><td style="width: 48.2638%;"><span>Model</span></td><td style="width: 47.7362%;">MSE345SX5T</td></tr><tr><td style="width: 48.2638%;"><span>Series</span></td><td style="width: 47.7362%;">MSE PERC 60</td></tr><tr><td style="width: 48.2638%;"><span>Manufacturer</span></td><td style="width: 47.7362%;"><span>Mission Solar</span></td></tr></tbody></table><p><strong><br>MECHANICAL </strong><br></p><table width="100%"><tbody><tr><td style="width: 49.0244%;" data-mce-style="width: 49.0244%;">Specification</td><td style="width: 47.9756%;" data-mce-style="width: 47.9756%;">Data</td></tr><tr><td style="width: 49.0244%;" data-mce-style="width: 49.0244%;">Cell Type</td><td style="width: 47.9756%;" data-mce-style="width: 47.9756%;">P-type mono-crystalline silicon</td></tr><tr><td style="width: 49.0244%;" data-mce-style="width: 49.0244%;">Cell Arrangement</td><td style="width: 47.9756%;" data-mce-style="width: 47.9756%;">60 cells (6x10)</td></tr><tr><td style="width: 49.0244%;" data-mce-style="width: 49.0244%;">Dimensions</td><td style="width: 47.9756%;" data-mce-style="width: 47.9756%;">1748mm x 1054mm x 40mm</td></tr><tr><td style="width: 49.0244%;" data-mce-style="width: 49.0244%;">Weight</td><td style="width: 47.9756%;" data-mce-style="width: 47.9756%;">20.3 kg (44.8 lbs.)</td></tr><tr><td style="width: 49.0244%;" data-mce-style="width: 49.0244%;">Front / Back Glass</td><td style="width: 47.9756%;" data-mce-style="width: 47.9756%;">3.2mm, tempered, low-iron, anti-reflective</td></tr><tr><td style="width: 49.0244%;" data-mce-style="width: 49.0244%;">Frame</td><td style="width: 47.9756%;" data-mce-style="width: 47.9756%;">Anodized</td></tr><tr><td style="width: 49.0244%;" data-mce-style="width: 49.0244%;">J-Box</td><td style="width: 47.9756%;" data-mce-style="width: 47.9756%;">-<br></td></tr><tr><td style="width: 49.0244%;" data-mce-style="width: 49.0244%;">Cable</td><td style="width: 47.9756%;" data-mce-style="width: 47.9756%;">1.0m, Wire 4mm2 (12AWG)</td></tr><tr><td style="width: 49.0244%;" data-mce-style="width: 49.0244%;">Cable Length (Including Connector)</td><td style="width: 47.9756%;" data-mce-style="width: 47.9756%;">Staubli PV-KBT4/6II-UR and PV-KST4/6II-UR, MC4, Renhe 05-8</td></tr><tr><td style="width: 49.0244%;" data-mce-style="width: 49.0244%;"></td><td style="width: 47.9756%;" data-mce-style="width: 47.9756%;"></td></tr></tbody></table><p><strong>ELECTRICAL</strong></p><table width="100%"><tbody><tr><td style="width: 47.723%;" data-mce-style="width: 47.723%;">Nominal Max. Power (Pmax)</td><td style="width: 46.277%;" data-mce-style="width: 46.277%;">345 W</td></tr><tr><td style="width: 47.723%;" data-mce-style="width: 47.723%;">Opt. Operating Voltage (Vmp)</td><td style="width: 46.277%;" data-mce-style="width: 46.277%;">-</td></tr><tr><td style="width: 47.723%;" data-mce-style="width: 47.723%;">Opt. Operating Current (Imp)</td><td style="width: 46.277%;" data-mce-style="width: 46.277%;">-</td></tr><tr><td style="width: 47.723%;" data-mce-style="width: 47.723%;">Open Circuit Voltage (Voc)</td><td style="width: 46.277%;" data-mce-style="width: 46.277%;">41.00 A</td></tr><tr><td style="width: 47.723%;" data-mce-style="width: 47.723%;">Short Circuit Current (Isc)</td><td style="width: 46.277%;" data-mce-style="width: 46.277%;">10.92 V</td></tr></tbody></table><p><strong>Warranty</strong><br data-mce-fragment="1"></p><ul><li>25 years warrantyÂ <br></li></ul><p><strong>Documentation</strong></p><table width="100%"><tbody><tr><td style="width: 24%;" data-mce-style="width: 24%;"><a href="https://cdn.shopify.com/s/files/1/0566/3408/1340/files/3332_110-1338_20Data_20Sheet_1_1_7c8e6cf0-f862-493a-8045-45f90c4f9c0d.pdf?v=1675857040"><span style="color: #2b00ff;" data-mce-style="color: #2b00ff;">Data Sheet</span></a></td></tr></tbody></table><p><br><strong>Detailed Information</strong><br><br>Mission Solar Energy is headquartered in San Antonio, Texas, where we manufacture our modules. We produce American, high quality solar modules ensuring the highest in-class power output and best in-class reliability<br></p><p>Our product line is tailored for residential, commercial and utility applications. Every Mission Solar Energy solar module is certified and surpasses industry standard regulations, proving excellent performance over the long term.</p><p><strong>High reliability</strong><br>Cell interconnections and diode placement use well-established industry practice and are field-proven to provide excellent reliability.<br><br>Tested to UL 61730 &amp; IEC Standards</p><p>Resistance to salt mist corrosion<br><strong></strong></p><p><strong>Quality and certifications</strong><br>UL 61730</p><p>IEC 61215</p><p>IEC 61730</p><p>IEC 61701<br></p></td></tr></tbody></table>
USSP100-0076 | 241.4 | MSE340SX5T | Mission Solar MSE340SX5T 340W Black On Black 60 Cell Mono Solar Panel | <table width="100%" data-mce-fragment="1"><tbody data-mce-fragment="1"><tr data-mce-fragment="1"><td data-mce-fragment="1"><strong>Mission Solar MSE340SX5T 340W Black On Black 60 Cell Mono Solar Panel</strong><br></td></tr><tr data-mce-fragment="1"><td data-mce-fragment="1"><p>This line of modules is the direct result of over three decades of design, manufacturing and use. Attending to every detail in the design and manufacture of our products, our process controls and testing methods have optimized module life and electrical energy production.</p><table width="100%"><tbody><tr><td><table width="100%"><tbody><tr><td style="width: 51.4725%;" data-mce-style="width: 51.4725%;"><br></td><td style="width: 45.8759%;" data-mce-style="width: 45.8759%;"><br></td></tr><tr><td style="width: 51.4725%;" data-mce-style="width: 51.4725%;"><div style="text-align: left;"><img style="margin-bottom: 16px; float: none;" alt="Description image" src="https://cdn.shopify.com/s/files/1/0566/3408/1340/files/mission_solar.png?v=1675851827"></div></td><td style="width: 45.8759%;" data-mce-style="width: 45.8759%;"><div style="text-align: left;"><img style="margin-bottom: 16px; float: none;" alt="Description image" src="https://cdn.shopify.com/s/files/1/0566/3408/1340/files/mission_solar_png-1_png.png?v=1675851827"></div></td></tr><tr><td style="width: 51.4725%;" data-mce-style="width: 51.4725%;"></td><td style="width: 45.8759%;" data-mce-style="width: 45.8759%;"></td></tr></tbody></table><br></td></tr></tbody></table><p><br><strong>Mission Solar's Specification</strong></p><table width="100%"><tbody><tr><td style="width: 48.2638%;"><span>Model</span></td><td style="width: 47.7362%;">MSE340SX5T</td></tr><tr><td style="width: 48.2638%;"><span>Series</span></td><td style="width: 47.7362%;"><span id="page4R_mcid1" class="markedContent"><span dir="ltr" role="presentation">MSE PERC 60</span></span></td></tr><tr><td style="width: 48.2638%;"><span>Manufacturer</span></td><td style="width: 47.7362%;">Mission Solar</td></tr></tbody></table><p><strong><br>MECHANICAL </strong><br></p><table width="100%"><tbody><tr><td style="width: 49.0244%;" data-mce-style="width: 49.0244%;">Specification</td><td style="width: 47.9756%;" data-mce-style="width: 47.9756%;">Data</td></tr><tr><td style="width: 49.0244%;" data-mce-style="width: 49.0244%;">Cell Type</td><td style="width: 47.9756%;" data-mce-style="width: 47.9756%;"><span class="markedContent" id="page284R_mcid101"><span role="presentation" dir="ltr">P-type mono-crystalline silicon</span></span></td></tr><tr><td style="width: 49.0244%;" data-mce-style="width: 49.0244%;">Cell Arrangement</td><td style="width: 47.9756%;" data-mce-style="width: 47.9756%;"><span class="markedContent" id="page284R_mcid103"><span role="presentation" dir="ltr">60 cells (6x10)</span></span></td></tr><tr><td style="width: 49.0244%;" data-mce-style="width: 49.0244%;">Dimensions</td><td style="width: 47.9756%;" data-mce-style="width: 47.9756%;"><span class="markedContent" id="page284R_mcid105"><span role="presentation" dir="ltr">1748mm x 1054mm x 40mm</span></span></td></tr><tr><td style="width: 49.0244%;" data-mce-style="width: 49.0244%;">Weight</td><td style="width: 47.9756%;" data-mce-style="width: 47.9756%;"><span class="markedContent" id="page284R_mcid107"><span role="presentation" dir="ltr">20.3 kg (44.8 lbs.)</span></span></td></tr><tr><td style="width: 49.0244%;" data-mce-style="width: 49.0244%;">Front / Back Glass</td><td style="width: 47.9756%;" data-mce-style="width: 47.9756%;"><span class="markedContent" id="page284R_mcid109"><span role="presentation" dir="ltr">3.2mm, tempered, low-iron, anti-reflective</span></span></td></tr><tr><td style="width: 49.0244%;" data-mce-style="width: 49.0244%;">Frame</td><td style="width: 47.9756%;" data-mce-style="width: 47.9756%;">Anodized</td></tr><tr><td style="width: 49.0244%;" data-mce-style="width: 49.0244%;">J-Box</td><td style="width: 47.9756%;" data-mce-style="width: 47.9756%;">-<br></td></tr><tr><td style="width: 49.0244%;" data-mce-style="width: 49.0244%;">Cable</td><td style="width: 47.9756%;" data-mce-style="width: 47.9756%;"><span class="markedContent" id="page284R_mcid117"><span role="presentation" dir="ltr">1.0m, Wire 4mm2 (12AWG)</span></span></td></tr><tr><td style="width: 49.0244%;" data-mce-style="width: 49.0244%;">Cable Length (Including Connector)</td><td style="width: 47.9756%;" data-mce-style="width: 47.9756%;"><span class="markedContent" id="page284R_mcid119"><span role="presentation" dir="ltr">Staubli PV-KBT4/6II-UR and PV-KST4/6II-UR,</span></span><span class="markedContent" id="page284R_mcid120"><br role="presentation"><span role="presentation" dir="ltr">MC4, Renhe 05-8</span></span></td></tr><tr><td style="width: 49.0244%;" data-mce-style="width: 49.0244%;"></td><td style="width: 47.9756%;" data-mce-style="width: 47.9756%;"></td></tr></tbody></table><p><strong><br>ELECTRICAL</strong></p><table width="100%"><tbody><tr><td style="width: 47.723%;" data-mce-style="width: 47.723%;">Nominal Max. Power (Pmax)</td><td style="width: 46.277%;" data-mce-style="width: 46.277%;">340 W</td></tr><tr><td style="width: 47.723%;" data-mce-style="width: 47.723%;">Opt. Operating Voltage (Vmp)</td><td style="width: 46.277%;" data-mce-style="width: 46.277%;">-</td></tr><tr><td style="width: 47.723%;" data-mce-style="width: 47.723%;">Opt. Operating Current (Imp)</td><td style="width: 46.277%;" data-mce-style="width: 46.277%;">-</td></tr><tr><td style="width: 47.723%;" data-mce-style="width: 47.723%;">Open Circuit Voltage (Voc)</td><td style="width: 46.277%;" data-mce-style="width: 46.277%;">40.82 A</td></tr><tr><td style="width: 47.723%;" data-mce-style="width: 47.723%;">Short Circuit Current (Isc)</td><td style="width: 46.277%;" data-mce-style="width: 46.277%;"><span class="markedContent" id="page284R_mcid41" data-mce-fragment="1"><span role="presentation" dir="ltr" data-mce-fragment="1">10.86</span></span><span class="markedContent" id="page284R_mcid42" data-mce-fragment="1"><span role="presentation" dir="ltr" data-mce-fragment="1"></span></span> V</td></tr></tbody></table><p><strong><br>Warranty</strong><br data-mce-fragment="1"></p><ul><li>25 years warranty<br></li></ul><p>* Refer to warranty document for terms and conditions<br data-mce-fragment="1"><strong>Documentation</strong></p><table width="100%"><tbody><tr><td style="width: 24%;" data-mce-style="width: 24%;"><a href="https://cdn.shopify.com/s/files/1/0566/3408/1340/files/3332_110-1338_20Data_20Sheet_1_f0a2ce75-d963-4419-9da7-7dca5cf2d3ed.pdf?v=1675854240"><span style="color: #2b00ff;" data-mce-style="color: #2b00ff;">Data Sheet</span></a></td></tr></tbody></table><p><br><strong>Detailed Information</strong><br><br><span class="markedContent" data-mce-fragment="1"><span dir="ltr" role="presentation" data-mce-fragment="1">Mission Solar Energy is headquartered in San Antonio, Texas, where weÂ </span></span><span class="markedContent" data-mce-fragment="1"><span dir="ltr" role="presentation" data-mce-fragment="1">manufacture our modules. We produce American, high quality solar modules</span></span><span class="markedContent" data-mce-fragment="1"><br role="presentation" data-mce-fragment="1"><span dir="ltr" role="presentation" data-mce-fragment="1">ensuring the highest in-class power output and best in-class reliability</span></span></p><p>Our product line is tailored for residential, commercial and utility applications.Every Mission Solar Energy solar module is certified and surpasses industry<br data-mce-fragment="1">standard regulations, proving excellent performance over the long term</p><p><strong>High reliability</strong><br>Cell interconnections and diode placement use well-established industry practice and are field-proven to provide excellent reliability.<br><br><span class="markedContent" data-mce-fragment="1"><span dir="ltr" role="presentation" data-mce-fragment="1">Tested to UL 61730 &amp; IEC Standards</span></span><span class="markedContent" data-mce-fragment="1"><br role="presentation" data-mce-fragment="1"><span dir="ltr" role="presentation" data-mce-fragment="1">PID resistant</span></span><span class="markedContent" data-mce-fragment="1"><br role="presentation" data-mce-fragment="1"><span dir="ltr" role="presentation" data-mce-fragment="1">Resistance to salt mist corrosion</span></span><br><br><strong>Quality and certifications</strong><br><span class="markedContent" data-mce-fragment="1"><span dir="ltr" role="presentation" data-mce-fragment="1">UL 61730</span></span></p><p><span class="markedContent" data-mce-fragment="1"><span role="presentation" dir="ltr" data-mce-fragment="1">EC 61215</span></span></p><p><span class="markedContent" data-mce-fragment="1"><span role="presentation" dir="ltr" data-mce-fragment="1">EC 61730</span></span></p><p><span class="markedContent" data-mce-fragment="1"><span role="presentation" dir="ltr" data-mce-fragment="1">EC 61701</span></span><br></p></td></tr></tbody></table>
USSP100-0020 | 207.76 | Q.PEAK DUO L-G8.2 420 | Hanwha Q Cells Q.PEAK DUO L-G8.2 420 420w Clear On White 144 Half-cell Mono Solar Panel | <table width="100%" data-mce-fragment="1"><tbody data-mce-fragment="1"><tr data-mce-fragment="1"><td data-mce-fragment="1"><strong>Hanwha Q Cells Q.PEAK Q.PEAK DUO L-G8.2 420 420w Clear On White 144 Half-cell Mono Solar Panel</strong><br></td></tr><tr data-mce-fragment="1"><td data-mce-fragment="1"><p>This line of modules is the direct result of over three decades of design, manufacturing and use. Attending to every detail in the design and manufacture of our products, our process controls and testing methods have optimized module life and electrical energy production.</p><table width="100%"><tbody><tr><td><table width="100%"><tbody><tr><td style="width: 51.4725%;" data-mce-style="width: 51.4725%;"><br></td><td style="width: 45.8759%;" data-mce-style="width: 45.8759%;"><br></td></tr><tr><td style="width: 51.4725%;" data-mce-style="width: 51.4725%;"><div style="text-align: left;"><img src="https://cdn.shopify.com/s/files/1/0566/3408/1340/files/img_480x480.png?v=1675933786" alt="Description image" style="margin-bottom: 16px; float: none;"></div></td><td style="width: 45.8759%;" data-mce-style="width: 45.8759%;"><div style="text-align: left;"><img style="margin-bottom: 16px; float: none;" alt="Description image" src="https://cdn.shopify.com/s/files/1/0566/3408/1340/files/Hunwhaimg-2_480x480.png?v=1675932529"></div></td></tr><tr><td style="width: 51.4725%;" data-mce-style="width: 51.4725%;"></td><td style="width: 45.8759%;" data-mce-style="width: 45.8759%;"></td></tr></tbody></table><strong>Hunwha Solar's Specification</strong><table width="100%"><tbody><tr><td style="width: 48.2638%;" data-mce-style="width: 48.2638%;"><span>Model</span></td><td style="width: 47.7362%;" data-mce-style="width: 47.7362%;">DUO L-G8.2 420</td></tr><tr><td style="width: 48.2638%;" data-mce-style="width: 48.2638%;"><span>Series</span></td><td style="width: 47.7362%;" data-mce-style="width: 47.7362%;"><span>Q ANTUM DUO</span></td></tr><tr><td style="width: 48.2638%;" data-mce-style="width: 48.2638%;"><span>Manufacturer</span></td><td style="width: 47.7362%;" data-mce-style="width: 47.7362%;"><span>Hanwha</span></td></tr></tbody></table></td></tr></tbody></table><p><br><strong>MECHANICAL </strong><br></p><table width="100%"><tbody><tr><td style="width: 49.0244%;" data-mce-style="width: 49.0244%;">Specification</td><td style="width: 47.9756%;" data-mce-style="width: 47.9756%;">Data</td></tr><tr><td style="width: 49.0244%;" data-mce-style="width: 49.0244%;">Cell Type</td><td style="width: 47.9756%;" data-mce-style="width: 47.9756%;">Monocrystalline</td></tr><tr><td style="width: 49.0244%;" data-mce-style="width: 49.0244%;">Cell Arrangement</td><td style="width: 47.9756%;" data-mce-style="width: 47.9756%;">6 Ã— 24</td></tr><tr><td style="width: 49.0244%;" data-mce-style="width: 49.0244%;">Dimensions</td><td style="width: 47.9756%;" data-mce-style="width: 47.9756%;">81.9in Ã— 40.6in Ã— 1.38in (including frame) (2080mm Ã— 1030mm Ã— 35mm)</td></tr><tr><td style="width: 49.0244%;" data-mce-style="width: 49.0244%;">Weight</td><td style="width: 47.9756%;" data-mce-style="width: 47.9756%;">55.1lbs (25.0kg)</td></tr><tr><td style="width: 49.0244%;" data-mce-style="width: 49.0244%;">Front / Back Glass</td><td style="width: 47.9756%;" data-mce-style="width: 47.9756%;">0.13in (3.2mm) thermally pre-stressed glass with anti-reflection technology</td></tr><tr><td style="width: 49.0244%;" data-mce-style="width: 49.0244%;">Frame</td><td style="width: 47.9756%;" data-mce-style="width: 47.9756%;">Anodized aluminium</td></tr><tr><td style="width: 49.0244%;" data-mce-style="width: 49.0244%;">J-Box</td><td style="width: 47.9756%;" data-mce-style="width: 47.9756%;">IP68, IP67</td></tr><tr><td style="width: 49.0244%;" data-mce-style="width: 49.0244%;">Cable</td><td style="width: 47.9756%;" data-mce-style="width: 47.9756%;">4mmÂ² Solar cable; (+) â‰¥55.1in (1400mm), (âˆ’) â‰¥55.1in (1400mm)</td></tr><tr><td style="width: 49.0244%;" data-mce-style="width: 49.0244%;">Cable Length (Including Connector)</td><td style="width: 47.9756%;" data-mce-style="width: 47.9756%;">MC4-Evo2, Hanwha Q CELLS HQC4, Amphenol UTX, Renhe 05-8, JMTHY JM601A; Tongling Cable01S-F</td></tr><tr><td style="width: 49.0244%;" data-mce-style="width: 49.0244%;"></td><td style="width: 47.9756%;" data-mce-style="width: 47.9756%;"></td></tr></tbody></table><p><strong><br>ELECTRICAL</strong></p><table width="100%"><tbody><tr><td style="width: 47.723%;" data-mce-style="width: 47.723%;">Nominal Max. Power (Pmax)</td><td style="width: 46.277%;" data-mce-style="width: 46.277%;">420Â W</td></tr><tr><td style="width: 47.723%;" data-mce-style="width: 47.723%;">Opt. Operating Voltage (Vmp)</td><td style="width: 46.277%;" data-mce-style="width: 46.277%;">-<br></td></tr><tr><td style="width: 47.723%;" data-mce-style="width: 47.723%;">Opt. Operating Current (Imp)</td><td style="width: 46.277%;" data-mce-style="width: 46.277%;">-<br></td></tr><tr><td style="width: 47.723%;" data-mce-style="width: 47.723%;">Open Circuit Voltage (Voc)</td><td style="width: 46.277%;" data-mce-style="width: 46.277%;">48.84 V</td></tr><tr><td style="width: 47.723%;" data-mce-style="width: 47.723%;">Short Circuit Current (Isc)</td><td style="width: 46.277%;" data-mce-style="width: 46.277%;">10.74 A</td></tr></tbody></table><p><strong><br>Warranty</strong><br data-mce-fragment="1"></p><ul><li>Inclusive 12-year product warranty</li><li>25-year linear performance warranty</li></ul><p>* Refer to warranty document for terms and conditions<br><br data-mce-fragment="1"><strong>Documentation</strong></p><table width="100%"><tbody><tr><td style="width: 24%;" data-mce-style="width: 24%;"><a href="https://cdn.shopify.com/s/files/1/0566/3408/1340/files/3279_110-1321_20Data_20Sheet_1_2bbfa885-324a-44d9-801a-7c5ed1da8f83.pdf?v=1672155757"><span style="color: #2b00ff;" data-mce-style="color: #2b00ff;">Data Sheet</span></a></td></tr></tbody></table><p><br><strong>Detailed Information</strong><br><br>All data within measurement tolerances. Full warranties in accordance with the warranty terms of the Q CELLS sales organisation of your respective country.<br></p><p><strong>High reliability<br></strong><br>Cell interconnections and diode placement use well-established industry practice and are field-proven to provide excellent reliability.<br><br>High-tech aluminium alloy frame</p><p>Long-term yield security with Anti LID Technology</p><p><strong>Quality and certifications<br></strong><br>UL 1703, CE-compliant</p><p>IEC 61215:2016</p><p>IEC 61730:2016</p><p>Application Class II, U.S. Patent No. 9,893,215 (solar cells)<br></p></td></tr></tbody></table>
USSP100-0019 | 246.97 | Q.PEAK DUO BLK-G10+ 365 | HANWHA Q CELLS Q.PEAK Q.PEAK DUO BLK-G10+ 365 365W BLACK ON BLACK 120 HALF-CELL MONO SOLAR PANEL | <strong data-mce-fragment="1">QCells, 365W PV Module, MC4, PV Wire 1150mm (~45.3â€), 32mm Black Frame/Black Back Sheet, BOB, 120 Cell 6BB Mono, 20A Fuse, 1000Vdc, 338.3 PTC, 25/25 Warranty, Q.PEAK DUO BLK-G10+ 365</strong>
USSP100-0015 | 255.2 | E440HCM120B | Emmvee E440HCM120B 440W Black On Black 120 Half-cell Mono Solar Panel | <table width="100%" data-mce-fragment="1"><tbody data-mce-fragment="1"><tr data-mce-fragment="1"><td data-mce-fragment="1"><strong>Emmvee E440HCM120B 440W Black On Black 120 Half-cell Mono Solar Panel,Â MC-4 Compatible, 500mm (~19.7â€) PV Wire, 35mm Black</strong><br></td></tr><tr data-mce-fragment="1"><td data-mce-fragment="1"><p>This line of modules is the direct result of over three decades of design, manufacturing and use. Attending to every detail in the design and manufacture of our products, our process controls and testing methods have optimized module life and electrical energy production.</p><table width="100%"><tbody><tr><td><table width="100%"><tbody><tr><td style="width: 51.4725%;" data-mce-style="width: 51.4725%;"><br></td><td style="width: 45.8759%;" data-mce-style="width: 45.8759%;"><br></td></tr><tr><td style="width: 51.4725%;" data-mce-style="width: 51.4725%;"><div style="text-align: left;"><img style="margin-bottom: 16px; float: none;" alt="Description image" src="https://cdn.shopify.com/s/files/1/0566/3408/1340/files/emmvee_11ffafaf-89ff-497c-a0da-11ee7d419e12_480x480.png?v=1675937238"></div></td><td style="width: 45.8759%;" data-mce-style="width: 45.8759%;"><br></td></tr><tr><td style="width: 51.4725%;" data-mce-style="width: 51.4725%;"></td><td style="width: 45.8759%;" data-mce-style="width: 45.8759%;"></td></tr></tbody></table><br></td></tr></tbody></table><p><strong>Emmvee Solar's Specification</strong></p><table width="100%"><tbody><tr><td style="width: 48.2638%;"><span>Model</span></td><td style="width: 47.7362%;">E440HCM120B</td></tr><tr><td style="width: 48.2638%;"><span>Series</span></td><td style="width: 47.7362%;"><span>-</span></td></tr><tr><td style="width: 48.2638%;"><span>Manufacturer</span></td><td style="width: 47.7362%;"><span>Emmvee</span></td></tr></tbody></table><p><strong><br>MECHANICAL </strong><br></p><table width="100%"><tbody><tr><td style="width: 49.0244%;" data-mce-style="width: 49.0244%;">Specification</td><td style="width: 47.9756%;" data-mce-style="width: 47.9756%;">Data</td></tr><tr><td style="width: 49.0244%;" data-mce-style="width: 49.0244%;">Cell Type</td><td style="width: 47.9756%;" data-mce-style="width: 47.9756%;">Monoperc</td></tr><tr><td style="width: 49.0244%;" data-mce-style="width: 49.0244%;">Cell Arrangement</td><td style="width: 47.9756%;" data-mce-style="width: 47.9756%;">182mm X 91mm</td></tr><tr><td style="width: 49.0244%;" data-mce-style="width: 49.0244%;">Dimensions</td><td style="width: 47.9756%;" data-mce-style="width: 47.9756%;">1913 mm X 1134 mm X 35 mm</td></tr><tr><td style="width: 49.0244%;" data-mce-style="width: 49.0244%;">Weight</td><td style="width: 47.9756%;" data-mce-style="width: 47.9756%;">24 Kg</td></tr><tr><td style="width: 49.0244%;" data-mce-style="width: 49.0244%;">Front / Back Glass</td><td style="width: 47.9756%;" data-mce-style="width: 47.9756%;">3.2 mm HIGH TRANSMISSION, SOLAR GLASS</td></tr><tr><td style="width: 49.0244%;" data-mce-style="width: 49.0244%;">Frame</td><td style="width: 47.9756%;" data-mce-style="width: 47.9756%;">Anodised Aluminium Frame</td></tr><tr><td style="width: 49.0244%;" data-mce-style="width: 49.0244%;">J-Box</td><td style="width: 47.9756%;" data-mce-style="width: 47.9756%;">IP68 3 diodes</td></tr><tr><td style="width: 49.0244%;" data-mce-style="width: 49.0244%;">Cable</td><td style="width: 47.9756%;" data-mce-style="width: 47.9756%;">4mmÂ² Solar Cables,Lenght 1200Â±10mm</td></tr><tr><td style="width: 49.0244%;" data-mce-style="width: 49.0244%;">Cable Length (Including Connector)</td><td style="width: 47.9756%;" data-mce-style="width: 47.9756%;">MC4<br></td></tr><tr><td style="width: 49.0244%;" data-mce-style="width: 49.0244%;"></td><td style="width: 47.9756%;" data-mce-style="width: 47.9756%;"></td></tr></tbody></table><p><strong><br>ELECTRICAL</strong></p><table width="100%"><tbody><tr><td style="width: 47.723%;" data-mce-style="width: 47.723%;">Nominal Max. Power (Pmax)</td><td style="width: 46.277%;" data-mce-style="width: 46.277%;">440Â W</td></tr><tr><td style="width: 47.723%;" data-mce-style="width: 47.723%;">Opt. Operating Voltage (Vmp)</td><td style="width: 46.277%;" data-mce-style="width: 46.277%;">34.21 V</td></tr><tr><td style="width: 47.723%;" data-mce-style="width: 47.723%;">Opt. Operating Current (Imp)</td><td style="width: 46.277%;" data-mce-style="width: 46.277%;">12.87 A</td></tr><tr><td style="width: 47.723%;" data-mce-style="width: 47.723%;">Open Circuit Voltage (Voc)</td><td style="width: 46.277%;" data-mce-style="width: 46.277%;">41.44 V</td></tr><tr><td style="width: 47.723%;" data-mce-style="width: 47.723%;">Short Circuit Current (Isc)</td><td style="width: 46.277%;" data-mce-style="width: 46.277%;">13.55 A</td></tr></tbody></table><p><strong><br>Warranty</strong><br data-mce-fragment="1"></p><ul><li>Product WarrantyÂ 12 years</li><li>Performance Warranty 25 Years<br>Annual Degradation 1st Year Degradation, 2%, From 2nd Year 0.55% Annual Degradation.</li></ul><p>* Refer to warranty document for terms and conditions<br data-mce-fragment="1"><strong>Documentation</strong></p><table width="100%"><tbody><tr><td style="width: 24%;" data-mce-style="width: 24%;"><a href="https://cdn.shopify.com/s/files/1/0566/3408/1340/files/4190_110-1329_Data_Sheet.pdf?v=1678080878"><span style="color: #2b00ff;" data-mce-style="color: #2b00ff;">Data Sheet</span></a></td></tr></tbody></table><p><br><strong>Detailed Information</strong><br><br>As always, our promise is to maintain enviable standards of excellent quality, timely delivery and reliable support to our customers as they explore and adopt environmentally friendly solar power solutions.<br></p><p><strong>High reliability</strong><br>Cell interconnections and diode placement use well-established industry practice and are field-proven to provide excellent reliability.<br><br>Higher lifetime Power Yield.</p><p>Multi Busbar Technolog.</p><p><strong>Quality and certifications</strong><br>Â ISO 9001:2015, ISO 14001:2015 &amp; OHSAS 45000:2018 Certifed Company<br></p></td></tr></tbody></table>
USSP100-0016 | 205.4 | E395M72-B | Emmvee E395M72-B 395W Black On Black 72 Cell Mono Solar Panel | <table width="100%" data-mce-fragment="1"><tbody data-mce-fragment="1"><tr data-mce-fragment="1"><td data-mce-fragment="1"><strong>EMMVEE E395M72-B 395W Black On Black 72 Cell Mono Solar Panel</strong></td></tr><tr data-mce-fragment="1"><td data-mce-fragment="1"><p>This line of modules is the direct result of over three decades of design, manufacturing and use. Attending to every detail in the design and manufacture of our products, our process controls and testing methods have optimized module life and electrical energy production.</p><table width="100%"><tbody><tr><td><table width="100%"><tbody><tr><td style="width: 51.4725%;" data-mce-style="width: 51.4725%;"><br></td><td style="width: 45.8759%;" data-mce-style="width: 45.8759%;"><br></td></tr><tr><td style="width: 51.4725%;" data-mce-style="width: 51.4725%;"><div style="text-align: left;"><img style="margin-bottom: 16px; float: none;" alt="Description image" src="https://cdn.shopify.com/s/files/1/0566/3408/1340/files/emmvee_11ffafaf-89ff-497c-a0da-11ee7d419e12_480x480.png?v=1675937238"></div></td><td style="width: 45.8759%;" data-mce-style="width: 45.8759%;"><br></td></tr><tr><td style="width: 51.4725%;" data-mce-style="width: 51.4725%;"></td><td style="width: 45.8759%;" data-mce-style="width: 45.8759%;"></td></tr></tbody></table><br></td></tr></tbody></table><p><strong>Emmvee Solar's Specification</strong></p><table width="100%"><tbody><tr><td style="width: 48.2638%;"><span>Model</span></td><td style="width: 47.7362%;">E395M72-B</td></tr><tr><td style="width: 48.2638%;"><span>Series</span></td><td style="width: 47.7362%;">EMMVEE 1500 DC PV MODULE</td></tr><tr><td style="width: 48.2638%;"><span>Manufacturer</span></td><td style="width: 47.7362%;"><span>Emmvee</span></td></tr></tbody></table><p><strong><br>MECHANICAL </strong><br></p><table width="100%"><tbody><tr><td style="width: 49.0244%;" data-mce-style="width: 49.0244%;">Specification</td><td style="width: 47.9756%;" data-mce-style="width: 47.9756%;">Data</td></tr><tr><td style="width: 49.0244%;" data-mce-style="width: 49.0244%;">Cell Type</td><td style="width: 47.9756%;" data-mce-style="width: 47.9756%;">MONOPERC</td></tr><tr><td style="width: 49.0244%;" data-mce-style="width: 49.0244%;">Cell Arrangement</td><td style="width: 47.9756%;" data-mce-style="width: 47.9756%;">158.75 mm x 158.75 mm</td></tr><tr><td style="width: 49.0244%;" data-mce-style="width: 49.0244%;">Dimensions</td><td style="width: 47.9756%;" data-mce-style="width: 47.9756%;">1993 mm x 1006 mm x 35 mm</td></tr><tr><td style="width: 49.0244%;" data-mce-style="width: 49.0244%;">Weight</td><td style="width: 47.9756%;" data-mce-style="width: 47.9756%;">23 Kg</td></tr><tr><td style="width: 49.0244%;" data-mce-style="width: 49.0244%;">Front / Back Glass</td><td style="width: 47.9756%;" data-mce-style="width: 47.9756%;">3.2 mm High Transmission, Tempered Glass</td></tr><tr><td style="width: 49.0244%;" data-mce-style="width: 49.0244%;">Frame</td><td style="width: 47.9756%;" data-mce-style="width: 47.9756%;">Anodised Aluminium Frame<br></td></tr><tr><td style="width: 49.0244%;" data-mce-style="width: 49.0244%;">J-Box</td><td style="width: 47.9756%;" data-mce-style="width: 47.9756%;">IP67, 3 diodes</td></tr><tr><td style="width: 49.0244%;" data-mce-style="width: 49.0244%;">Cable</td><td style="width: 47.9756%;" data-mce-style="width: 47.9756%;">4 mmÂ² SOLAR CABLES, LENGTH 1200 mm</td></tr><tr><td style="width: 49.0244%;" data-mce-style="width: 49.0244%;">Cable Length (Including Connector)</td><td style="width: 47.9756%;" data-mce-style="width: 47.9756%;">MC4Â </td></tr><tr><td style="width: 49.0244%;" data-mce-style="width: 49.0244%;"></td><td style="width: 47.9756%;" data-mce-style="width: 47.9756%;"></td></tr></tbody></table><p><strong><br>ELECTRICAL</strong></p><table width="100%"><tbody><tr><td style="width: 47.723%;" data-mce-style="width: 47.723%;">Nominal Max. Power (Pmax)</td><td style="width: 46.277%;" data-mce-style="width: 46.277%;">395 W</td></tr><tr><td style="width: 47.723%;" data-mce-style="width: 47.723%;">Opt. Operating Voltage (Vmp)</td><td style="width: 46.277%;" data-mce-style="width: 46.277%;">40.45 V</td></tr><tr><td style="width: 47.723%;" data-mce-style="width: 47.723%;">Opt. Operating Current (Imp)</td><td style="width: 46.277%;" data-mce-style="width: 46.277%;">9.75 A</td></tr><tr><td style="width: 47.723%;" data-mce-style="width: 47.723%;">Open Circuit Voltage (Voc)</td><td style="width: 46.277%;" data-mce-style="width: 46.277%;">49.10 V</td></tr><tr><td style="width: 47.723%;" data-mce-style="width: 47.723%;">Short Circuit Current (Isc)</td><td style="width: 46.277%;" data-mce-style="width: 46.277%;">10.21 A</td></tr></tbody></table><p><strong><br>Warranty</strong><br data-mce-fragment="1"></p><ul><li>25 years Warranty</li></ul><p>* Refer to warranty document for terms and conditions<br data-mce-fragment="1"><strong>Documentation</strong></p><table width="100%"><tbody><tr><td style="width: 24%;" data-mce-style="width: 24%;"><a href="https://cdn.shopify.com/s/files/1/0566/3408/1340/files/E395M72-B_Data_Sheet.pdf?v=1678080691" data-mce-href="https://cdn.shopify.com/s/files/1/0566/3408/1340/files/E395M72-B_Data_Sheet.pdf?v=1678080691"><span style="color: #2b00ff;" data-mce-style="color: #2b00ff;">Data Sheet</span></a></td></tr></tbody></table><p><br><strong>Detailed Information</strong><br><br>Our modules are built to withstand extreme harsh weather conditions and sustain for more than 25 years. The rigid performance and safety measures adopted by our products are one of its kind<br></p><p>These modules are carved into perfection with our state-of-the-art machinery and premium materials sourced from across the world.<br><br><strong>High reliability</strong><br>Cell interconnections and diode placement use well-established industry practice and are field-proven to provide excellent reliability.<br></p><p>Excellent Current Distribution Performance<br data-mce-fragment="1">Flexibility In Inverter Selection<br data-mce-fragment="1">Capable Of Bearing High Snow Load And Wind<br data-mce-fragment="1"></p><p><strong>Quality and certifications</strong><br></p></td></tr></tbody></table>
USSP100-0137 | 258.05 | CS3W-440MS | Canadian Solar Hiku CS3W-440MS 440W Clear On Black 144 Half-cell Mono Solar Panel | <table width="100%" data-mce-fragment="1"><tbody data-mce-fragment="1"><tr data-mce-fragment="1"><td data-mce-fragment="1"><strong>Canadian Solar Hiku CS3W-440MS 440W Clear On Black 144 Half-cell Mono Solar Panel</strong><br></td></tr><tr data-mce-fragment="1"><td data-mce-fragment="1"><p>This line of modules is the direct result of over three decades of design, manufacturing and use. Attending to every detail in the design and manufacture of our products, our process controls and testing methods have optimized module life and electrical energy production.</p><table width="100%"><tbody><tr><td><table width="100%"><tbody><tr><td style="width: 51.4725%;" data-mce-style="width: 51.4725%;"><br></td><td style="width: 45.8759%;" data-mce-style="width: 45.8759%;"><br></td></tr><tr><td style="width: 51.4725%;" data-mce-style="width: 51.4725%;"><div style="text-align: left;"><img src="https://cdn.shopify.com/s/files/1/0566/3408/1340/files/CS3W-440MS.png-1.png?v=1675749281" alt="Description alt" style="margin-bottom: 16px; float: none;"></div></td><td style="width: 45.8759%;" data-mce-style="width: 45.8759%;"><div style="text-align: left;"><img style="margin-bottom: 16px; float: none;" alt="Description image" src="https://cdn.shopify.com/s/files/1/0566/3408/1340/files/CS3W-440MS.png-2.png?v=1675749281"></div></td></tr><tr><td style="width: 51.4725%;" data-mce-style="width: 51.4725%;"></td><td style="width: 45.8759%;" data-mce-style="width: 45.8759%;"></td></tr></tbody></table></td></tr></tbody></table><p><br><strong>Canadian Solar's Specification</strong></p><table width="100%"><tbody><tr><td style="width: 48.2638%;"><span>Model</span></td><td style="width: 47.7362%;">CS3W-440MS</td></tr><tr><td style="width: 48.2638%;"><span>Series</span></td><td style="width: 47.7362%;">HiKu SUPER HIGH POWER MONO PERC MODULE</td></tr><tr><td style="width: 48.2638%;"><span>Manufacturer</span></td><td style="width: 47.7362%;">Canadian</td></tr></tbody></table><p><br><strong>MECHANICAL </strong><br></p><table width="100%"><tbody><tr><td style="width: 49.0244%;" data-mce-style="width: 49.0244%;">Specification</td><td style="width: 47.9756%;" data-mce-style="width: 47.9756%;">Data</td></tr><tr><td style="width: 49.0244%;" data-mce-style="width: 49.0244%;">Cell Type</td><td style="width: 47.9756%;" data-mce-style="width: 47.9756%;">Mono-crystalline</td></tr><tr><td style="width: 49.0244%;" data-mce-style="width: 49.0244%;">Cell Arrangement</td><td style="width: 47.9756%;" data-mce-style="width: 47.9756%;">144 [2 X (12 X 6) ]</td></tr><tr><td style="width: 49.0244%;" data-mce-style="width: 49.0244%;">Dimensions</td><td style="width: 47.9756%;" data-mce-style="width: 47.9756%;">2108 X1048 X40 mm(83.0 X41.3 X1.57 in)</td></tr><tr><td style="width: 49.0244%;" data-mce-style="width: 49.0244%;">Weight</td><td style="width: 47.9756%;" data-mce-style="width: 47.9756%;">24.9 kg (54.9 lbs)</td></tr><tr><td style="width: 49.0244%;" data-mce-style="width: 49.0244%;">3.2 mm tempered glass</td><td style="width: 47.9756%;" data-mce-style="width: 47.9756%;">3.2 mm tempered glass</td></tr><tr><td style="width: 49.0244%;" data-mce-style="width: 49.0244%;">Frame</td><td style="width: 47.9756%;" data-mce-style="width: 47.9756%;">Anodized aluminium alloy</td></tr><tr><td style="width: 49.0244%;" data-mce-style="width: 49.0244%;">J-Box</td><td style="width: 47.9756%;" data-mce-style="width: 47.9756%;">IP68, 3 bypass diodes</td></tr><tr><td style="width: 49.0244%;" data-mce-style="width: 49.0244%;">Cable</td><td style="width: 47.9756%;" data-mce-style="width: 47.9756%;">4 mm2 (IEC), 12 AWG (UL)</td></tr><tr><td style="width: 49.0244%;" data-mce-style="width: 49.0244%;">Cable Length (Including Connector)</td><td style="width: 47.9756%;" data-mce-style="width: 47.9756%;">500 mm (19.7 in) (+) / 350mm (13.8 in)1400 mm(55.1 in1670 T4 series or H4 UTX or MC4-EVO2</td></tr></tbody></table><p><strong><br>ELECTRICAL</strong></p><table width="100%"><tbody><tr><td style="width: 47.723%;" data-mce-style="width: 47.723%;">Nominal Max. Power (Pmax)</td><td style="width: 46.277%;" data-mce-style="width: 46.277%;">440Â W</td></tr><tr><td style="width: 47.723%;" data-mce-style="width: 47.723%;">Opt. Operating Voltage (Vmp)</td><td style="width: 46.277%;" data-mce-style="width: 46.277%;">40.7 V</td></tr><tr><td style="width: 47.723%;" data-mce-style="width: 47.723%;">Opt. Operating Current (Imp)</td><td style="width: 46.277%;" data-mce-style="width: 46.277%;">10.82 A</td></tr><tr><td style="width: 47.723%;" data-mce-style="width: 47.723%;">Open Circuit Voltage (Voc)</td><td style="width: 46.277%;" data-mce-style="width: 46.277%;">48.7 V</td></tr><tr><td style="width: 47.723%;" data-mce-style="width: 47.723%;">Short Circuit Current (Isc)</td><td style="width: 46.277%;" data-mce-style="width: 46.277%;">11.48 A</td></tr></tbody></table><p><strong><br>Warranty</strong><br data-mce-fragment="1"></p><ul><li>linear power output 12 years warranty</li><li>enhanced product 25 years warranty on materials and workmanship</li></ul><p>* Refer to warranty document for terms and conditions<br data-mce-fragment="1"><strong><br>Documentation</strong></p><table width="100%"><tbody><tr><td style="width: 24%;" data-mce-style="width: 24%;"><a href="https://cdn.shopify.com/s/files/1/0566/3408/1340/files/CS3W-440MS_Data_Sheet.pdf?v=1675749907"><span style="color: #2b00ff;" data-mce-style="color: #2b00ff;">Data Sheet</span></a></td></tr></tbody></table><p><br><strong>Detailed Information</strong><br></p><p>With Canadian Solarâ€™s industry leading mono-PERC cell technology and the innovative LIC (Low Internal Current) module technology, we are now able to offer our global customers high power mono modules up to 440W<br data-mce-fragment="1"><br data-mce-fragment="1">The KuPower mono modules with a dimension of 1675 Ë£â€‰992 mm, close to our 60 cell SuperPower modules.</p><p><strong>High reliability</strong><br></p><p>Cell interconnections and diode placement use well-established industry practice and are field-proven to provide excellent reliability.<br><br>Lower internal current, lower hot spot temperature</p><p>Minimizes micro-crack impacts</p><p>Heavy snow load up to 5400 Pa, wind load up to 3600 Pa*<br><strong></strong></p><p><strong>Quality and certifications</strong><br></p><p>ISO 9001:2015 / Quality management system</p><p>ISO 14001:2015 / Standards for environmental management system</p><p>OHSAS 18001:2007 / International standards for occupational health &amp; safety</p><p>IEC 61215 / IEC 61730: VDE / CE / MCS / INMETRO</p><p>UL 1703: CSA / IEC 61701 ED2: VDE / IEC 62716: VDE / IEC 60068-2-68: SGS <br></p></td></tr></tbody></table>
USSP100-0139 | 232.05 | CS3W-455MB-AG | Canadian Solar Bihiku CS3W-455MB-AG 455W Clear On White 144 Half-cell Mono Solar Panel | <p>Â </p><table width="100%" data-mce-fragment="1"><tbody data-mce-fragment="1"><tr data-mce-fragment="1"><td data-mce-fragment="1"><strong>Canadian Solar Bihiku CS3W-455MB-AG 455W Clear On White 144 Half-cell Mono Solar Panel</strong><br></td></tr><tr data-mce-fragment="1"><td data-mce-fragment="1"><p>This line of modules is the direct result of over three decades of design, manufacturing and use. Attending to every detail in the design and manufacture of our products, our process controls and testing methods have optimized module life and electrical energy production.</p><table width="100%"><tbody><tr><td><table width="100%"><tbody><tr><td style="width: 51.4725%;" data-mce-style="width: 51.4725%;"><br></td><td style="width: 45.8759%;" data-mce-style="width: 45.8759%;"><br></td></tr><tr><td style="width: 51.4725%;" data-mce-style="width: 51.4725%;"><img alt="" src="https://cdn.shopify.com/s/files/1/0566/3408/1340/files/CS3W-450MB.4.png?v=1675742845"></td><td style="width: 45.8759%;" data-mce-style="width: 45.8759%;"><img alt="" src="https://cdn.shopify.com/s/files/1/0566/3408/1340/files/110-1281_CS3W-450MB-AG-1.png?v=1675744627"></td></tr><tr><td style="width: 51.4725%;" data-mce-style="width: 51.4725%;"></td><td style="width: 45.8759%;" data-mce-style="width: 45.8759%;"></td></tr></tbody></table><br></td></tr></tbody></table><p><br><b>Canadian Solar's Specifications</b><br></p><table width="100%"><tbody><tr><td style="width: 48.2638%;"><span>Model</span></td><td style="width: 47.7362%;">CS3W-455MB</td></tr><tr><td style="width: 48.2638%;"><span>Series</span></td><td style="width: 47.7362%;">BiHiKu HIGH POWER BIFACIAL MONO PERC MODULE</td></tr><tr><td style="width: 48.2638%;"><span>Manufacturer</span></td><td style="width: 47.7362%;">Canadian</td></tr></tbody></table><p><br><strong>MECHANICAL </strong><br></p><table width="100%"><tbody><tr><td style="width: 49.0244%;" data-mce-style="width: 49.0244%;">Specification</td><td style="width: 47.9756%;" data-mce-style="width: 47.9756%;">Data</td></tr><tr><td style="width: 49.0244%;" data-mce-style="width: 49.0244%;">Cell Type</td><td style="width: 47.9756%;" data-mce-style="width: 47.9756%;">Mono-crystalline</td></tr><tr><td style="width: 49.0244%;" data-mce-style="width: 49.0244%;">Cell Arrangement</td><td style="width: 47.9756%;" data-mce-style="width: 47.9756%;">144 [2 X (12 X 6) ]</td></tr><tr><td style="width: 49.0244%;" data-mce-style="width: 49.0244%;">Dimensions</td><td style="width: 47.9756%;" data-mce-style="width: 47.9756%;">2132 Ë£ 1048 Ë£ 30 mm (83.9 Ë£ 41.3 Ë£ 1.2 in)</td></tr><tr><td style="width: 49.0244%;" data-mce-style="width: 49.0244%;">Weight</td><td style="width: 47.9756%;" data-mce-style="width: 47.9756%;">28.4 kg (62.6 lbs)</td></tr><tr><td style="width: 49.0244%;" data-mce-style="width: 49.0244%;">Front / Back Glass</td><td style="width: 47.9756%;" data-mce-style="width: 47.9756%;">2.0 mm heat strengthened glass</td></tr><tr><td style="width: 49.0244%;" data-mce-style="width: 49.0244%;">Frame</td><td style="width: 47.9756%;" data-mce-style="width: 47.9756%;">Anodized aluminium alloy</td></tr><tr><td style="width: 49.0244%;" data-mce-style="width: 49.0244%;">J-Box</td><td style="width: 47.9756%;" data-mce-style="width: 47.9756%;">IP68, 3 diodes</td></tr><tr><td style="width: 49.0244%;" data-mce-style="width: 49.0244%;">Cable</td><td style="width: 47.9756%;" data-mce-style="width: 47.9756%;">4.0 mmÂ² (IEC), 12 AWG (UL)</td></tr><tr><td style="width: 49.0244%;" data-mce-style="width: 49.0244%;">Cable Length (Including Connector)</td><td style="width: 47.9756%;" data-mce-style="width: 47.9756%;">400 mm (15.7 in) (+) / 280 mm (11.0 in) (-) or customized length*</td></tr><tr><td style="width: 49.0244%;" data-mce-style="width: 49.0244%;"></td><td style="width: 47.9756%;" data-mce-style="width: 47.9756%;"></td></tr></tbody></table><p><strong><br>ELECTRICAL</strong></p><table width="100%"><tbody><tr><td style="width: 47.723%;" data-mce-style="width: 47.723%;">Nominal Max. Power (Pmax)</td><td style="width: 46.277%;" data-mce-style="width: 46.277%;">455Â W</td></tr><tr><td style="width: 47.723%;" data-mce-style="width: 47.723%;">Opt. Operating Voltage (Vmp)</td><td style="width: 46.277%;" data-mce-style="width: 46.277%;">41.3Â V</td></tr><tr><td style="width: 47.723%;" data-mce-style="width: 47.723%;">Opt. Operating Current (Imp)</td><td style="width: 46.277%;" data-mce-style="width: 46.277%;">11.2Â A</td></tr><tr><td style="width: 47.723%;" data-mce-style="width: 47.723%;">Open Circuit Voltage (Voc)</td><td style="width: 46.277%;" data-mce-style="width: 46.277%;">49.3 V</td></tr><tr><td style="width: 47.723%;" data-mce-style="width: 47.723%;">Short Circuit Current (Isc)</td><td style="width: 46.277%;" data-mce-style="width: 46.277%;">11.66Â A</td></tr></tbody></table><p><strong><br>Warranty</strong><br data-mce-fragment="1"></p><ul><li>linear power output 30 years warranty</li><li>enhanced product 12 years warranty on materials and workmanship</li></ul><p>* Refer to warranty document for terms and conditions<br data-mce-fragment="1"><strong><br>Documentation</strong></p><table width="100%"><tbody><tr><td style="width: 24%;" data-mce-style="width: 24%;"><a href="https://cdn.shopify.com/s/files/1/0566/3408/1340/files/CSI_450_Bifacial_1.pdf?v=1675746589"><span style="color: #2b00ff;" data-mce-style="color: #2b00ff;">Data Sheet</span></a></td></tr></tbody></table><p><br><strong>Detailed Information</strong><br></p><p><span data-mce-fragment="1">With Canadian Solarâ€™s industry leading mono-PERC cell technology and the innovative LIC (Low Internal Current) module technology, we are now able to offer our global customers high power mono modules up to 450W</span><br></p><p><span data-mce-fragment="1">The KuPower mono modules with a dimension of 1675 Ë£â€‰992 mm, close to our 60 cell SuperPower modules.</span><br data-mce-fragment="1"></p><p><strong>High reliability</strong><br></p><p>Cell interconnections and diode placement use well-established industry practice and are field-proven to provide excellent reliability.</p><p>Lower internal current, lower hot spot temperature</p><p>Minimizes micro-crack impacts</p><p>Heavy snow load up to 5400 Pa, wind load up to 3600 Pa *</p><p><strong>Quality and certifications</strong><br></p><p>ISO 9001:2015 / Quality management system</p><p>ISO 14001:2015 / Standards for environmental management system</p><p>IEC 61215 / IEC 61730: VDE / CE / MCS / INMETRO</p><p>UL 61730: CSA / IEC 61701 ED2: VDE / IEC 62716: VDE / IEC 60068-2-68: SGS</p></td></tr></tbody></table>
USSP100-0140 | 265.5 | CS3W-450MB-AG | Canadian Solar Bihiku CS3W-450MB-AG 450W Clear On White 144 Half-cell Bifacial Mono Solar Panel | Canadian Solar Bihiku CS3W-450MB-AG 450W Clear On White 144 Half-cell Bifacial Mono Solar Panel. The product is a result of over three decades of design, manufacturing, and use. The design, process controls, and testing methods have optimized the life of the module and electrical energy production. <img alt="Image 1" src="https://cdn.shopify.com/s/files/1/0566/3408/1340/files/CS3W-450MB.4.png?v=1675742845"> <img alt="Image 2" src="https://cdn.shopify.com/s/files/1/0566/3408/1340/files/110-1281_CS3W-450MB-AG-1.png?v=1675744627"><p><strong>Specifications:</strong></p><ul><li><strong>Model:</strong> CS3W-450MB</li><li><strong>Series:</strong> BiHiKu SUPER HIGH POWER BIFACIAL MONO PERC MODULE</li><li><strong>Manufacturer:</strong> Canadian</li></ul><p><strong>Mechanical Details:</strong></p><ul><li><strong>Cell Type:</strong> Mono-crystalline</li><li><strong>Cell Arrangement:</strong> 144 [2 X (12 X 6) ]</li><li><strong>Dimensions:</strong> 2132 Ã— 1048 Ã— 30 mm (83.9 Ã— 41.3 Ã— 1.2 in)</li><li><strong>Weight:</strong> 28.4 kg (62.6 lbs)</li><li><strong>Front/Back Glass:</strong> 2.0 mm heat-strengthened glass</li><li><strong>Frame:</strong> Anodized aluminium alloy</li><li><strong>J-Box:</strong> IP68, 3 diodes</li><li><strong>Cable:</strong> 4.0 mmÂ² (IEC), 12 AWG (UL)</li><li><strong>Cable Length (Including Connector):</strong> 400 mm (15.7 in) (+) / 280 mm (11.0 in) (-) or customized length</li></ul><p><strong>Electrical Specifications:</strong></p><ul><li><strong>Nominal Max. Power (Pmax):</strong> 450 W</li><li><strong>Opt. Operating Voltage (Vmp):</strong> 41.1 V</li><li><strong>Opt. Operating Current (Imp):</strong> 10.96 A</li><li><strong>Open Circuit Voltage (Voc):</strong> 49.1 V</li><li><strong>Short Circuit Current (Isc):</strong> 11.60 A</li></ul><p><strong>Warranty:</strong></p><ul><li>Linear power output 30 years warranty</li><li>Enhanced product 12 years warranty on materials and workmanship</li></ul><p><strong>Documentation:</strong></p><ul><li><a href="https://cdn.shopify.com/s/files/1/0566/3408/1340/files/CS3W-450MB-AG.pdf?v=1675744308" target="_new">Data Sheet</a></li></ul><p><strong>Detailed Information:</strong> The product offers high power mono modules up to 450W. It has the dimensions of a 1675 Ã— 992 mm module. It offers high reliability with cell interconnections and diode placement. The product minimizes the impact of micro-cracks, can withstand heavy snow and wind loads, and complies with multiple quality and certification standards.</p><p>Overall, the Canadian Solar Bihiku CS3W-450MB-AG 450W solar panel is a high-quality, high-performance product, built upon years of experience and adhering to rigorous testing and quality control measures.</p>
USSP100-0150 | 244.2 | BVM6610M-370S-H-HC-BF | Boviet Vega BVM6610M-370S-H-HC-BF 370W Black On Black 120 Half-cell Mono Solar Panel | <p data-mce-fragment="1"><strong data-mce-fragment="1">Boviet Vega BVM6610M-370S-H-HC-BF 370W Black On Black 120 Half-cell Mono Solar Panel</strong></p><p data-mce-fragment="1">Our PV modules are constructed with superior technology, integrating robust components. Every step of our production undergoes strict quality control using advanced manufacturing processes. Features such as PERC, half-cut, multi-busbar, and large cell designs enable our PV modules to produce more energy and ensure reliability. This makes our modules perfect for residential, commercial, industrial, and utility scale solar projects, regardless if you're an EPC, installer, contractor, or project developer.</p><p data-mce-fragment="1"><img src="https://cdn.shopify.com/s/files/1/0566/3408/1340/files/boviet-370w_2_480x480.png?v=1675947341" alt="Boviet Vega Image 1" data-mce-fragment="1" data-mce-src="https://cdn.shopify.com/s/files/1/0566/3408/1340/files/boviet-370w_2_480x480.png?v=1675947341"> <img src="https://cdn.shopify.com/s/files/1/0566/3408/1340/files/boviet-370W1_2_480x480.png?v=1675947436" alt="Boviet Vega Image 2" data-mce-fragment="1" data-mce-src="https://cdn.shopify.com/s/files/1/0566/3408/1340/files/boviet-370W1_2_480x480.png?v=1675947436"></p><p data-mce-fragment="1"><strong data-mce-fragment="1">Boviet Solar's Specification:</strong></p><ul data-mce-fragment="1"><li data-mce-fragment="1">Model: BVM6610M(S)-HC-BF</li><li data-mce-fragment="1">Series: Bifacial Module</li><li data-mce-fragment="1">Manufacturer: Boviet</li></ul><p data-mce-fragment="1"><strong data-mce-fragment="1">MECHANICAL</strong></p><ul data-mce-fragment="1"><li data-mce-fragment="1">Solar Cell Type: Bifacial-Monocrystalline 6.54 x 3.27 inch, 120 (6 x 20) pcs. in series</li><li data-mce-fragment="1">Dimensions: 70.63x41.19x1.38 Inches</li><li data-mce-fragment="1">Weight: 21.9 (48.50 lb)</li><li data-mce-fragment="1">Front/Back Glass: High transparency, low iron, AR coated tempered glass 3.2mm(0.13 inch)</li><li data-mce-fragment="1">Frame: Anodized aluminium alloy</li><li data-mce-fragment="1">J-Box: IP68 rated, with 3 bypass diode</li><li data-mce-fragment="1">Cable: 4 mmÂ² (EU)/12 AWG (US)</li><li data-mce-fragment="1">Cable Length (Including Connector): 39.38 inch</li></ul><p data-mce-fragment="1"><strong data-mce-fragment="1">ELECTRICAL</strong></p><ul data-mce-fragment="1"><li data-mce-fragment="1">Nominal Max. Power (Pmax): 370 W</li><li data-mce-fragment="1">Opt. Operating Voltage (Vmp): 33.76 V</li><li data-mce-fragment="1">Opt. Operating Current (Imp): 10.96 A</li><li data-mce-fragment="1">Open Circuit Voltage (Voc): 40.56 V</li><li data-mce-fragment="1">Short Circuit Current (Isc): 11.54 A</li></ul><p data-mce-fragment="1"><strong data-mce-fragment="1">Warranty</strong></p><ul data-mce-fragment="1"><li data-mce-fragment="1">12-year product warranty</li><li data-mce-fragment="1">25-year linear power output warranty (Refer to the warranty document for detailed terms and conditions)</li></ul><p data-mce-fragment="1">Â Â Â Â Â Â <a href="https://cdn.shopify.com/s/files/1/0566/3408/1340/files/Boviet-370w-spec_1.pdf?v=1675946171" data-mce-fragment="1" data-mce-href="https://cdn.shopify.com/s/files/1/0566/3408/1340/files/Boviet-370w-spec_1.pdf?v=1675946171" target="_new">Data Sheet</a></p><p data-mce-fragment="1"><strong data-mce-fragment="1">Detailed Information</strong> Our PV modules ensure high performance and reliability. Their construction withstands up to 5400 Pa snow load and 2400 Pa wind load. Each module goes through 2 EL inspections ensuring defect-free consistency. They also offer high resistance against salt and ammonia.</p><p data-mce-fragment="1">The modules have a guaranteed positive tolerance and rugged design for long-term durability, ensuring they pass extended reliability tests.</p><p data-mce-fragment="1"><strong data-mce-fragment="1">High Reliability Features</strong></p><ul data-mce-fragment="1"><li data-mce-fragment="1">Withstands up to 5400 Pa snow load and 2400 Pa wind load</li><li data-mce-fragment="1">2 EL inspections per cell/module</li><li data-mce-fragment="1">High salt and ammonia resistance</li><li data-mce-fragment="1">0~+5 W guaranteed positive tolerance</li></ul><p data-mce-fragment="1"><strong data-mce-fragment="1">Quality and Certifications</strong></p><ul data-mce-fragment="1"><li data-mce-fragment="1">UL 61730 ¦ IEC 61215 ¦ IEC 61730 ¦ CE Listed ¦ MCS</li><li data-mce-fragment="1">ISO 9001 Quality Management System</li><li data-mce-fragment="1">ISO 14001 Environmental Management System</li><li data-mce-fragment="1">ISO 45001 Occupational Health and Safety Management System</li></ul><br>
USSP100-0142 | 249.66 | DNA-120-MF26-365W | Aptos DNA-120-MF26-365W Black On Black 120 Half-cell Mono Solar Panel | <p>The Aptos DNA-120-MF26-365W Solar Panel is the culmination of 30 years of commitment to engineering excellence, in-depth research, and rigorous real-world testing. With attention to every tiny detail, this solar panel redefines what quality, durability, and electrical energy production should be.</p><h3>Specifications</h3><p><strong>Model</strong>: DNA-120-MF26-365W<br><strong>Series</strong>: DNA 120<br><strong>Manufacturer</strong>: Aptos</p><h4>Mechanical Features</h4><ul><li><strong>Cell Type</strong>: Mono-crystalline</li><li><strong>Dimensions</strong>: 1756 x 1039 x 35mm</li><li><strong>Weight</strong>: 45.19lbs (20.5kg)</li><li><strong>Front/Back Glass</strong>: 3.2mm with anti-reflection coating, high transmission, low iron, and tempered glass</li><li><strong>Frame</strong>: Anodized aluminum alloy</li><li><strong>J-Box</strong>: IP68 rated</li><li><strong>Cable</strong>: 4mm2 (EU) 12AWG, 39.37in (1200mm)</li></ul><h4>Electrical Features</h4><ul><li><strong>Nominal Max Power (Pmax)</strong>: 365W</li><li><strong>Optimal Operating Voltage (Vmp)</strong>: 40.7V</li><li><strong>Optimal Operating Current (Imp)</strong>: 11.36A</li><li><strong>Open Circuit Voltage (Voc)</strong>: 33.96V</li><li><strong>Short Circuit Current (Isc)</strong>: 10.75A</li></ul><h3>Warranty</h3><ul><li><strong>30 Years Warranty</strong>: Your investment is protected with a 30-year warranty. See warranty document for terms and conditions.</li></ul><h3>Detailed Information</h3><ul><li><strong>High Reliability</strong>: The panel's cell interconnections and diode placements offer unparalleled reliability.</li><li><strong>Boosted Energy Production</strong>: Unique rear-side generation feature allows for up to 30% more energy production.</li><li><strong>Advanced Technology</strong>: Features advanced split-cell technology with 9 ultra-thin busbars for minimized resistance and maximized photon capture.</li><li><strong>Quality and Certifications</strong>: Certified by UL, IEC 61730-1, and IEC 61730-2, ensuring international quality standards are met.</li></ul><h3>Why Choose Aptos DNA-120-MF26-365W?</h3><p>Investing in this solar panel means more than just buying a product. You're committing to clean, efficient, and reliable energy generation for a more sustainable future. Make the wise choice for your energy needs and step into the future with the Aptos DNA-120-MF26-365W.</p><p><strong>For more details, see the <a href="https://example.com/datasheet-link" target="_new">Data Sheet</a>.</strong></p><p>Your sustainable future awaits!</p>
USSP100-0151 | 299.2 | DNA-144-BF26-440W | Aptos DNA-144-BF26-440W 440W Black On Black 144 Half-cell Mono Solar Panel | <p>This line of modules is the direct result of over three decades of design, manufacturing, and use. Attending to every detail in the design and manufacture of our products, our process controls and testing methods have optimized module life and electrical energy production.<img alt="Aptos Diagram Image" src="https://cdn.shopify.com/s/files/1/0566/3408/1340/files/aptos_diagram.png?v=1675849692"></p><h4><strong>Aptos Solar's Specification</strong></h4><ul><li><strong>Model</strong>: 10J</li><li><strong>Series</strong>: DNA 144 Bifacial</li><li><strong>Manufacturer</strong>: Aptos</li></ul><h4><strong>MECHANICAL</strong></h4><ul><li><strong>Specification</strong>: Data</li><li><strong>Cell Type</strong>: Mono-crystalline</li><li><strong>Cell Arrangement</strong>: -</li><li><strong>Dimensions</strong>: 2095 X 1039 X 35mm</li><li><strong>Weight</strong>: 53.13lbs.(24.1kg)</li><li><strong>Front / Back Glass</strong>: 3.2mm, anti-reflection coating, high transmission, low iron, tempered</li><li><strong>Frame</strong>: Anodized aluminium alloy</li><li><strong>J-Box</strong>: IP68</li><li><strong>Cable</strong>: 4mm2 (EU)12AWG,39.37in.(1200mm)</li><li><strong>Cable Length (Including Connector)</strong>: -</li></ul><h4><strong>ELECTRICAL</strong></h4><ul><li><strong>Nominal Max. Power (Pmax)</strong>: 440 W</li><li><strong>Opt. Operating Voltage (Vmp)</strong>: 49.9 V</li><li><strong>Opt. Operating Current (Imp)</strong>: 11.33 A</li><li><strong>Open Circuit Voltage (Voc)</strong>: 41.0 V</li><li><strong>Short Circuit Current (Isc)</strong>: 10.74 A</li></ul><h4><strong>Warranty</strong></h4><ul><li>30 years warranty<ul><li><em>Refer to warranty document for terms and conditions</em></li></ul></li></ul><p><a href="https://cdn.shopify.com/s/files/1/0566/3408/1340/files/DNA-144_Bifacial_440W_Datasheet_1_cf4cf0bd-a7b5-48b5-ba28-29ad4e37f3dd.pdf?v=1678079925" target="_new">Data Sheet</a></p><h4><strong>Detailed Information</strong></h4><p>Our DNA Split-cell Series impressively combines advanced technologies to maximize performance. Produce up to 30% more energy with the bi-facial rear side generation. Our patented DNA, Dual Nano Absorber, technology allows the panel to harvest energy from all directions and operate exceptionally in high heat temperatures.</p><h5><strong>High Reliability</strong></h5><ul><li>Cell interconnections and diode placement use well-established industry practice and are field-proven to provide excellent reliability.</li><li>Produce up to 30% more energy with rear-side generation</li><li>Advanced split cell technology with 9 ultra-thin busbars allows for less resistance and more photon capture</li><li>Ideal solution for applications affected by shading</li></ul><h5><br></h5>
USSP100-0155 | 291.6 | DNA-144-MF26-440W | Aptos DNA-144-MF26-440W 440W Black On Black 144 Half-cell Mono Solar Panel | <table data-mce-fragment="1" cellpadding="0" cellspacing="0" border="1"><tbody data-mce-fragment="1"><tr data-mce-fragment="1"><td data-mce-fragment="1"><span data-mce-fragment="1">APTOS 440W MONO SOLAR PANEL - DNA-144 - DNA-144-MF26-440W<br data-mce-fragment="1"></span></td></tr><tr data-mce-fragment="1"><td data-mce-fragment="1"><p data-mce-fragment="1"><span data-mce-fragment="1"><strong data-mce-fragment="1">Aptos, 440W PV Module, 1.2m (~47.2â€) PV Wire, MC-4 Connectors, 40mm Black Frame on Black Back Sheet, BOB, 144 Â½ DNA Mono Cells, 20A Max Fuse, 1000VDC, 404.5W PTC, 25/30 Warranty, DNA-144-MF26-440W</strong></span></p><p data-mce-fragment="1"><span data-mce-fragment="1">Aptos Solar Technology's DNATM Split Cell Series impressively combines advanced solar technologies to maximize performance. Their patented Dual Nano Absorber (DNATM) Technology allows the panel to operate at high-efficiencies and in extreme temperatures.<br data-mce-fragment="1"></span></p></td></tr><tr data-mce-fragment="1"><td data-mce-fragment="1"><p data-mce-fragment="1"><span data-mce-fragment="1"><strong data-mce-fragment="1">Features</strong></span></p><ul data-mce-fragment="1"><li data-mce-fragment="1"><span data-mce-fragment="1"><strong data-mce-fragment="1">Technology</strong>Â - Patented DNA technology boosts power performance and module efficiency. Advanced split cell technology with 9 ultra-thin busbars that allow for less resistance and more photon capture. Split cell technology ideal for applications affected by shading.<br data-mce-fragment="1"></span></li></ul><ul data-mce-fragment="1"><li data-mce-fragment="1"><span data-mce-fragment="1"><strong data-mce-fragment="1">Aesthetics &amp; DurabilityÂ </strong>- All black design for a polished look. No excessive silver bussing or ribbons. This modules robust design is resilient in extreme weather. Up to 5400 Pa snow load and 210 MPH wind speeds.<br data-mce-fragment="1"></span></li></ul></td></tr></tbody></table><p data-mce-fragment="1">Â </p><center data-mce-fragment="1"><table data-mce-fragment="1" cellpadding="0" cellspacing="0" border="1"><tbody data-mce-fragment="1"><tr data-mce-fragment="1"><td data-mce-fragment="1" valign="top"><span data-mce-fragment="1"><strong data-mce-fragment="1">General Information</strong></span></td><td data-mce-fragment="1" valign="top"><span data-mce-fragment="1">Â </span></td></tr><tr data-mce-fragment="1"><td data-mce-fragment="1" valign="top"><span data-mce-fragment="1"><strong data-mce-fragment="1">Manufacturer:</strong></span></td><td data-mce-fragment="1" valign="top"><span data-mce-fragment="1">Aptos Solar Technology<br data-mce-fragment="1"></span></td></tr><tr data-mce-fragment="1"><td data-mce-fragment="1" valign="top"><span data-mce-fragment="1"><strong data-mce-fragment="1">Product Line:<br data-mce-fragment="1"></strong></span></td><td data-mce-fragment="1" valign="top"><span data-mce-fragment="1">DNA-144<br data-mce-fragment="1"></span></td></tr><tr data-mce-fragment="1"><td data-mce-fragment="1" valign="top"><span data-mce-fragment="1"><strong data-mce-fragment="1">Model ID:<br data-mce-fragment="1"></strong></span></td><td data-mce-fragment="1" valign="top"><span data-mce-fragment="1">DNA-144-MF26-440W</span></td></tr><tr data-mce-fragment="1"><td data-mce-fragment="1" valign="top"></td><td data-mce-fragment="1" valign="top"></td></tr></tbody></table></center><p data-mce-fragment="1">Â </p><center data-mce-fragment="1"><table data-mce-fragment="1" cellpadding="0" cellspacing="0" border="1"><tbody data-mce-fragment="1"><tr data-mce-fragment="1"><td data-mce-fragment="1"><span data-mce-fragment="1"><strong data-mce-fragment="1">Mechanical Data<br data-mce-fragment="1"></strong></span></td><td data-mce-fragment="1"><span data-mce-fragment="1">Â </span></td></tr><tr data-mce-fragment="1"><td data-mce-fragment="1" valign="top"><span data-mce-fragment="1"><strong data-mce-fragment="1">Technology:</strong></span></td><td data-mce-fragment="1" valign="top"><span data-mce-fragment="1">Monocrystalline (Mono)<br data-mce-fragment="1"></span></td></tr><tr data-mce-fragment="1"><td data-mce-fragment="1" valign="top"><span data-mce-fragment="1"><strong data-mce-fragment="1">Dimensions:<br data-mce-fragment="1"></strong></span></td><td data-mce-fragment="1" valign="top"><span data-mce-fragment="1">82.48 x 40.9 x 1.57 inches<br data-mce-fragment="1"></span></td></tr><tr data-mce-fragment="1"><td data-mce-fragment="1" valign="top"><span data-mce-fragment="1"><strong data-mce-fragment="1">Weight:</strong></span></td><td data-mce-fragment="1" valign="top"><span data-mce-fragment="1">53.13 lbs</span></td></tr><tr data-mce-fragment="1"><td data-mce-fragment="1" valign="top"><span data-mce-fragment="1"><strong data-mce-fragment="1">Cells:</strong></span></td><td data-mce-fragment="1" valign="top"><span data-mce-fragment="1">144 Half Cut Mono Cells (72 Cell Equivalent)<br data-mce-fragment="1"></span></td></tr><tr data-mce-fragment="1"><td data-mce-fragment="1" valign="top"><strong data-mce-fragment="1"><span data-mce-fragment="1">Frame:</span></strong></td><td data-mce-fragment="1" valign="top"><span data-mce-fragment="1">Black Anodized Aluminum Alloy<br data-mce-fragment="1"></span></td></tr></tbody></table></center><p data-mce-fragment="1">Â </p><center data-mce-fragment="1"><table data-mce-fragment="1" cellpadding="0" cellspacing="0" border="1"><tbody data-mce-fragment="1"><tr data-mce-fragment="1"><td data-mce-fragment="1"><span data-mce-fragment="1"><strong data-mce-fragment="1">Electrical Data<br data-mce-fragment="1"></strong></span></td><td data-mce-fragment="1"><span data-mce-fragment="1">Â </span></td></tr><tr data-mce-fragment="1"><td data-mce-fragment="1" valign="top"><span data-mce-fragment="1"><strong data-mce-fragment="1">Nominal Maximum Power (Pmax):</strong></span></td><td data-mce-fragment="1" valign="top"><span data-mce-fragment="1">440 Watts</span></td></tr><tr data-mce-fragment="1"><td data-mce-fragment="1" valign="top"><span data-mce-fragment="1"><strong data-mce-fragment="1">Open Circuit Voltage (Voc):</strong></span></td><td data-mce-fragment="1" valign="top"><span data-mce-fragment="1">49.9 Volts</span></td></tr><tr data-mce-fragment="1"><td data-mce-fragment="1" valign="top"><span data-mce-fragment="1"><strong data-mce-fragment="1">Short Circuit Current (Isc):</strong></span></td><td data-mce-fragment="1" valign="top"><span data-mce-fragment="1">11.33 Amps</span></td></tr><tr data-mce-fragment="1"><td data-mce-fragment="1" valign="top"><span data-mce-fragment="1"><strong data-mce-fragment="1">Rated Voltage (Vmmp):</strong></span></td><td data-mce-fragment="1" valign="top"><span data-mce-fragment="1">41 Volts</span></td></tr><tr data-mce-fragment="1"><td data-mce-fragment="1" valign="top"><span data-mce-fragment="1"><strong data-mce-fragment="1">Rated Voltage (Immp):</strong></span></td><td data-mce-fragment="1" valign="top"><span data-mce-fragment="1">10.74 Amps</span></td></tr><tr data-mce-fragment="1"><td data-mce-fragment="1" valign="top"><strong data-mce-fragment="1"><span data-mce-fragment="1">Module Efficiency:</span></strong></td><td data-mce-fragment="1" valign="top"><span data-mce-fragment="1">20.21%</span></td></tr></tbody></table></center><p data-mce-fragment="1">Â </p>
USSP100-0156 | 220.43 | DNA-120-MF26-370W | Aptos DNA-120-MF26-370W 370W Black On Black 120 Half-cell Mono Solar Panel | <table width="100%" data-mce-fragment="1"><tbody data-mce-fragment="1"><tr data-mce-fragment="1"><td data-mce-fragment="1"><strong>Aptos DNA-120-MF26-370W 370W Black On Black 120 Half-cell Mono Solar Panel</strong><br></td></tr><tr data-mce-fragment="1"><td data-mce-fragment="1"><p>This line of modules is the direct result of over three decades of design, manufacturing and use. Attending to every detail in the design and manufacture of our products, our process controls and testing methods have optimized module life and electrical energy production.</p><table width="100%"><tbody><tr><td><table width="100%"><tbody><tr><td style="width: 51.4725%;" data-mce-style="width: 51.4725%;"><br></td><td style="width: 45.8759%;" data-mce-style="width: 45.8759%;"><br></td></tr><tr><td style="width: 51.4725%;" data-mce-style="width: 51.4725%;"><div style="text-align: left;"><img style="margin-bottom: 16px; float: none;" alt="Description image" src="https://cdn.shopify.com/s/files/1/0566/3408/1340/files/aptos.png?v=1675842524"></div></td><td style="width: 45.8759%;" data-mce-style="width: 45.8759%;"><div style="text-align: left;"><img style="margin-bottom: 16px; float: none;" alt="Description image" src="https://cdn.shopify.com/s/files/1/0566/3408/1340/files/aptos_img.png?v=1675847467"></div></td></tr><tr><td style="width: 51.4725%;" data-mce-style="width: 51.4725%;"></td><td style="width: 45.8759%;" data-mce-style="width: 45.8759%;"></td></tr></tbody></table><br></td></tr></tbody></table><p><br><strong>Aptos Solar's Specification</strong></p><table width="100%"><tbody><tr><td style="width: 48.2638%;"><span>Model</span></td><td style="width: 47.7362%;">DNA-120-MF26-370W</td></tr><tr><td style="width: 48.2638%;"><span>Series</span></td><td style="width: 47.7362%;"><span>DNA-120</span></td></tr><tr><td style="width: 48.2638%;"><span>Manufacturer</span></td><td style="width: 47.7362%;"><span>Aptos</span></td></tr></tbody></table><p><strong><br>MECHANICAL </strong><br></p><table width="100%"><tbody><tr><td style="width: 49.0244%;" data-mce-style="width: 49.0244%;">Specification</td><td style="width: 47.9756%;" data-mce-style="width: 47.9756%;">Data</td></tr><tr><td style="width: 49.0244%;" data-mce-style="width: 49.0244%;">Cell Type</td><td style="width: 47.9756%;" data-mce-style="width: 47.9756%;">Mono-crystalline</td></tr><tr><td style="width: 49.0244%;" data-mce-style="width: 49.0244%;">Cell Arrangement</td><td style="width: 47.9756%;" data-mce-style="width: 47.9756%;">-<br></td></tr><tr><td style="width: 49.0244%;" data-mce-style="width: 49.0244%;">Dimensions</td><td style="width: 47.9756%;" data-mce-style="width: 47.9756%;">1756 X 1039 X 35mm</td></tr><tr><td style="width: 49.0244%;" data-mce-style="width: 49.0244%;">Weight</td><td style="width: 47.9756%;" data-mce-style="width: 47.9756%;">45.19lbs.(20.5kg)</td></tr><tr><td style="width: 49.0244%;" data-mce-style="width: 49.0244%;">Front / Back Glass</td><td style="width: 47.9756%;" data-mce-style="width: 47.9756%;">3.2mm, anti-reflection coating, high</td></tr><tr><td style="width: 49.0244%;" data-mce-style="width: 49.0244%;">Frame</td><td style="width: 47.9756%;" data-mce-style="width: 47.9756%;">Anodized aluminium alloy</td></tr><tr><td style="width: 49.0244%;" data-mce-style="width: 49.0244%;">J-Box</td><td style="width: 47.9756%;" data-mce-style="width: 47.9756%;">IP68</td></tr><tr><td style="width: 49.0244%;" data-mce-style="width: 49.0244%;">Cable</td><td style="width: 47.9756%;" data-mce-style="width: 47.9756%;">4mm2 (EU)12AWG,39.37in.(1200mm)</td></tr><tr><td style="width: 49.0244%;" data-mce-style="width: 49.0244%;">Cable Length (Including Connector)</td><td style="width: 47.9756%;" data-mce-style="width: 47.9756%;">-<br></td></tr></tbody></table><p><strong><br>ELECTRICAL</strong></p><table width="100%"><tbody><tr><td style="width: 47.723%;" data-mce-style="width: 47.723%;">Nominal Max. Power (Pmax)</td><td style="width: 46.277%;" data-mce-style="width: 46.277%;">370 W</td></tr><tr><td style="width: 47.723%;" data-mce-style="width: 47.723%;">Opt. Operating Voltage (Vmp)</td><td style="width: 46.277%;" data-mce-style="width: 46.277%;">40.8 V</td></tr><tr><td style="width: 47.723%;" data-mce-style="width: 47.723%;">Opt. Operating Current (Imp)</td><td style="width: 46.277%;" data-mce-style="width: 46.277%;">11.51 A</td></tr><tr><td style="width: 47.723%;" data-mce-style="width: 47.723%;">Open Circuit Voltage (Voc)</td><td style="width: 46.277%;" data-mce-style="width: 46.277%;">34.06 V</td></tr><tr><td style="width: 47.723%;" data-mce-style="width: 47.723%;">Short Circuit Current (Isc)</td><td style="width: 46.277%;" data-mce-style="width: 46.277%;">10.87 A</td></tr></tbody></table><p><strong><br>Warranty</strong><br data-mce-fragment="1"></p><ul><li>30 years warranty</li></ul><p>* Refer to warranty document for terms and conditions<br data-mce-fragment="1"><strong>Documentation</strong></p><table width="100%"><tbody><tr><td style="width: 24%;" data-mce-style="width: 24%;"><a href="https://cdn.shopify.com/s/files/1/0566/3408/1340/files/3053_110-1302_20Data_20Sheet_1_6f21e1dc-8984-4f13-b1fc-02e761ae0816.pdf?v=1678079719"><span style="color: #2b00ff;" data-mce-style="color: #2b00ff;">Data Sheet</span></a></td></tr></tbody></table><p><br><strong>Detailed Information</strong><br></p><p><span data-mce-fragment="1">Our DNA Split-cell Series impressively combines advanced technologies to maximize performance. Produce up to 30% more energy with the bi-facial rear side generation. Our patented DNA, Dual Nano Absorber, technology allows for panel to harvest energy from all directions and operate exceptionally in high heat temperatures.</span><br></p><p><strong>High reliability</strong><br>Cell interconnections and diode placement use well-established industry practice and are field-proven to provide excellent reliability.<br><br><span data-mce-fragment="1">Produce up to 30% more energy with rear-side generation</span><br data-mce-fragment="1"><span data-mce-fragment="1">Advanced split cell technology with 9 ultra-thin busbars allows for less resistance and more photon capture</span><br data-mce-fragment="1"><span data-mce-fragment="1">Ideal solution for applications affected by shading</span><br><br><strong>Quality and certifications</strong><br><span data-mce-fragment="1">UL,IEC 61730-1, UL,IEC 61730-2</span></p></td></tr></tbody></table>
USSP100-0146 | 9374.4 | AC-540MBT/144V | AXITEC - 540W - AXIbipremium XXL HC MW - AC-540MBT/144V- Full Pallet (31) | <p><span data-mce-fragment="1">This line of modules is the direct result of over three decades of design, manufacturing and use. Attending to every detail in the design and manufacture of our products, our process controls and testing methods have optimized module life and electrical energy production.Â </span><br></p><p><strong>Features</strong></p><ul><li>Cell interconnections and diode placement use well-established industry practice and are field-proven to provide excellent reliability.</li><li>Guaranteed positive power tolerance from 0-5 Wp by individual measurement</li><li>100 % visual electroluminescence inspection in production</li></ul><p><strong>Specifications</strong></p><ul><li>Nominal Max. Power (Pmax): 540 W</li><li>Optimum Operating Voltage/Vmp(V): 41.70 V</li><li>Opt. Operating Current (Imp): 12.95 A</li><li>Open Circuit Voltage (Voc): 49.40 V</li><li>Short Circuit Current (Isc): 13.85 A</li></ul><p><a href="https://cdn.shopify.com/s/files/1/0566/3408/1340/files/DB_144zlg_mono_bipremium_XXL_HC_MW_MiA_EN_1500V.pdf?v=1678080248">DATASHEET</a></p><p>Â </p>
USSP100-0147 | 0 | AC-390MH/108V | AXITEC - 390W - AXIblackpremium XXL HC - AC-390MH/108V | <p data-mce-fragment="1">This line of modules is the direct result of over three decades of design, manufacturing, and use. Attending to every detail in the design and manufacture of our products, our process controls and testing methods have optimized module life and electrical energy production.</p><p data-mce-fragment="1"><img src="https://cdn.shopify.com/s/files/1/0566/3408/1340/files/Screenshot_10_cb6e5ccd-8f6d-41ef-8343-cdef266d2cbc_480x480.png?v=1677644643" alt="Screenshot 1" data-mce-fragment="1" data-mce-src="https://cdn.shopify.com/s/files/1/0566/3408/1340/files/Screenshot_10_cb6e5ccd-8f6d-41ef-8343-cdef266d2cbc_480x480.png?v=1677644643"> <img src="https://cdn.shopify.com/s/files/1/0566/3408/1340/files/Screenshot_11_a342e720-ee1e-41ff-9649-992e33eea713_480x480.png?v=1677644658" alt="Screenshot 2" data-mce-fragment="1" data-mce-src="https://cdn.shopify.com/s/files/1/0566/3408/1340/files/Screenshot_11_a342e720-ee1e-41ff-9649-992e33eea713_480x480.png?v=1677644658"></p><p data-mce-fragment="1"><strong data-mce-fragment="1">AXITEC Solar Specifications</strong></p><ul data-mce-fragment="1"><li data-mce-fragment="1"><strong data-mce-fragment="1">Model:</strong> HC - AC-390MH</li><li data-mce-fragment="1"><strong data-mce-fragment="1">Series:</strong> -</li><li data-mce-fragment="1"><strong data-mce-fragment="1">Manufacturer:</strong> Axitec</li></ul><p data-mce-fragment="1"><strong data-mce-fragment="1">MECHANICAL</strong></p><ul data-mce-fragment="1"><li data-mce-fragment="1"><strong data-mce-fragment="1">Specification:</strong> Data</li><li data-mce-fragment="1"><strong data-mce-fragment="1">Cell Type:</strong> Monocrystalline</li><li data-mce-fragment="1"><strong data-mce-fragment="1">Cell Arrangement:</strong> -</li><li data-mce-fragment="1"><strong data-mce-fragment="1">Dimensions:</strong> 67.80 x 44.65 x 1.38 inch (1722 x 1134 x 35 mm)</li><li data-mce-fragment="1"><strong data-mce-fragment="1">Weight:</strong> 47.40 lbs (21.5 kg) with frame</li><li data-mce-fragment="1"><strong data-mce-fragment="1">Front / Back Glass:</strong> 0.13 inch (3.2 mm) hardened, low-reflection white glass</li><li data-mce-fragment="1"><strong data-mce-fragment="1">Frame:</strong> 1.38 inch (35 mm) black aluminium frame</li><li data-mce-fragment="1"><strong data-mce-fragment="1">J-Box:</strong> Protection Class IP68</li><li data-mce-fragment="1"><strong data-mce-fragment="1">Cable:</strong> 47.25 inch, AWG 12</li><li data-mce-fragment="1"><strong data-mce-fragment="1">Cable Length (Including Connector):</strong> Plug/socket IP68, StÃ¤ubli MC4 / StÃ¤ubli EVO2</li></ul><p data-mce-fragment="1"><strong data-mce-fragment="1">ELECTRICAL</strong></p><ul data-mce-fragment="1"><li data-mce-fragment="1"><strong data-mce-fragment="1">Nominal Max. Power (Pmax):</strong> 390 W</li><li data-mce-fragment="1"><strong data-mce-fragment="1">Optimum Operating Voltage/Vmp(V):</strong> 30.64 V</li><li data-mce-fragment="1"><strong data-mce-fragment="1">Opt. Operating Current (Imp):</strong> 12.73 A</li><li data-mce-fragment="1"><strong data-mce-fragment="1">Open Circuit Voltage (Voc):</strong> 36.85 V</li><li data-mce-fragment="1"><strong data-mce-fragment="1">Short Circuit Current (Isc):</strong> 13.61 A</li></ul><p data-mce-fragment="1"><strong data-mce-fragment="1">Warranty</strong></p><ul data-mce-fragment="1"><li data-mce-fragment="1">15 years manufacturerâ€˜s guarantee on 90% of the nominal performance</li><li data-mce-fragment="1">25 years manufacturerâ€˜s guarantee on 85% of the nominal performance <em data-mce-fragment="1">Refer to warranty document for terms and conditions</em></li></ul><p data-mce-fragment="1"><strong data-mce-fragment="1">Documentation</strong></p><p data-mce-fragment="1"><a href="https://cdn.shopify.com/s/files/1/0566/3408/1340/files/DB_108zlg_blackprem_XXL_HC_MiA_US_ETL.pdf?v=1678094513" data-mce-fragment="1" data-mce-href="https://cdn.shopify.com/s/files/1/0566/3408/1340/files/DB_108zlg_blackprem_XXL_HC_MiA_US_ETL.pdf?v=1678094513" target="_new">Data Sheet</a></p><p data-mce-fragment="1"><strong data-mce-fragment="1">Detailed Information</strong></p><p data-mce-fragment="1">AXITEC is an international high-tech and growing group company, specializing in R&amp;D, which manufactures solar cells, modules, and solar power systems. Their modules come with Mono PERC Half-Cut Technology and have a module efficiency of up to 20.3%.</p><p data-mce-fragment="1"><strong data-mce-fragment="1">High reliability</strong></p><br>
USSP100-0166 | 7271.5909 | DE09C.07 | Trina Solar - Vertex S - 380W-405W - DE09C.07 Solar Panel (Pallet Of 36 Modules) | <p><span>This line of modules is the direct result of over three decades of design, manufacturing and use. Attending to every detail in the design and manufacture of our products, our process controls and testing methods have optimized module life and electrical energy production.</span></p><p><strong>Features</strong></p><ul><li><span>Designed for compatibility with existing mainstream optimizers, inverters and mounting systems</span></li><li><span>Perfect size and low weight makes handling and transportation easier and more cost-ective</span></li><li><span>Cell interconnections and diode placement use well-established industry practice and are field-proven to provide excellent reliability.</span></li><li><span>Minimized micro-cracks with innovative non-destructive cutting technology.</span></li><li><span>Ensured PID resistance through cell process and module material control.</span></li><li><span>Mechanical performance up to +6000 Pa and-4000 Pa negative load</span></li></ul><p><strong>Specifications</strong></p><ul><li><span>Nominal Max. Power (Pmax): 380-405 W</span></li><li><span>Opt. Operating Voltage (Vmp): 33.4-34.4 V</span></li><li><span>Opt. Operating Current (Imp): 11.38-11.77 A</span></li><li><span>Open Circuit Voltage (Voc): 40.4-41.4 V</span></li><li><span>Short Circuit Current (Isc): 12.00-12.34 A</span></li></ul><p><a href="https://cdn.shopify.com/s/files/1/0566/3408/1340/files/DE09C.07_003f874f-68d4-41f1-8cbe-0ab2ddc644d6.pdf?v=1675829385" data-mce-href="https://cdn.shopify.com/s/files/1/0566/3408/1340/files/DE09C.07_003f874f-68d4-41f1-8cbe-0ab2ddc644d6.pdf?v=1675829385"><span>DATASHEET</span></a></p><p>Â </p>
USSP100-0148 | 9123.3 | PS545M6-24/TH-Pallet | Phono Solar - PS545M6-24/TH Silver Frame 144 Mono Cells solar Pallets (31) | <p data-mce-fragment="1">Phono Solar M6H24TH is a PV module fit for both residential and commercial applications. Phono Solar engineers made the Twin plus series durable and efficient while minimizing the amount of useful space required for their operation. The Passivated Emitter Rear Contact (PERC) technology ensures excellent power output. This solar cell type employs an additional reflective layer to absorb more sunlight.</p><p data-mce-fragment="1">Another advantage is the half-cut cell technology. M6H24TH has solar cells half the size of those installed in conventional panels. The main benefits are decreased power loss, improved longevity, and better low-light performance. At 21.1% efficiency, PS545M6-24/TH offers surprising performance for its weight and size.</p><p data-mce-fragment="1"><img src="https://cdn.shopify.com/s/files/1/0566/3408/1340/files/phono11_480x480.png?v=1675866242" alt="Image 1" data-mce-fragment="1" data-mce-src="https://cdn.shopify.com/s/files/1/0566/3408/1340/files/phono11_480x480.png?v=1675866242"> <img src="https://cdn.shopify.com/s/files/1/0566/3408/1340/files/phono12_480x480.png?v=1675866250" alt="Image 2" data-mce-fragment="1" data-mce-src="https://cdn.shopify.com/s/files/1/0566/3408/1340/files/phono12_480x480.png?v=1675866250"></p><p data-mce-fragment="1"><strong data-mce-fragment="1">Phono Solar Specifications:</strong></p><ul data-mce-fragment="1"><li data-mce-fragment="1">Model: PS545M6H-24/TH 545W</li><li data-mce-fragment="1">Series: TWINPLUS MODULE</li><li data-mce-fragment="1">Manufacturer: Phono</li><li data-mce-fragment="1">Pallet Quantity: 31</li></ul><p data-mce-fragment="1"><strong data-mce-fragment="1">MECHANICAL</strong></p><ul data-mce-fragment="1"><li data-mce-fragment="1">Cell Type: Mono-crystalline</li><li data-mce-fragment="1">Cell Arrangement: 182mm x 91mm</li><li data-mce-fragment="1">Dimensions: 2278 X 1134 X 35 mm (89.69 X 44.65 X 1.38 in)</li><li data-mce-fragment="1">Weight: 29.0kg (63.93 lbs)</li><li data-mce-fragment="1">Front / Back Glass: 3.2 mm Toughened Glass</li><li data-mce-fragment="1">Frame: Anodized Aluminium Alloy</li><li data-mce-fragment="1">J-Box: IP 68 Rated</li><li data-mce-fragment="1">Cable: 4.0 mmÂ² (IEC)</li><li data-mce-fragment="1">Cable Length (Including Connector): (+):450mm,(-):250mm or Customized Length</li></ul><p data-mce-fragment="1"><strong data-mce-fragment="1">ELECTRICAL</strong></p><ul data-mce-fragment="1"><li data-mce-fragment="1">Nominal Max. Power (Pmax): 545 W</li><li data-mce-fragment="1">Opt. Operating Voltage (Vmp): 41.45 V</li><li data-mce-fragment="1">Opt. Operating Current (Imp): 13.15 A</li><li data-mce-fragment="1">Open Circuit Voltage (Voc): 49.49 V</li><li data-mce-fragment="1">Short Circuit Current (Isc): 13.72A</li></ul><p data-mce-fragment="1"><strong data-mce-fragment="1">Warranty</strong></p><ul data-mce-fragment="1"><li data-mce-fragment="1">Product warranty on materials and workmanship for 12 years</li><li data-mce-fragment="1">Linear power output warranty 25 years</li></ul><p data-mce-fragment="1"><em data-mce-fragment="1">Refer to warranty document for terms and conditions</em></p><p data-mce-fragment="1"><strong data-mce-fragment="1">Documentation</strong></p><ul data-mce-fragment="1"><li data-mce-fragment="1"><a href="https://cdn.shopify.com/s/files/1/0566/3408/1340/files/PHONO_TwinPlus-182-144-10BB.pdf?v=1675867441" data-mce-fragment="1" data-mce-href="https://cdn.shopify.com/s/files/1/0566/3408/1340/files/PHONO_TwinPlus-182-144-10BB.pdf?v=1675867441" target="_new">Data Sheet</a></li></ul><p data-mce-fragment="1"><strong data-mce-fragment="1">Detailed Information</strong></p><p data-mce-fragment="1">Another advantage is the half-cut cell technology. M6H24TH has solar cells half the size of those installed in conventional panels. The main benefits are decreased power loss, improved longevity, and better low-light performance. At 21.1% efficiency, M6H24TH offers surprising performance for its weight and size. Phono Solar provides an industry-leading 25-year performance warranty and a 12-year product warranty.</p><ul data-mce-fragment="1"><li data-mce-fragment="1">144 half-cut PERC cells</li><li data-mce-fragment="1">545 W nameplate capacity</li><li data-mce-fragment="1">21.1% efficiency</li><li data-mce-fragment="1">1500 V DC maximum system voltage</li><li data-mce-fragment="1">MC4 connectors</li></ul><p data-mce-fragment="1"><strong data-mce-fragment="1">High reliability</strong></p><ul data-mce-fragment="1"><li data-mce-fragment="1">Guaranteed 0~+5W positive tolerance secures reliable power output</li><li data-mce-fragment="1">5400Pa maximum snow load, 2400Pa maximum wind load</li><li data-mce-fragment="1">Optimized electrical design lowers hot spot risk and operating current.</li><li data-mce-fragment="1">Industry-leading cell processing technology and electrical design ensure solid PID resistance</li></ul><p data-mce-fragment="1"><strong data-mce-fragment="1">Quality and certifications</strong></p><ul data-mce-fragment="1"><li data-mce-fragment="1">IEC 61215, IEC 61730, UL 61730</li><li data-mce-fragment="1">ISO 9001:2015 / Quality management system</li><li data-mce-fragment="1">ISO 14001:2015 / Standards for environmental management system</li><li data-mce-fragment="1">ISO 45001:2018 / International standards for occupational health &amp; safety</li></ul>
USSP100-0157 | 232 | PS400M6-18/VHB | Phono Solar - 400W - PS400M6-18/VHB Black on Black 108 Mono Cells | <table width="100%" data-mce-fragment="1"><tbody data-mce-fragment="1"><tr data-mce-fragment="1"><td data-mce-fragment="1"><strong>Phono Solar - 400W - PS400M6-18/VHB Black on Black 108 Mono Cells</strong><br></td></tr><tr data-mce-fragment="1"><td data-mce-fragment="1"><p>Competitive high-temperature performance with ameliorated temperature coefficient Minimized power loss in cell connection Better performance under shading effect Decreased nominal operating cell temperature to 45 Â± 2Â°C Higher power generation with multi-busbar and half-cut technology</p><p>Â </p><table width="100%"><tbody><tr><td>Â </td></tr></tbody></table><table width="100%"><tbody><tr><td><table width="100%"><tbody><tr><td style="width: 51.4725%;" data-mce-style="width: 51.4725%;"><br></td><td style="width: 45.8759%;" data-mce-style="width: 45.8759%;"><br></td></tr><tr><td style="width: 51.4725%;" data-mce-style="width: 51.4725%;"><img src="https://cdn.shopify.com/s/files/1/0566/3408/1340/files/PS400M6H-18VHB1_480x480.png?v=1675871979" alt="" data-mce-src="https://cdn.shopify.com/s/files/1/0566/3408/1340/files/PS400M6H-18VHB1_480x480.png?v=1675871979"></td><td style="width: 45.8759%;" data-mce-style="width: 45.8759%;"><img src="https://cdn.shopify.com/s/files/1/0566/3408/1340/files/PS400M6H-18VHB_480x480.png?v=1675871990" alt="" data-mce-src="https://cdn.shopify.com/s/files/1/0566/3408/1340/files/PS400M6H-18VHB_480x480.png?v=1675871990"></td></tr><tr><td style="width: 51.4725%;" data-mce-style="width: 51.4725%;"></td><td style="width: 45.8759%;" data-mce-style="width: 45.8759%;"></td></tr></tbody></table><table width="100%"><tbody><tr><td style="width: 48.2638%;" data-mce-style="width: 48.2638%;"><br></td><td style="width: 47.7362%;" data-mce-style="width: 47.7362%;"><br></td></tr></tbody></table></td></tr></tbody></table><p><strong>Phono Solar<span data-mce-fragment="1">Â Specifications</span>Â </strong><br></p><table width="100%"><tbody><tr><td style="width: 48.2638%;" data-mce-style="width: 48.2638%;"><span>Model</span></td><td style="width: 47.7362%;" data-mce-style="width: 47.7362%;">400 W</td></tr><tr><td style="width: 48.2638%;" data-mce-style="width: 48.2638%;"><span>Series</span></td><td style="width: 47.7362%;" data-mce-style="width: 47.7362%;">TWINPLUS MODULE</td></tr><tr><td style="width: 48.2638%;" data-mce-style="width: 48.2638%;"><span>Manufacturer</span></td><td style="width: 47.7362%;" data-mce-style="width: 47.7362%;"><span>Phono</span></td></tr></tbody></table><p><br><strong>MECHANICALÂ </strong><br></p><table width="100%"><tbody><tr><td style="width: 49.0244%;" data-mce-style="width: 49.0244%;">Specification</td><td style="width: 47.9756%;" data-mce-style="width: 47.9756%;">Data</td></tr><tr><td style="width: 49.0244%;" data-mce-style="width: 49.0244%;">Cell Type</td><td style="width: 47.9756%;" data-mce-style="width: 47.9756%;">Mono-crystalline</td></tr><tr><td style="width: 49.0244%;" data-mce-style="width: 49.0244%;">Cell Arrangement</td><td style="width: 47.9756%;" data-mce-style="width: 47.9756%;">182mm x 91mm</td></tr><tr><td style="width: 49.0244%;" data-mce-style="width: 49.0244%;">Dimensions</td><td style="width: 47.9756%;" data-mce-style="width: 47.9756%;">1722 X 1134 X 30 mm(67.80 X 44.65 X 1.18 in)</td></tr><tr><td style="width: 49.0244%;" data-mce-style="width: 49.0244%;">Weight</td><td style="width: 47.9756%;" data-mce-style="width: 47.9756%;">22.0kg (45.80 lbs)</td></tr><tr><td style="width: 49.0244%;" data-mce-style="width: 49.0244%;">Front / Back Glass</td><td style="width: 47.9756%;" data-mce-style="width: 47.9756%;">3.2 mm Toughened Glass</td></tr><tr><td style="width: 49.0244%;" data-mce-style="width: 49.0244%;">Frame</td><td style="width: 47.9756%;" data-mce-style="width: 47.9756%;">Anodized Aluminium Alloy</td></tr><tr><td style="width: 49.0244%;" data-mce-style="width: 49.0244%;">J-Box</td><td style="width: 47.9756%;" data-mce-style="width: 47.9756%;">IP68, Rated</td></tr><tr><td style="width: 49.0244%;" data-mce-style="width: 49.0244%;">Cable</td><td style="width: 47.9756%;" data-mce-style="width: 47.9756%;">4.0 mmÂ² (IEC),</td></tr><tr><td style="width: 49.0244%;" data-mce-style="width: 49.0244%;">Cable Length (Including Connector)</td><td style="width: 47.9756%;" data-mce-style="width: 47.9756%;">Â (+):450mm,(-):250mm or Customized Length</td></tr></tbody></table><p><strong><br>ELECTRICAL</strong></p><table width="100%"><tbody><tr><td style="width: 47.723%;" data-mce-style="width: 47.723%;">Nominal Max. Power (Pmax)</td><td style="width: 46.277%;" data-mce-style="width: 46.277%;">400 W</td></tr><tr><td style="width: 47.723%;" data-mce-style="width: 47.723%;">Opt. Operating Voltage (Vmp)</td><td style="width: 46.277%;" data-mce-style="width: 46.277%;">30.85 V</td></tr><tr><td style="width: 47.723%;" data-mce-style="width: 47.723%;">Opt. Operating Current (Imp)</td><td style="width: 46.277%;" data-mce-style="width: 46.277%;">12.97 A</td></tr><tr><td style="width: 47.723%;" data-mce-style="width: 47.723%;">Open Circuit Voltage (Voc)</td><td style="width: 46.277%;" data-mce-style="width: 46.277%;">39.9 V</td></tr><tr><td style="width: 47.723%;" data-mce-style="width: 47.723%;">Short Circuit Current (Isc)</td><td style="width: 46.277%;" data-mce-style="width: 46.277%;">10.06 A</td></tr></tbody></table><p><br>Â <strong>Warranty</strong><br data-mce-fragment="1"></p><ul><li>Product warranty on materials and workmanship for 12 years</li><li>LinearÂ power outputÂ warrantyÂ 25 years</li></ul><p>* Refer to warranty document for terms and conditions</p><p><strong>Documentation</strong></p><table width="100%"><tbody><tr><td style="width: 24%;" data-mce-style="width: 24%;"><a href="https://cdn.shopify.com/s/files/1/0566/3408/1340/files/PHONO_TwinPlus-182-108-10BB__BOB__390-410W_da302061-41aa-413e-9845-1be809a8c7b8.pdf?v=1676729771" data-mce-href="https://cdn.shopify.com/s/files/1/0566/3408/1340/files/PHONO_TwinPlus-182-108-10BB__BOB__390-410W_da302061-41aa-413e-9845-1be809a8c7b8.pdf?v=1676729771"> <span style="color: #2b00ff;" data-mce-style="color: #2b00ff;">Data</span><span style="color: #2b00ff;" data-mce-style="color: #2b00ff;"> Sh</span><span style="color: #2b00ff;" data-mce-style="color: #2b00ff;">eet</span> </a></td></tr></tbody></table><p><br><strong>Detailed Information</strong><br></p><ul><li>Competitive high-temperature performance with ameliorated temperature coefficient</li><li>Minimized power loss in cell connection</li><li>Better performance under shading effect</li><li>Decreased nominal operating cell temperature to 45 Â± 2Â°C OUTSTANDING PRODUCT PERFORMANCE</li><li>Higher power generation with multi-busbar and half-cut technology</li></ul><p><br><strong>High reliability<br></strong></p><p>Guaranteed 0~+5W positive tolerance secures reliable power output</p><p>5400Pa maximum snow load, 2400Pa maximum wind load</p><p>Optimized electrical design lowers hot spot risk and operating current<br><br><strong>Quality and certifications<br></strong><br>IEC 61215, IEC 61730, UL 61730</p><p>ISO 9001:2015 / Quality management system</p><p>ISO 14001:2015 / Standards for environmental management system</p><p>ISO 45001:2018 / International standards for occupational health &amp; safety<br></p></td></tr></tbody></table>
USSP100-0134 | 7672.5 | BSM550M10-72HBD | Bluesun - 550W - Bifacial Dual Glass Solar Panel - BSM550M10-72HBD - (31) Pallet Only | <p data-mce-fragment="1">This line of modules is the result of over three decades of design, manufacturing, and use. Our process controls and testing methods optimize module life and electrical energy production.</p><p data-mce-fragment="1"><img src="https://cdn.shopify.com/s/files/1/0566/3408/1340/files/Screenshot_1_1_480x480.png?v=1677562060" alt="Product Image 1" data-mce-fragment="1" data-mce-src="https://cdn.shopify.com/s/files/1/0566/3408/1340/files/Screenshot_1_1_480x480.png?v=1677562060"> <img src="https://cdn.shopify.com/s/files/1/0566/3408/1340/files/Screenshot_3_1_480x480.png?v=1677562025" alt="Product Image 2" data-mce-fragment="1" data-mce-src="https://cdn.shopify.com/s/files/1/0566/3408/1340/files/Screenshot_3_1_480x480.png?v=1677562025"></p><p data-mce-fragment="1"><strong data-mce-fragment="1">Bluesun Solar Specifications</strong></p><p data-mce-fragment="1"><strong data-mce-fragment="1">MECHANICAL</strong> <em data-mce-fragment="1">(Specifications not provided)</em></p><p data-mce-fragment="1"><strong data-mce-fragment="1">ELECTRICAL</strong> <em data-mce-fragment="1">(Specifications not provided)</em></p><p data-mce-fragment="1"><strong data-mce-fragment="1">Warranty</strong></p><ul data-mce-fragment="1"><li data-mce-fragment="1">Enhanced Product Warranty on Materials and Workmanship: 15 Years</li><li data-mce-fragment="1">Linear Power Performance Warranty: 12 Years <em data-mce-fragment="1">Refer to warranty document for terms and conditions.</em></li></ul><p data-mce-fragment="1"><strong data-mce-fragment="1">Documentation</strong> <a href="https://cdn.shopify.com/s/files/1/0566/3408/1340/files/BSM550M10-72HBD-USA.pdf?v=1678095899" data-mce-fragment="1" data-mce-href="https://cdn.shopify.com/s/files/1/0566/3408/1340/files/BSM550M10-72HBD-USA.pdf?v=1678095899" target="_new">Data Sheet</a></p><p data-mce-fragment="1"><strong data-mce-fragment="1">Detailed Information</strong> Bluesun Solar Group is an international high-tech and growing group company, specializing in R&amp;D, manufacturing solar cells, modules, and solar power systems. The modules come with Mono PERC Half-Cut Technology and have a module efficiency of up to 20.3%.</p><p data-mce-fragment="1"><strong data-mce-fragment="1">High Reliability</strong> Cell interconnections and diode placement use established industry practices, ensuring excellent reliability. Lower hot spot temperature minimizes micro-cracks.</p><p data-mce-fragment="1"><strong data-mce-fragment="1">Quality and Certifications</strong></p><ul data-mce-fragment="1"><li data-mce-fragment="1">ISO 9001: 2015 Quality Management System</li><li data-mce-fragment="1">ISO 14001: 2015 Environment Management System</li><li data-mce-fragment="1">ISO 45001: 2018 Occupational Health and Safety Management Systems</li><li data-mce-fragment="1">IEC 61215/IEC 61730/UL 61730</li></ul>
USSP100-0133 | 7452 | BSM460M-72HBD | Bluesun - 460W - Bifacial Mono Perc Solar Panel - BSM460M-72HBD - (36) Pallet Only | <p data-mce-fragment="1">This line of modules is the result of over three decades of design, manufacturing, and use. Attending to every detail in the design and manufacture of our products, our process controls, and testing methods have optimized module life and electrical energy production.<br></p><p data-mce-fragment="1"><strong data-mce-fragment="1">Product Images</strong>:<img src="https://cdn.shopify.com/s/files/1/0566/3408/1340/files/Screenshot_1_1_480x480.png?v=1677562060" alt="Screenshot 1" data-mce-fragment="1" data-mce-src="https://cdn.shopify.com/s/files/1/0566/3408/1340/files/Screenshot_1_1_480x480.png?v=1677562060"><img src="https://cdn.shopify.com/s/files/1/0566/3408/1340/files/Screenshot_3_1_480x480.png?v=1677562025" alt="Screenshot 3" data-mce-fragment="1" data-mce-src="https://cdn.shopify.com/s/files/1/0566/3408/1340/files/Screenshot_3_1_480x480.png?v=1677562025"></p><p data-mce-fragment="1"><strong data-mce-fragment="1">Specifications</strong>:</p><ul data-mce-fragment="1"><li data-mce-fragment="1">Model: BSM460M-72HBD</li><li data-mce-fragment="1">Series: -</li><li data-mce-fragment="1">Manufacturer: Bluesun</li></ul><p data-mce-fragment="1"><strong data-mce-fragment="1">Mechanical Data</strong>:</p><ul data-mce-fragment="1"><li data-mce-fragment="1">Cell Type: Monocrystalline</li><li data-mce-fragment="1">Cell Arrangement: 144 (6*20)</li><li data-mce-fragment="1">Dimensions: 1755<em data-mce-fragment="1">1038</em>35mm (69.09<em data-mce-fragment="1">40.87</em>1.38inches)</li><li data-mce-fragment="1">Weight: 21kg (46.3lbs)</li><li data-mce-fragment="1">Front/Back Glass: 3.2mm (0.13inches) AR Coating Tempered Glass</li><li data-mce-fragment="1">Frame: Anodized aluminum alloy</li><li data-mce-fragment="1">J-Box: IP68, 3/6 bypass diodes</li><li data-mce-fragment="1">Cable: Portrait 300mm/Landscape 1200mm/Customized</li><li data-mce-fragment="1">Cable Length (Including Connector): TUV: 4mm2 (0.006inches2 )/UL: 12AWG</li></ul><p data-mce-fragment="1"><strong data-mce-fragment="1">Electrical Data</strong>:</p><ul data-mce-fragment="1"><li data-mce-fragment="1">Nominal Max. Power (Pmax): 460 W</li><li data-mce-fragment="1">Optimum Operating Voltage/Vmp(V): 42.4 V</li><li data-mce-fragment="1">Opt. Operating Current (Imp): 10.86 A</li><li data-mce-fragment="1">Open Circuit Voltage (Voc): 50.8 V</li><li data-mce-fragment="1">Short Circuit Current (Isc): 11.50 A</li></ul><p data-mce-fragment="1"><strong data-mce-fragment="1">Warranty</strong>:</p><ul data-mce-fragment="1"><li data-mce-fragment="1">Enhanced Product Warranty on Materials and Workmanship: 15 Years</li><li data-mce-fragment="1">Linear Power Performance Warranty: 12 Years</li></ul><p data-mce-fragment="1">(Note: Refer to the warranty document for terms and conditions.)</p><p data-mce-fragment="1"><strong data-mce-fragment="1">Documentation</strong>: <a href="https://cdn.shopify.com/s/files/1/0566/3408/1340/files/BSM460M-72HBD_Data_Sheet_470dddd7-3de2-43b4-9d98-e277def50a04.pdf?v=1678077996" data-mce-fragment="1" data-mce-href="https://cdn.shopify.com/s/files/1/0566/3408/1340/files/BSM460M-72HBD_Data_Sheet_470dddd7-3de2-43b4-9d98-e277def50a04.pdf?v=1678077996" target="_new">Data Sheet</a></p><p data-mce-fragment="1"><strong data-mce-fragment="1">Detailed Information</strong>: Bluesun Solar Group is an international high-tech and growing group company, specializing in R&amp;D, manufacturing solar cells, modules, and solar power systems. Their modules come with Mono PERC Half-Cut Technology and have a module efficiency of up to 20.3%.</p><ul data-mce-fragment="1"><li data-mce-fragment="1"><p data-mce-fragment="1"><strong data-mce-fragment="1">High Reliability</strong>:</p><ul data-mce-fragment="1"><li data-mce-fragment="1">Cell interconnections and diode placement use well-established industry practice and are field-proven to provide excellent reliability.</li><li data-mce-fragment="1">Lower hotspot temperature</li><li data-mce-fragment="1">Minimizes micro-cracks</li></ul></li><li data-mce-fragment="1"><p data-mce-fragment="1"><strong data-mce-fragment="1">Quality and Certifications</strong>:</p><ul data-mce-fragment="1"><li data-mce-fragment="1">ISO 9001: 2015 Quality Management System</li><li data-mce-fragment="1">ISO 14001: 2015 Environment Management System</li><li data-mce-fragment="1">ISO 45001: 2018 Occupational Health and Safety Management Systems</li><li data-mce-fragment="1">IEC 61215/IEC 61730/UL 61730</li></ul></li></ul>
USSP100-0132 | 6432.5 | BSM415M10-54HPH | Bluesun - 415W - Black Mono-Facial Perc Solar Panel - US Solar Supplier - BSM415M10-54HPH - Pallet Only | <p data-mce-fragment="1">This line of modules is the direct result of over three decades of design, manufacturing, and use. Attending to every detail in the design and manufacture of our products, our process controls and testing methods have optimized module life and electrical energy production.</p><p data-mce-fragment="1"><img src="https://cdn.shopify.com/s/files/1/0566/3408/1340/files/Screenshot_1_1_480x480.png?v=1677562060" alt="Image 1" data-mce-fragment="1" data-mce-src="https://cdn.shopify.com/s/files/1/0566/3408/1340/files/Screenshot_1_1_480x480.png?v=1677562060"> <img src="https://cdn.shopify.com/s/files/1/0566/3408/1340/files/Screenshot_3_1_480x480.png?v=1677562025" alt="Image 2" data-mce-fragment="1" data-mce-src="https://cdn.shopify.com/s/files/1/0566/3408/1340/files/Screenshot_3_1_480x480.png?v=1677562025"></p><p data-mce-fragment="1"><strong data-mce-fragment="1">Bluesun Solar Specifications</strong></p><ul data-mce-fragment="1"><li data-mce-fragment="1"><strong data-mce-fragment="1">Model</strong>: BSM415M10-54HPH</li><li data-mce-fragment="1"><strong data-mce-fragment="1">Series</strong>: -</li><li data-mce-fragment="1"><strong data-mce-fragment="1">Manufacturer</strong>: Bluesun</li></ul><p data-mce-fragment="1"><strong data-mce-fragment="1">MECHANICAL</strong></p><ul data-mce-fragment="1"><li data-mce-fragment="1"><strong data-mce-fragment="1">Cell Type</strong>: Monocrystalline</li><li data-mce-fragment="1"><strong data-mce-fragment="1">Cell Arrangement</strong>: -</li><li data-mce-fragment="1"><strong data-mce-fragment="1">Dimensions</strong>: 1722<em data-mce-fragment="1">1134</em>30mm (67.80<em data-mce-fragment="1">44.65</em>1.18inches)</li><li data-mce-fragment="1"><strong data-mce-fragment="1">Weight</strong>: 21.5kg (47.4lbs.)</li><li data-mce-fragment="1"><strong data-mce-fragment="1">Front / Back Glass</strong>: 3.2mm AR Coating Tempered Glass</li><li data-mce-fragment="1"><strong data-mce-fragment="1">Frame</strong>: Anodized aluminium alloy</li><li data-mce-fragment="1"><strong data-mce-fragment="1">J-Box</strong>: IP68, 3 bypass diodes</li><li data-mce-fragment="1"><strong data-mce-fragment="1">Cable</strong>: 4mmÂ² (IEC), 12AWG(UL) 300mm in Length or Customized Length</li><li data-mce-fragment="1"><strong data-mce-fragment="1">Cable Length (Including Connector)</strong>: -</li></ul><p data-mce-fragment="1"><strong data-mce-fragment="1">ELECTRICAL</strong></p><ul data-mce-fragment="1"><li data-mce-fragment="1"><strong data-mce-fragment="1">Nominal Max. Power (Pmax)</strong>: 415 W</li><li data-mce-fragment="1"><strong data-mce-fragment="1">Optimum Operating Voltage/Vmp(V)</strong>: 31.63 V</li><li data-mce-fragment="1"><strong data-mce-fragment="1">Opt. Operating Current (Imp)</strong>: 13.13 A</li><li data-mce-fragment="1"><strong data-mce-fragment="1">Open Circuit Voltage (Voc)</strong>: 37.75 V</li><li data-mce-fragment="1"><strong data-mce-fragment="1">Short Circuit Current (Isc)</strong>: 14.02 A</li></ul><p data-mce-fragment="1"><strong data-mce-fragment="1">Warranty</strong></p><ul data-mce-fragment="1"><li data-mce-fragment="1">Enhanced Product Warranty on Materials and Workmanship: 15 Years</li><li data-mce-fragment="1">Linear Power Performance Warranty: 12 Years</li><li data-mce-fragment="1"><em data-mce-fragment="1">Refer to warranty document for terms and conditions</em></li></ul><p data-mce-fragment="1"><strong data-mce-fragment="1">Documentation</strong></p><ul data-mce-fragment="1"><li data-mce-fragment="1"><a href="https://cdn.shopify.com/s/files/1/0566/3408/1340/files/HEX5-BSM415M10-54HPH-TH_BI-FACIAL_CELLS-TRANSPARENT_SINGLE_GLASS_v220729.pdf?v=1678095384" data-mce-fragment="1" data-mce-href="https://cdn.shopify.com/s/files/1/0566/3408/1340/files/HEX5-BSM415M10-54HPH-TH_BI-FACIAL_CELLS-TRANSPARENT_SINGLE_GLASS_v220729.pdf?v=1678095384" target="_new">Data Sheet</a></li></ul><p data-mce-fragment="1"><strong data-mce-fragment="1">Detailed Information</strong> Bluesun Solar Group is an international high-tech and growing group company, specializing in R&amp;D, which manufactures solar cells, modules, and solar power systems. Their modules come with Mono PERC Half-Cut Technology and has a module efficiency up to 20.3%.</p><p data-mce-fragment="1"><strong data-mce-fragment="1">High reliability</strong></p><ul data-mce-fragment="1"><li data-mce-fragment="1">Cell interconnections and diode placement use well-established industry practice and are field-proven to provide excellent reliability.</li><li data-mce-fragment="1">Lower hot spot temperature</li><li data-mce-fragment="1">Minimizes micro-cracks</li></ul><p data-mce-fragment="1"><strong data-mce-fragment="1">Quality and certifications</strong></p><ul data-mce-fragment="1"><li data-mce-fragment="1">ISO 9001: 2015 Quality Management System</li><li data-mce-fragment="1">ISO 14001: 2015 Environment Management System</li><li data-mce-fragment="1">ISO 45001: 2018 Occupational Health and Safety Management Systems</li><li data-mce-fragment="1">IEC 61215/IEC 61730/UL 61730</li></ul>
USSP100-0138 | 210.9 | BSM370M-60HPH | BLUESUN BSM370M-60HPH 370W BLACK ON BLACK 120 HALF-CELL MONO SOLAR PANEL | <p data-mce-fragment="1">Bluesun's 370w Mono Perc Solar Panel is the culmination of over three decades of dedication, design, manufacturing, and use. Paying careful attention to every detail in the design and manufacture of our products, our process controls and testing methods have been honed to maximize the longevity of the module and the optimization of electrical energy production.</p><p data-mce-fragment="1"><strong data-mce-fragment="1">Images</strong>:<br data-mce-fragment="1"><img src="https://cdn.shopify.com/s/files/1/0566/3408/1340/files/Screenshot_1_1_480x480.png?v=1677562060" alt="Image 1" data-mce-fragment="1" data-mce-src="https://cdn.shopify.com/s/files/1/0566/3408/1340/files/Screenshot_1_1_480x480.png?v=1677562060"><br data-mce-fragment="1"><img src="https://cdn.shopify.com/s/files/1/0566/3408/1340/files/Screenshot_3_1_480x480.png?v=1677562025" alt="Image 2" data-mce-fragment="1" data-mce-src="https://cdn.shopify.com/s/files/1/0566/3408/1340/files/Screenshot_3_1_480x480.png?v=1677562025"></p><p data-mce-fragment="1"><strong data-mce-fragment="1">Bluesun Solar Specifications</strong>:</p><ul data-mce-fragment="1"><li data-mce-fragment="1">Model: BSM370M-60HPH</li><li data-mce-fragment="1">Series: Not specified</li><li data-mce-fragment="1">Manufacturer: Bluesun</li></ul><p data-mce-fragment="1"><strong data-mce-fragment="1">MECHANICAL Data</strong>:</p><ul data-mce-fragment="1"><li data-mce-fragment="1">Cell Type: Monocrystalline</li><li data-mce-fragment="1">Cell Arrangement: 120 (6x20)</li><li data-mce-fragment="1">Dimensions: 1755x1038x35mm (69.09x40.87x1.38inches)</li><li data-mce-fragment="1">Weight: 21kg (46.3lbs)</li><li data-mce-fragment="1">Front / Back Glass: 3.2mm (0.13inches) AR Coating Tempered Glass</li><li data-mce-fragment="1">Frame: Anodized aluminum alloy</li><li data-mce-fragment="1">J-Box: IP68, with 3/6 bypass diodes</li><li data-mce-fragment="1">Cable: Portrait 300mm/Landscape 1200mm/Customized</li><li data-mce-fragment="1">Cable Length (Including Connector): TUV: 4mm^2 (0.006in^2) /UL: 12AWG</li></ul><p data-mce-fragment="1"><strong data-mce-fragment="1">ELECTRICAL Data</strong>:</p><ul data-mce-fragment="1"><li data-mce-fragment="1">Nominal Max. Power (Pmax): 370 W</li><li data-mce-fragment="1">Optimum Operating Voltage/Vmp(V): 34.9 V</li><li data-mce-fragment="1">Optimum Operating Current (Imp): 10.61 A</li><li data-mce-fragment="1">Open Circuit Voltage (Voc): 41.1 V</li><li data-mce-fragment="1">Short Circuit Current (Isc): 11.26 A</li></ul><p data-mce-fragment="1"><strong data-mce-fragment="1">Warranty</strong>:</p><ul data-mce-fragment="1"><li data-mce-fragment="1">Enhanced Product Warranty on Materials and Workmanship: 15 Years</li><li data-mce-fragment="1">Linear Power Performance Warranty: 12 Years<br data-mce-fragment="1"><em data-mce-fragment="1">Refer to warranty document for terms and conditions.</em></li></ul><p data-mce-fragment="1"><strong data-mce-fragment="1">Documentation</strong>:</p><ul data-mce-fragment="1"><li data-mce-fragment="1"><a href="https://cdn.shopify.com/s/files/1/0566/3408/1340/files/US_Stock_BSM355-370W-60HPH_1.pdf?v=1678094827" data-mce-fragment="1" data-mce-href="https://cdn.shopify.com/s/files/1/0566/3408/1340/files/US_Stock_BSM355-370W-60HPH_1.pdf?v=1678094827" target="_new">Data Sheet</a></li></ul><p data-mce-fragment="1"><strong data-mce-fragment="1">Detailed Information</strong>:</p><p data-mce-fragment="1">The Bluesun Solar Group stands tall as an international, high-tech, and rapidly expanding company, specializing in R&amp;D, and producing solar cells, modules, and solar power systems. Boasting Mono PERC Half-Cut Technology, their modules offer an impressive efficiency rate of up to 20.3%.</p><p data-mce-fragment="1"><strong data-mce-fragment="1">Key Features</strong>:</p><ul data-mce-fragment="1"><li data-mce-fragment="1"><strong data-mce-fragment="1">High Reliability</strong>: The use of established industry practices for cell interconnections and diode placements ensures top-tier reliability.</li><li data-mce-fragment="1"><strong data-mce-fragment="1">Reduced Hot Spot Temperature</strong>: This feature minimizes micro-cracks, enhancing the panel's longevity.</li><li data-mce-fragment="1"><strong data-mce-fragment="1">Quality and Certifications</strong>:<ul data-mce-fragment="1"><li data-mce-fragment="1">ISO 9001: 2015 Quality Management System</li><li data-mce-fragment="1">ISO 14001: 2015 Environment Management System</li><li data-mce-fragment="1">ISO 45001: 2018 Occupational Health and Safety Management Systems</li><li data-mce-fragment="1">IEC 61215/IEC 61730/UL 61730 certifications.</li></ul></li></ul><br>
USSP100-0160 | 282.72 | SI-300-115V-UL | MorningStar SI-300-115V-UL AC/DC Inverter | <p>The Morningstar SureSine-300 SI-300-115V-UL is a 300 watt pure sine wave 115V inverter (12 volt DC input) designed specifically for remote off-grid photovoltaic (PV) systems. It is an ideal inverter for rural electrification projects, telecom, remote cabins and weekend homes, and RV or caravans and boats. The Morningstar SI-300-115V-UL SureSine has a combination of performance, features and competitive price which provides the best small inverter value on the market.</p><h2><strong>Key SureSine-300 Benefits:</strong></h2><p><strong>No Internal Cooling Fan</strong><span>Â </span>â€“ a key design objective since fans often fail in harsh environments and are noisy, consume power and blow dirt into the electronics.</p><p><strong>Tropicalization</strong><span>Â </span>â€“ the SureSine uses epoxy encapsulation, conformal coating, stainless steel hardware, and an anodized aluminum enclosure to protect against harsh tropical and marine environments.</p><p><strong>More Information</strong><span>Â </span>â€“ the two LEDs provide important information to the user about system status and any fault conditions. An optional digital meter may be connected to the SureSine to display additional system information.</p><p><strong>Remote On/Off</strong><span>Â </span>â€“ improves safety by making it easy to install the SureSine in an inaccessible location or enclosure. Reduces system cost by avoiding the need to add an AC safety disconnect to the system.</p><p><strong>Adjustability</strong><span>Â </span>â€“ four DIP switches provide easy adjustability of several system parameters. Additional adjustability is possible via RJ-11 to RS-232 adapter to a personal computer and using Morningstarâ€™s PC software.</p><p>Â </p><p><b>Morningstar SureSine Part Number: SI-300-115V-UL</b></p><p>Â <strong>SureSine-300 Features:</strong></p><ul><li><span>Pure Sine Wave</span></li><li><span>Handles up to 200% surge</span></li><li><span>55mA self consumption (standby mode)</span></li><li><span>No internal cooling fan</span></li><li><span>Adjustable and Programmable</span></li><li><span>Toroidal transformer design</span></li><li><span>Peak efficiency of 92%</span></li><li><span>Extensive electronic protections with automatic recovery</span></li><li><span>Protected against harsh tropical and marine environment</span></li><li><span>2 Year Warranty</span></li></ul><p>Â </p><h3><strong>SureSine-300 Specifications:</strong></h3><ul><li>Continuous Power Rating: 300 Watts @ 25Â°C</li><li>Peak Power Rating (10 minutes): 600 Watts @ 25Â°C</li><li>DC Input Voltage: 10.0V Â– 15.5V</li><li>Waveform: Pure sine wave</li><li>AC Output Voltage (RMS): 115V +/Â– 10%</li><li>AC Output Frequency: 60 Hz +/Â– 0.1%</li><li>Peak Efficiency: 92%</li><li>Total Harmonic Distortion (THD): &lt; 4%</li><li>Inverter On (no load): 450mA</li><li>Inverter Off: 25mA</li><li>Stand-by: 55mA</li><li>Low Voltage Disconnect (LVD): 11.5 V or 10.5 V</li><li>Low Voltage Reconnect: 12.6 V or 11.6 V</li><li>LVD Warning Threshold (buzzer): 11.8 V or 10.8 V</li><li>LVD Delay Period: 4 minutes</li><li>High Voltage Disconnect: 15.5 V</li><li>High Voltage Reconnect: 14.5 V</li><li>Standby On Threshold: ~ 8 Watts</li><li>Standby Off Threshold: ~ 8 Watts</li><li>High Temperature Disconnect: 95Â°C (heatsink)</li><li>High Temperature Reconnect: 80Â°C (heatsink)</li><li>Dimensions: 8.4â€³ x 6.0â€³ x 4.1â€³ in</li><li>Weight: 10.0 lbs</li><li>CE Compliant</li><li>UL Listed (UL 458) Â– 115 V version ONLY</li><li>cUL (CSA C22.2 No. 107.1-01) Â– 115 V version ONLY</li></ul><p>Â </p><p>DOCUMENT</p><p><a href="https://cdn.shopify.com/s/files/1/0566/3408/1340/files/Morningstar-SureSine-Power-Inverter.pdf?v=1676140417">SureSine-300 SI-300-115V-UL Manual</a></p><p><a href="https://cdn.shopify.com/s/files/1/0566/3408/1340/files/Morningstar-SureSine-300-Datasheet.pdf?v=1676140417">SureSine-300 SI-300-115V-UL Datasheet</a></p><div class="woocommerce-tabs"><div class="x-tab-content"><div id="x-legacy-panel-1" class="x-tab-pane description_pane active" aria-hidden="false" aria-labelledby="x-legacy-tab-1" role="tabpanel" data-x-toggleable="x-legacy-tab-1"><br></div></div></div>
USSP100-0161 | 1684.27 | VFXR3648A-01 | OUTBACK POWER VFXR3648A-01 3.6KW BATTERY-BASED INVERTER | <p data-sourcepos="5:1-5:257">The OUTBACK POWER VFXR3648A-01 3.6KW BATTERY-BASED INVERTER is a battery-based inverter that is designed for use in off-grid and grid-tied solar systems. It has a continuous output power of 3.6kW and can be used to power a variety of appliances and devices.</p><p data-sourcepos="7:1-7:18"><strong>Specifications</strong></p><ul data-sourcepos="9:1-22:0"><li data-sourcepos="9:1-9:21">Model: VFXR3648A-01</li><li data-sourcepos="10:1-10:29">Manufacturer: Outback Power</li><li data-sourcepos="11:1-11:30">Type: Battery-based inverter</li><li data-sourcepos="12:1-12:29">Input Voltage Range: 48 VDC</li><li data-sourcepos="13:1-13:25">Output Voltage: 120 VAC</li><li data-sourcepos="14:1-14:25">Output Frequency: 60 Hz</li><li data-sourcepos="15:1-15:33">Continuous Output Power: 3600 W</li><li data-sourcepos="16:1-16:27">Peak Output Power: 4800 W</li><li data-sourcepos="17:1-17:23">Efficiency: Up to 93%</li><li data-sourcepos="18:1-18:43">Operating Temperature Range: -40 to +60Â°C</li><li data-sourcepos="19:1-19:16">Weight: 61 lbs</li><li data-sourcepos="20:1-20:38">Dimensions: Â (LxWxH): 17 x 9 x 13 inches</li><li data-sourcepos="21:1-22:0">Warranty: 5 years</li></ul><p data-sourcepos="23:1-23:24"><strong>Detailed Information</strong></p><ul data-sourcepos="25:1-32:0"><li data-sourcepos="25:1-25:146"><strong>Battery-based inverter</strong><span>Â </span>means that it can be used with a variety of battery chemistries, including lead-acid, lithium-ion, and flow batteries</li><li data-sourcepos="26:1-26:79"><strong>3.6kW continuous output power</strong><span>Â </span>is enough to power a small home or business</li><li data-sourcepos="27:1-27:74"><strong>93% efficiency</strong><span>Â </span>minimizes energy loss during charging and discharging</li><li data-sourcepos="28:1-28:89"><strong>Wide operating temperature range</strong><span>Â </span>makes it suitable for use in a variety of climates</li><li data-sourcepos="29:1-29:58"><strong>61 lbs</strong><span>Â </span>weight makes it easy to transport and install</li><li data-sourcepos="30:1-30:79"><strong>13 x 8.25 x 16.25 inches</strong><span>Â </span>dimensions are compact and take up minimal space</li><li data-sourcepos="31:1-32:0"><strong>5-year warranty</strong><span>Â </span>gives you peace of mind knowing that your inverter is covered</li></ul><p><a href="https://cdn.shopify.com/s/files/1/0566/3408/1340/files/3638_311-0079_Spec_Sheet.pdf?v=1676093762">DATA SHEET</a></p><div class="woocommerce-tabs"><div class="x-tab-content"><div data-x-toggleable="x-legacy-tab-1" role="tabpanel" aria-labelledby="x-legacy-tab-1" aria-hidden="false" class="x-tab-pane description_pane active" id="x-legacy-panel-1"><br></div></div></div>
USSP100-0162 | 94.6 | BP-MMP | MAGNUM, Backplate (BP-MMP) | <ul class="quicktabs-tabs quicktabs-style-nostyle"><li class="last"><p><strong>Magnum, Back Plate for One Mini Magnum Panel, (fits 1-MMP only), BP-MMP</strong></p><p>The BP-MMP is a single-piece powder-coated steel backplate designed to house the MMP enclosure, a Magnum inverter, and the inverter hood all in one place, giving the device a more streamlined appearance. The backplate is shipped with ten 14-20 x 34" Hex head bolts for mounting the MMP enclosure, a Magnum inverter, and the inverter hood, and is built with PEM (internally threaded) nuts.</p><p>When mounting the inverter on a wall, the BP-MMP back-plate is also used to provide the appropriate noncombustible mounting surface.</p><p><strong>Features</strong></p><ul><li><strong>SafetyÂ </strong>-Â Mounting surface that is noncombustible.</li><li><strong>Efficiency</strong>Â -Â Multiple Magnum enclosures may be used.</li><li><strong>User Friendly</strong>Â -Â Installation is easy.</li></ul></li></ul><p><a href="https://cdn.shopify.com/s/files/1/0566/3408/1340/files/3664_500-0106_User_Manual.pdf?v=1676306034">USSER MANNUAL</a></p>
USSP100-0170 | 876.49 | MPSL250-30D | MAGNUM, MPSL250-30D Magnum Panel | <table data-mce-fragment="1" width="100%"><tbody data-mce-fragment="1"><tr data-mce-fragment="1"><td data-mce-fragment="1" style="width: 955.59px;" data-mce-style="width: 955.59px;"><strong>MAGNUM, MPSL250-30D Magnum Panelï»¿</strong></td></tr><tr data-mce-fragment="1"><td data-mce-fragment="1" style="width: 955.59px;" data-mce-style="width: 955.59px;"><p><span>Magnum Panel Single Low (-30D) inverters can be stacked in a parallel configuration with up to two* MS-PAE Series inverters. *Note that the first MS-PAE inverter is mounted on top of the MPSL (-30D) enclosure, while the second MS-PAE inverter includes an MPXSxxx-30D extension enclosure.</span></p></td></tr></tbody></table><p><strong><br>SPECIFICATIONS</strong></p><table width="100%"><tbody><tr><td style="width: 48.2638%;"><span>Model</span></td><td style="width: 47.7362%;">MPSL250-30D</td></tr><tr><td style="width: 48%;"><span>Series</span></td><td style="width: 48%;">-</td></tr><tr><td style="width: 48.2638%;"><span>Manufacturer</span></td><td style="width: 47.7362%;">MAGNUM</td></tr></tbody></table><p><strong><br></strong><strong>Warranty</strong><strong><br></strong></p><ul><li>5 Years</li></ul><p>* Refer to warranty document for terms and conditions<br data-mce-fragment="1"></p><p><strong>Detailed Information</strong></p><p>Disconnect breaker with 250ADC. Breaker with two 30A AC inputs. Breaker for the AC production. Breaker for bypassing the air conditioner. DC shunt with 500 amps and 50 volts.</p><br>
USSP100-0171 | 1148.35 | RD2824 | MAGNUM, 2800W 24VDC Modified Sine Inverter Charger RD2824 Series | <p><span data-mce-fragment="1">The RD Series Inverter / Charger is a new generation modified sineÂ wave inverter designed specifically for renewable energy use. TheÂ RD Series is powerful, easy-to-use, and best of all, cost effective.</span></p><div id="quicktabs-container-product_tabs" class="quicktabs_main quicktabs-style-nostyle"><div id="quicktabs-tabpage-product_tabs-0" class="quicktabs-tabpage"><table class="views-table cols-16"><tbody><tr class="even"><th class="views-field views-field-field-output-power-watts">Output Power</th><td class="views-field views-field-field-output-power-watts">2,800W</td></tr><tr class="odd"><th class="views-field views-field-field-output-power-peak-watts">Peak Watts</th><td class="views-field views-field-field-output-power-peak-watts">6,000W</td></tr><tr class="even"><th class="views-field views-field-field-warranty">Warranty</th><td class="views-field views-field-field-warranty">2 Years</td></tr><tr class="odd"><th class="views-field views-field-field-output-voltage">Output Voltage</th><td class="views-field views-field-field-output-voltage">120 VAC</td></tr><tr class="even"><th class="views-field views-field-field-output-current-float">Output Current</th><td class="views-field views-field-field-output-current-float">23.3 amps</td></tr><tr class="odd"><th class="views-field views-field-field-output-waveform">Output Waveform</th><td class="views-field views-field-field-output-waveform">Modified Sine</td></tr><tr class="even"><th class="views-field views-field-field-output-frequency">Output Frequency</th><td class="views-field views-field-field-output-frequency">60 Hz</td></tr><tr class="odd"><th class="views-field views-field-field-input-current">Input Voltage</th><td class="views-field views-field-field-input-current">24</td></tr><tr class="even"><th class="views-field views-field-field-operating-temp">Operating Temp</th><td class="views-field views-field-field-operating-temp">-20Â° C to +60Â° C (-4Â° F to 140Â° F)</td></tr><tr class="odd"><th class="views-field views-field-field-efficiency">Efficiency</th><td class="views-field views-field-field-efficiency">93%</td></tr><tr class="even"><th class="views-field views-field-field-weight">Weight</th><td class="views-field views-field-field-weight">42 lb (19.0 kg)</td></tr><tr class="odd"><th class="views-field views-field-field-dimensions">Dimensions</th><td class="views-field views-field-field-dimensions">13.75â€ x 12.65â€ x 8.0â€ (34.9 cm x 32.1 cm x 20.3 cm)</td></tr><tr class="even"><th class="views-field views-field-field-ul-certified">UL Certified</th><td class="views-field views-field-field-ul-certified">Yes</td></tr><tr class="odd"><th class="views-field views-field-field-phase">Phase</th><td class="views-field views-field-field-phase">Single</td></tr><tr class="even"><th class="views-field views-field-field-frequency">Topology</th><td class="views-field views-field-field-frequency">Low Frequency</td></tr><tr class="odd"><th class="views-field views-field-field-input-voltage-range">Input Battery Voltage Range</th><td class="views-field views-field-field-input-voltage-range">18 - 32 VDC</td></tr></tbody></table></div></div>
USSP100-0172 | 1908.27 | MS4448PAE | MAGNUM MS4448PAE 4400W 48VDC Pure Sine Inverter Charger | <p>The Magnum MS4448PAE battery inverter delivers 4400W of power at 120/240VAC and 60Hz. With a 48VDC input, it offers a pure sine wave output suitable for off-grid applications. This inverter comes with a 3-year warranty, 60A charger, and Built-in Transfer Switch (BTS). It's designed to meet demanding renewable energy requirements, offering reliability and cost-effectiveness.</p><p><strong>Features:</strong></p><ul><li><strong>Compatibility:</strong> Parallel stacking: Up to four inverter/chargers can be connected in parallel for a total performance of 17.6kW at 120/240V.</li><li><strong>Safety:</strong> ETL Listed to UL 1741, 1st edition, and CSA C22.2 #107.1-01 for renewable energy installations.</li><li><strong>User-Friendly:</strong> Power Factor Corrected (PFC) charger integrated into inverter chargers, drawing 25-30% less AC current from a generator.</li></ul><p><strong>Specifications:</strong></p><ul><li><strong>Output Power:</strong> 4,400W</li><li><strong>Peak Watts:</strong> 8,500W</li><li><strong>Warranty:</strong> Three years parts and labor (five years when installed on MMP or MP system)</li><li><strong>Output Voltage:</strong> 120 / 240 VAC</li><li><strong>Output Current:</strong> 36.7 amps</li><li><strong>Output Waveform:</strong> Pure Sine</li><li><strong>Output Frequency:</strong> 60 Hz</li><li><strong>Input Voltage:</strong> 48V</li><li><strong>Operating Temp:</strong> -20Â° C to +60Â° C (-4Â° F to 140Â° F)</li><li><strong>Efficiency:</strong> 94%</li><li><strong>Weight:</strong> 59 lb (26.8 kg)</li><li><strong>Dimensions:</strong> (LxWxH): 15 x 15 x 14 inches</li><li><strong>UL Certified:</strong> Yes</li><li><strong>Phase:</strong> Single</li><li><strong>Topology:</strong> Low Frequency</li><li><strong>Input Battery Voltage Range:</strong> 36-64</li></ul><p><strong>Options:</strong></p><ul><li>Pure Sine Wave</li><li>Lightweight, versatile mounting</li><li>Multiple Ports</li></ul><p><strong>Additional Options:</strong></p><ul><li>Remote Panel: ME-ARC, ME-RC, ME-RTR</li><li>Dual Voltage: 120/240 VAC split phase (Â± 5%)</li><li>Option 1: AGS (Automatic Generator Start)</li><li>Option 2: MagWeb</li><li>Charger Type: 5-Stage Bulk, Absorb, Float, Equalize (requires remote), and Battery Saverâ„¢</li><li>Input Current: 17.5 AAC per leg</li><li>Output Current: 60 ADC</li></ul><div><a href="https://cdn.shopify.com/s/files/1/0566/3408/1340/files/MS-PAE-series_datasheet_64-0275_RevE_web_0.pdf?v=1676096875">DOWNLOAD SPEC SHEET</a></div>
USSP100-0173 | 1856.84 | MS4024PAE | MAGNUM, 4000W 24VDC Pure Sine Inverter Charger MS4024PAE | <p data-mce-fragment="1">The MS-PAE 120/240V Series Inverter / Charger from Magnum Energy is a pure sine wave inverter designed specifically for the most demanding renewable energy applications. The MS-PAE Series is powerful, easy-to-use, and, best of all, cost-effective.</p><p data-mce-fragment="1"><strong data-mce-fragment="1">Specifications:</strong></p><ul data-mce-fragment="1"><li data-mce-fragment="1"><strong data-mce-fragment="1">Output Power:</strong> 4,000W</li><li data-mce-fragment="1"><strong data-mce-fragment="1">Peak Watts:</strong> 5,800W</li><li data-mce-fragment="1"><strong data-mce-fragment="1">Warranty:</strong> Three years parts and labor (five years when installed on MMP or MP system)</li><li data-mce-fragment="1"><strong data-mce-fragment="1">Output Voltage:</strong> 120 / 240 VAC</li><li data-mce-fragment="1"><strong data-mce-fragment="1">Output Current:</strong> 33.3 amps</li><li data-mce-fragment="1"><strong data-mce-fragment="1">Output Waveform:</strong> Pure Sine</li><li data-mce-fragment="1"><strong data-mce-fragment="1">Output Frequency:</strong> 60 Hz</li><li data-mce-fragment="1"><strong data-mce-fragment="1">Input Voltage:</strong> 24</li><li data-mce-fragment="1"><strong data-mce-fragment="1">Operating Temp:</strong> -20Â° C to +60Â° C (-4Â° F to 140Â° F)</li><li data-mce-fragment="1"><strong data-mce-fragment="1">Efficiency:</strong> 93%</li><li data-mce-fragment="1"><strong data-mce-fragment="1">Weight:</strong> 58 lbÂ </li><li data-mce-fragment="1"><strong data-mce-fragment="1">Dimensions:</strong> (LxWxH): 14 x 13 x 8 inches</li><li data-mce-fragment="1"><strong data-mce-fragment="1">UL Certified:</strong> Yes</li><li data-mce-fragment="1"><strong data-mce-fragment="1">Phase:</strong> Single</li><li data-mce-fragment="1"><strong data-mce-fragment="1">Topology:</strong> Low Frequency</li><li data-mce-fragment="1"><strong data-mce-fragment="1">Input Battery Voltage Range:</strong> 18-34</li></ul>
USSP100-0174 | 1629.93 | MS2012-20BL-U | MAGNUM, 2000W 12VDC Pure Sine Inverter Charger MS2012-20BL-U Series | <table class="colors_descriptionbox" cellpadding="0" cellspacing="0" border="0" width="100%"><tbody><tr><td valign="top" width="100%"><table border="0" cellspacing="0" cellpadding="0" width="100%"><tbody><tr><td><div id="ProductDetail_ProductDetails_div"><h2>Magnum Energy MS Series MS2012-20BL-U 2kW 12VDC Pure Sine Wave Inverter / 100A PFC Charger</h2><h3>Manufacturer Part#: MS2012-20BL-U</h3><p>The MS Series Inverter/Charger from Magnum Energy â€“ a pure sine wave inverter designed specifically for the most demanding mobile, back-up, and off-grid applications. The MS Series is powerful, easy-to-use, and best of all, cost effective.</p><ul><li>Power Factor Corrected (PFC) Charger - Our PFC charger is built into all of our inverter / chargers. It uses less energy from a generator than a standard charger, using 25-30% less AC current than standard chargers</li><li>Easy-To-Install - Install the MS Series in four easy steps: simply connect the inverterâ€™s output to your distribution circuits or electrical panel, connect your utility power cable to the inverterâ€™s easy-to-reach terminal block, connect the batteries, and switch on the power</li></ul><div><br></div></div></td></tr></tbody></table></td></tr></tbody></table><div id="ProductDetail_ProductDetails_div2"><table class="colors_descriptionbox" cellpadding="0" cellspacing="0" border="0" width="100%"><tbody><tr><td width="1" valign="bottom"></td><td align="left" width="1" valign="bottom"></td></tr><tr><td align="left" width="1" valign="top"></td><td align="left" width="1" valign="top"></td></tr><tr><td valign="top" width="100%"><table border="0" cellspacing="0" cellpadding="0" width="100%"><tbody><tr><td><b>Specifications</b><br><br><p><b>Full data sheet can be found in the Document(s) tab above.</b></p><div class="feature-wrapper"><div class="fc"><table class="features-table"><tbody><tr><td align="center" colspan="3"><b>Inverter Specifications</b></td></tr><tr><td>Input Battery Voltage Range</td><td colspan="2">9 - 17 VDC</td></tr><tr><td>Nominal AC Output Voltage</td><td colspan="2">120 VAC Â± 5%</td></tr><tr><td>Output Frequency &amp; Accuracy</td><td colspan="2">60 Hz Â± 0.1 Hz</td></tr><tr><td>Continuous Power Output At 25Â°C</td><td colspan="2">2000 VA</td></tr><tr><td>Maximum Continuous Input Current</td><td colspan="2">266 ADC</td></tr><tr><td>Inverter Efficiency (Peak)</td><td colspan="2">89%</td></tr></tbody></table></div><div class="fc"><table class="features-table"><tbody><tr><td align="center" colspan="3"><b>Charger Specifications</b></td></tr><tr><td>Continuous Output At 25Â°C</td><td colspan="2">100 ADC</td></tr><tr><td>Charger Efficiency (Peak)</td><td colspan="2">85%</td></tr><tr><td>Power Factor</td><td colspan="2">&gt; .95</td></tr><tr><td>Input Current For Continuous Rated Output</td><td colspan="2">15 AAC</td></tr></tbody></table></div></div></td></tr></tbody></table></td></tr></tbody></table></div><div class="quicktabs_main quicktabs-style-nostyle" id="quicktabs-container-product_tabs"><br></div>