## Sheet1
| Item No. | Description | Price | Available | Remarks | SKU No | Final Status
0 | 550-9084 | Description: THHN/THWN-2, #10 AWG, White, Stranded, 1FT, 600VAC ,Wattage: nan ,Non-Commissionable: No ,Item Classification: Electrical BOS ,Item Status: Shippable | 0.24 | 194075 | Shippable & Stock Qty Available |  | To be Listed
1 | 550-9085 | Description: THHN/THWN-2, #10 AWG, Green Stranded, 1FT, 600VAC ,Wattage: nan ,Non-Commissionable: No ,Item Classification: Electrical BOS ,Item Status: Shippable | 0.24 | 148510 | Shippable & Stock Qty Available |  | To be Listed
2 | 550-9087 | Description: THHN/THWN-2, #8 AWG, Red Stranded, 1FT, 600VAC ,Wattage: nan ,Non-Commissionable: No ,Item Classification: Electrical BOS ,Item Status: Shippable | 0.46 | 148505 | Shippable & Stock Qty Available |  | To be Listed
3 | 360-0329 | Description: Enphase, IQ, Q-Cable, 240 Volt, for 60 cell 1.7m Landscape Module Pitch. Connector Pitch is 2.0m (78.7"), Continuous Length, Order by Number of Connectors, Q-12-17-240 ,Wattage: nan ,Non-Commissionable: No ,Item Classification: Inverters ,Item Status: Shippable | 20.53 | 134688 | Shippable & Stock Qty Available | USSE100-0192 | Already Listed
4 | 211-7001 | Description: QuickMount, Structural Screw, #14 SS Self Drilling with EPDM Washer, Qty.1, HW-RD-1430-01-M1 ,Wattage: nan ,Non-Commissionable: No ,Item Classification: Racking ,Item Status: Shippable | 0.68 | 126185 | Shippable & Stock Qty Available |  | To be Listed
5 | 551-0091 | Description: 3/4 " EMT one hole straps, Qty: 1, WI 1702 ,Wattage: nan ,Non-Commissionable: No ,Item Classification: Electrical BOS ,Item Status: Shippable | 0.27 | 78248 | Shippable & Stock Qty Available |  | To be Listed
6 | 260-0877 | Description: UniRac, NXT HORIZON 30-40mm Mid/End Combo Clamp – Dark, CCLAMPD1 ,Wattage: nan ,Non-Commissionable: No ,Item Classification: Racking ,Item Status: Shippable | 4.2 | 77943 | Shippable & Stock Qty Available | USMS100-0367 | Already Listed
7 | 270-1033 | Description: IronRidge, FlashVue Flashing with GripCap, 8" x 12", includes: 5/16" x 4.25" SS Lag Bolt with EPDM Washer, Black Finish, Qty. 1, FV-01-B1 ,Wattage: nan ,Non-Commissionable: No ,Item Classification: Racking ,Item Status: Shippable | 9.77 | 76170 | Shippable & Stock Qty Available | USMS100-0111 | Already Listed
8 | 260-0102 | Description: IronRidge, Universal Bonding Module Clamp, Black, Qty. 1, UFO-CL-01-B1 ,Wattage: nan ,Non-Commissionable: No ,Item Classification: Racking ,Item Status: Shippable | 3.18 | 69524 | Shippable & Stock Qty Available | USMS100-0088 | Already Listed
9 | 260-0286 | Description: UniRac, Universal Aesthetic Fastener (Universal-AF) Mid Clamp, 30-46mm, Preassembled Integrated Bonding, Dark Finish, Qty. 1, 302045D ,Wattage: nan ,Non-Commissionable: No ,Item Classification: Racking ,Item Status: Shippable | 2.85 | 66888 | Shippable & Stock Qty Available | USMS100-0317 | Already Listed
10 | 360-0328 | Description: Enphase, IQ, Q-Cable, 240 Volt, for 60/72 cell 1.0m Portrait Module Pitch. Connector Pitch is 1.3m (51"), Continuous Length, Order by Number of Connectors, Q-12-10-240 ,Wattage: nan ,Non-Commissionable: No ,Item Classification: Inverters ,Item Status: Shippable | 17.45 | 61956 | Shippable & Stock Qty Available | USWC001-0027 | Already Listed
11 | 550-9086 | Description: THHN/THWN-2, #8 AWG, Black, Stranded, 1FT, 600VA ,Wattage: nan ,Non-Commissionable: No ,Item Classification: Electrical BOS ,Item Status: Shippable | 0.46 | 61165 | Shippable & Stock Qty Available |  | To be Listed
12 | 590-0117 | Description: IronRidge, Grounding Lug, Low Profile, with 1/4" T-Bolt and nut, UFO series, Qty. 1, XR-LUG-03-A1 ,Wattage: nan ,Non-Commissionable: No ,Item Classification: Racking ,Item Status: Shippable | 5.85 | 59800 | Shippable & Stock Qty Available | USMS100-0119 | Already Listed
13 | 550-9088 | Description: THHN/THWN-2, #8 AWG, White, Stranded, 1FT, 600VAC ,Wattage: nan ,Non-Commissionable: No ,Item Classification: Electrical BOS ,Item Status: Shippable | 0.46 | 58345 | Shippable & Stock Qty Available |  | To be Listed
14 | 321-0233 | Description: Enphase, IQ 8+ Micro Inverter, compatible with 60 -72 cell PV Modules, 240V, 300VA Peak Power, MC4 DC Connectors, Female AC Connector, IQ8PLUS-72-2-US / IQ8PLUS-72-M-US ,Wattage: 300.0 ,Non-Commissionable: No ,Item Classification: Inverters ,Item Status: Shippable | 160 | 57800 | Shippable & Stock Qty Available | USIN100-0119 | Already Listed
15 | 550-9092 | Description: THHN/THWN-2, #6 AWG, White, Stranded, 1FT, 600VAC ,Wattage: nan ,Non-Commissionable: No ,Item Classification: Electrical BOS ,Item Status: Shippable | 0.71 | 57130 | Shippable & Stock Qty Available |  | To be Listed
16 | 551-0099 | Description: 1" EMT 1 Hole Strap, Qty: 1, WI 703, 0278-0721 ,Wattage: nan ,Non-Commissionable: No ,Item Classification: Electrical BOS ,Item Status: Shippable | 0.4 | 55540 | Shippable & Stock Qty Available |  | To be Listed
17 | 270-0877 | Description: QuickBolt, All Tile Roof Hook, Side Mount Rails, for flat and Spanish tile, 6mm thickness, 8mm adjustable height, 140 mm wide base, 9mm x 18 mm mounting screw slots, 10mm x 46mm rail attachment slot, includes (2) 1/4 x 3" SS screws, Qty. 1, 17589(1) ,Wattage: nan ,Non-Commissionable: No ,Item Classification: Racking ,Item Status: Shippable | 5.4 | 54082 | Shippable & Stock Qty Available | USMS100-0625 | Already Listed
18 | 360-0338 | Description: Enphase, IQ, Q Cable, 12 AWG, no connectors, Use with Field Wireable M/FM Connectors, by the foot, Non-Cancelable/Non-Returnable on Cut Lengths, Q-12-RAW ,Wattage: nan ,Non-Commissionable: No ,Item Classification: Inverters ,Item Status: Shippable | 1.42 | 50775 | Shippable & Stock Qty Available |  | To be Listed
19 | 550-9103 | Description: 12/2 Tray Cable, PVC 600V, 12 AWG, 12-2/C VNTC ,Wattage: nan ,Non-Commissionable: No ,Item Classification: Electrical BOS ,Item Status: Shippable | 0.68 | 49500 | Shippable & Stock Qty Available |  | To be Listed
20 | 590-0116 | Description: IronRidge, Bonding Attachment hardware for FF2 and L-feet, T-Bolt, UFO series, Qty. 1, BHW-TB-02-A1 ,Wattage: nan ,Non-Commissionable: No ,Item Classification: Racking ,Item Status: Shippable | 1.97 | 47061 | Shippable & Stock Qty Available | USMS100-0047 | Already Listed
21 | 210-1125 | Description: Unirac, STRONGHOLD attachment Base with Butyl, Mill, SBUTYLM1 ,Wattage: nan ,Non-Commissionable: No ,Item Classification: Racking ,Item Status: Shippable | 7.5 | 46222 | Shippable & Stock Qty Available |  | To be Listed
22 | 451-0002 | Description: Enphase, IQ Control Cable for Communication between IQ Controller 3, 5P Battery and Combiner 5, Qty. 1 Foot, Non-Cancelable/Non-Returnable on Cut Lengths, CTRL-SC3-NA-01 ,Wattage: nan ,Non-Commissionable: No ,Item Classification: Energy Storage ,Item Status: Shippable | 1.08 | 42500 | Shippable & Stock Qty Available |  | To be Listed
23 | 211-7002 | Description: QuickMount, Halo Ultra Grip, Mill Finish, QM-HUG-01-M1 ,Wattage: nan ,Non-Commissionable: No ,Item Classification: Racking ,Item Status: Shippable | 6.32 | 41663 | Shippable & Stock Qty Available |  | To be Listed
24 | 565-0238 | Description: SolarEdge, Optimizer 440W, Add-On Box for One Module 8-60V MPPT, 60Voc Max, 14.5A, MC4, ~4” Input, ~90” Positive Output ~4” Negative Output PV wire, UL 1000VDC Max, S440 ,Wattage: 440.0 ,Non-Commissionable: No ,Item Classification: Inverters ,Item Status: Shippable | 88.99 | 38234 | Shippable & Stock Qty Available | USSE100-0169 | Already Listed
25 | 270-1027 | Description: UniRac, MicroRail, MLPE Mounting Assembly, for micro inverters or optimizers, Qty. 1, 008114M ,Wattage: nan ,Non-Commissionable: No ,Item Classification: Racking ,Item Status: Shippable | 2.14 | 36745 | Shippable & Stock Qty Available | USSB100-0104 | Already Listed
26 | 360-0333 | Description: Enphase, IQ, Terminator Cap for Q-Cable Ends, Qty. 1, Q-TERM-10 ,Wattage: nan ,Non-Commissionable: No ,Item Classification: Inverters ,Item Status: Shippable | 18.05 | 36014 | Shippable & Stock Qty Available | USEC001-0124 | Already Listed
27 | 270-0873 | Description: UniRac, SolarMount Integrated Bonding, Micro Mount, T-Bolt, 1/4"X 3/4", Clear SS, neoprene washer not needed, Qty. 1, 008013S ,Wattage: nan ,Non-Commissionable: No ,Item Classification: Racking ,Item Status: Shippable | 1 | 35485 | Shippable & Stock Qty Available | USMS100-0336 | Already Listed
28 | 260-0114 | Description: IronRidge, Stopper Sleeve, 40mm, Black, Qty. 1, UFO-STP-40MM-B1 ,Wattage: nan ,Non-Commissionable: No ,Item Classification: Racking ,Item Status: Shippable | 0.73 | 35219 | Shippable & Stock Qty Available | USMS100-0103 | Already Listed
29 | 260-0288 | Description: UniRac, Universal Aesthetic Fastener (Universal-AF) End Clamp, 30-46mm, Preassembled Integrated Bonding, Dark Finish, Qty. 1, 302050D ,Wattage: nan ,Non-Commissionable: No ,Item Classification: Racking ,Item Status: Shippable | 3.27 | 34787 | Shippable & Stock Qty Available | USMS100-0315 | Already Listed
30 | 270-1046 | Description: QuickMount, L-Mount, 9 X 12” Flashing with Open Slot L-Foot, 5/16 X 4” Lag and EPDM Washer, Black Finish, Qty. 1, QMLM-01-B1 ,Wattage: nan ,Non-Commissionable: No ,Item Classification: Racking ,Item Status: Shippable | 7.46 | 34646 | Shippable & Stock Qty Available | USMS100-0160 | Already Listed
31 | 270-1035 | Description: UniRac, Solar Mount Integrated Bonding, T-Bolt & Nut, 3/8" X 1", Clear SS, Qty. 1, 009021S ,Wattage: nan ,Non-Commissionable: No ,Item Classification: Racking ,Item Status: Shippable | 1.04 | 33492 | Shippable & Stock Qty Available | USMS100-0332 | Already Listed
32 | 550-9090 | Description: THHN/THWN-2, #6 AWG, Black, Stranded, 1FT, 600VAC ,Wattage: nan ,Non-Commissionable: No ,Item Classification: Electrical BOS ,Item Status: Shippable | 0.71 | 32930 | Shippable & Stock Qty Available |  | To be Listed
33 | 210-1026 | Description: IronRidge, XR10, Rail 168" (14') Black, Qty. 1, XR-10-168B ,Wattage: nan ,Non-Commissionable: No ,Item Classification: Racking ,Item Status: Shippable | 34.99 | 30701 | Shippable & Stock Qty Available | USMS100-0069 | Already Listed
34 | 550-0288 | Description: IronRidge, BX 12” UV Cable Tie, 1 Each, BX-CT-UV-P1 ,Wattage: nan ,Non-Commissionable: No ,Item Classification: Racking ,Item Status: Shippable | 0.15 | 30555 | Shippable & Stock Qty Available | USMS100-0180 | Already Listed
35 | 550-9081 | Description: PV Wire, #10 AWG, Red, 1FT, 1000VDC-2000VDC ,Wattage: nan ,Non-Commissionable: No ,Item Classification: Electrical BOS ,Item Status: Shippable | 0.35 | 29797 | Shippable & Stock Qty Available |  | To be Listed
36 | 550-9111 | Description: IronRidge, Aire Clip (120 Aire Clips Per Bag), AE-CLIP-01-B1 ,Wattage: nan ,Non-Commissionable: No ,Item Classification: Racking ,Item Status: Shippable | 0.23 | 29716 | Shippable & Stock Qty Available |  | To be Listed
37 | 260-0897 | Description: SnapNrack, Ultra Rail Mid Clamp, Black, 242-02071 ,Wattage: nan ,Non-Commissionable: No ,Item Classification: Racking ,Item Status: Shippable | 1.87 | 26352 | Shippable & Stock Qty Available | USMS100-0537 | Already Listed
38 | 270-1118 | Description: IronRidge, Flashing, Flashfoot2 with Cap-foot, 8in x 12in, includes: 5/16in x 4.75in SS Lag Bolt with EPDM Washer, Mill, UFO series, Qty. 1, FF2-02-M2 ,Wattage: nan ,Non-Commissionable: No ,Item Classification: Racking ,Item Status: Shippable | 11.39 | 26274 | Shippable & Stock Qty Available | USMS100-0116 | Already Listed
39 | 260-0887 | Description: SnapNrack, Universal End Clamp, 242-02215 ,Wattage: nan ,Non-Commissionable: No ,Item Classification: Racking ,Item Status: Shippable | 3.12 | 25281 | Shippable & Stock Qty Available | USMS100-0669 | Already Listed
40 | 550-9078 | Description: SnapNrack, Snap-in Wire Retention Clip, 232-01106 ,Wattage: nan ,Non-Commissionable: No ,Item Classification: Racking ,Item Status: Shippable | 0.56 | 24410 | Shippable & Stock Qty Available |  | To be Listed
41 | 260-0878 | Description: UniRac, NXT HORIZON RL & CLMP CAP KIT, ENDCAPD1 ,Wattage: nan ,Non-Commissionable: No ,Item Classification: Racking ,Item Status: Shippable | 0.88 | 23029 | Shippable & Stock Qty Available | USMS100-0366 | Already Listed
42 | 211-0494 | Description: UniRac, SolarMount Splice-Bar, Integrated Bonding, Mill, Qty. 1, 303019M ,Wattage: nan ,Non-Commissionable: No ,Item Classification: Racking ,Item Status: Shippable | 4.51 | 22824 | Shippable & Stock Qty Available | USMS100-0312 | Already Listed
43 | 270-1109 | Description: SnapNrack, MLPE Rail Attachment Kit, 242-92093 ,Wattage: nan ,Non-Commissionable: No ,Item Classification: Racking ,Item Status: Shippable | 1.02 | 22649 | Shippable & Stock Qty Available | USMS100-0438 | Already Listed
44 | 260-0879 | Description: UniRac, NXT HORIZON STRONGHOLD RAIL CLAMP MILL, SHCLMPM1 ,Wattage: nan ,Non-Commissionable: No ,Item Classification: Racking ,Item Status: Shippable | 3.39 | 22434 | Shippable & Stock Qty Available | USMS100-0284 | Already Listed
45 | 270-0152 | Description: IronRidge, Mounting Kit for Microinverters & Optimizers, includes One Bonding 1/4" x 3/4" SS T-Bolt and Hardware, UFO series, Qty. 1, BHW-MI-01-A1 ,Wattage: nan ,Non-Commissionable: No ,Item Classification: Racking ,Item Status: Shippable | 1.3 | 22162 | Shippable & Stock Qty Available | USMS100-0051 | Already Listed
46 | 210-1066 | Description: IronRidge, XR10, Rail 168" (14') Mill, Qty. 1, XR-10-168M ,Wattage: nan ,Non-Commissionable: No ,Item Classification: Racking ,Item Status: Shippable | 30.86 | 22038 | Shippable & Stock Qty Available | USMS100-0509 | Already Listed
47 | 212-0009 | Description: UniRac, Tile Roof Hook, Universal Side Mount, with 2 #14 X 3.5” Screws, 004CT5H ,Wattage: nan ,Non-Commissionable: No ,Item Classification: Racking ,Item Status: Shippable | 9.05 | 20584 | Shippable & Stock Qty Available | USMS100-0616 | Already Listed
48 | 211-0512 | Description: UniRac, NXT HORIZON RAIL SPLICE, RLSPLCM1 ,Wattage: nan ,Non-Commissionable: No ,Item Classification: Racking ,Item Status: Shippable | 5.9 | 20366 | Shippable & Stock Qty Available | USMS100-0715 | Already Listed
49 | 550-9083 | Description: THHN/THWN-2, #10 AWG, Red Stranded, 1FT, 600VAC ,Wattage: nan ,Non-Commissionable: No ,Item Classification: Electrical BOS ,Item Status: Shippable | 0.24 | 19592 | Shippable & Stock Qty Available |  | To be Listed
50 | 270-1054 | Description: UniRac, NXT HORIZON MLPE & LUG CLAMP, LUGMLPE1 ,Wattage: nan ,Non-Commissionable: No ,Item Classification: Racking ,Item Status: Shippable | 2.86 | 19588 | Shippable & Stock Qty Available | USMS100-0365 | Already Listed
51 | 550-9080 | Description: PV Wire, #10 AWG, Black, 1FT, 1000VDC-2000VDC ,Wattage: nan ,Non-Commissionable: No ,Item Classification: Electrical BOS ,Item Status: Shippable | 0.35 | 19460 | Shippable & Stock Qty Available |  | To be Listed
52 | 550-9082 | Description: THHN/THWN-2, #10 AWG, Black, Stranded, 1FT, 600VAC ,Wattage: nan ,Non-Commissionable: No ,Item Classification: Electrical BOS ,Item Status: Shippable | 0.24 | 19115 | Shippable & Stock Qty Available |  | To be Listed
53 | 551-0261 | Description: 3/4" Press-On Insulated Bushing for EMT, EMT75 ,Wattage: nan ,Non-Commissionable: No ,Item Classification: Electrical BOS ,Item Status: Shippable | 0.33 | 18990 | Shippable & Stock Qty Available |  | To be Listed
54 | 270-1045 | Description: QuickMount, L-Mount, 9 X 12” Flashing with Open Slot L-Foot, 5/16 X 4” Lag and EPDM Washer, Mill Finish, Qty. 1, QM-LM-01-M1 ,Wattage: nan ,Non-Commissionable: No ,Item Classification: Racking ,Item Status: Shippable | 6.71 | 18664 | Shippable & Stock Qty Available | USMS100-0159 | Already Listed
55 | 260-0110 | Description: IronRidge, Stopper Sleeve, 35mm, Black, Qty. 1, UFO-STP-35MM-B1 ,Wattage: nan ,Non-Commissionable: No ,Item Classification: Racking ,Item Status: Shippable | 0.73 | 18210 | Shippable & Stock Qty Available | USMS100-0099 | Already Listed
56 | 540-0165 | Description: Bussmann, Midget Fuse, 20A, 1000VDC, PV-20A10F ,Wattage: nan ,Non-Commissionable: No ,Item Classification: Electrical BOS ,Item Status: Shippable | 5.26 | 17171 | Shippable & Stock Qty Available |  | To be Listed
57 | 211-0514 | Description: SunModo, NanoMount, SS Lag Bolt, for Rafter Mount, Black, Qty. 1, K50049-BK1 ,Wattage: nan ,Non-Commissionable: No ,Item Classification: Racking ,Item Status: Soligent De-listing | 1.55 | 16984 | De-Listing but Stock Qty Available |  | To be Listed
58 | 550-0521 | Description: Enphase, IQ, Q-Cable Rail Mount Cable Management Clip, Each, Q-CLIP-100 ,Wattage: nan ,Non-Commissionable: No ,Item Classification: Inverters ,Item Status: Shippable | 0.66 | 16667 | Shippable & Stock Qty Available | USSE100-0073 | Already Listed
59 | 550-9093 | Description: THHN/THWN-2, #6 AWG, Green Stranded, 1FT, 600VAC ,Wattage: nan ,Non-Commissionable: No ,Item Classification: Electrical BOS ,Item Status: Shippable | 0.71 | 16530 | Shippable & Stock Qty Available |  | To be Listed
60 | 550-9118 | Description: PV Cable Extension/Adapter, 40” MC-4 Female to MC-4 Male, 1500V PV Wire ,Wattage: nan ,Non-Commissionable: No ,Item Classification: Electrical BOS ,Item Status: Shippable | 8.78 | 16127 | Shippable & Stock Qty Available |  | To be Listed
61 | 550-9059 | Description: Multi-Contact, MC4 Male Contact Pin Only for AWG 10-12 PV/USE Wire, 18-32.0507P2000 ,Wattage: nan ,Non-Commissionable: No ,Item Classification: Electrical BOS ,Item Status: Shippable | 1.05 | 16098 | Shippable & Stock Qty Available |  | To be Listed
62 | 551-0093 | Description: 3/4" EMT RT Compression Coupling, Qty: 1, WI MECR-761 ,Wattage: nan ,Non-Commissionable: No ,Item Classification: Electrical BOS ,Item Status: Shippable | 1.76 | 16074 | Shippable & Stock Qty Available |  | To be Listed
63 | 550-9058 | Description: Multi-Contact, MC4 Female Contact Pin Only for AWG 10-12 PV/USE Wire, 18-32.0107P2000 ,Wattage: nan ,Non-Commissionable: No ,Item Classification: Electrical BOS ,Item Status: Shippable | 1.05 | 15471 | Shippable & Stock Qty Available |  | To be Listed
64 | 211-0513 | Description: SunModo, NanoMount, Deck or Rafter, Comp or Single-Ply Roofs, Black, K50058-BK1 ,Wattage: nan ,Non-Commissionable: No ,Item Classification: Racking ,Item Status: Soligent De-listing | 6.46 | 15294 | De-Listing but Stock Qty Available |  | To be Listed
65 | 110-1346 | Description: Sunergy, Bifacial 370W PV Module, MC-4 Compatible Connector, PV Wire 1300mm ~51.2"), 30mm Black Frame with Transparent Black-Mesh Back-Sheet, 120 1/2 Cell Mono, 20A Max Fuse, 1500VDC, 345.5W PTC, 12/30 Warranty, VSUN370-120BMH-1300 ,Wattage: 370.0 ,Non-Commissionable: No ,Item Classification: PV Modules ,Item Status: Soligent De-listing | 105.45 | 15144 | De-Listing but Stock Qty Available |  | To be Listed
66 | 260-0281 | Description: IronRidge, Universal Bonding Hidden End Clamp, Mill, Qty. 1, CAMO-01-M1 ,Wattage: nan ,Non-Commissionable: No ,Item Classification: Racking ,Item Status: Shippable | 5.19 | 15144 | Shippable & Stock Qty Available | USMS100-0086 | Already Listed
67 | 260-0101 | Description: IronRidge, Universal Bonding Module Clamp, Clear, Qty. 1, UFO-CL-01-A1 ,Wattage: nan ,Non-Commissionable: No ,Item Classification: Racking ,Item Status: Shippable | 2.94 | 14983 | Shippable & Stock Qty Available | USMS100-0087 | Already Listed
68 | 260-0771 | Description: UniRac, SolarMount End Clamp, K, Preassembled, 39MM - 41MM, 2.25" Bolt, Dark, Qty. 1, 302026D ,Wattage: nan ,Non-Commissionable: No ,Item Classification: Racking ,Item Status: Shippable | 2.46 | 14774 | Shippable & Stock Qty Available | USSSP110-1500 | Already Listed
69 | 590-0115 | Description: IronRidge, Bonding Attachment hardware for FF2 and L-feet, Square Bolt, UFO series, Qty. 1, BHW-SQ-02-A1 ,Wattage: nan ,Non-Commissionable: No ,Item Classification: Racking ,Item Status: Shippable | 2.4 | 14721 | Shippable & Stock Qty Available | USSP100-0119 | Already Listed
70 | 270-9092 | Description: IronRidge, Aire Dock, Black, AE-DOCK-01-B1 ,Wattage: nan ,Non-Commissionable: No ,Item Classification: Racking ,Item Status: Shippable | 2.03 | 14715 | Shippable & Stock Qty Available |  | To be Listed
71 | 260-9087 | Description: IronRidge, Aire Lock Mid, Black (30mm - 40mm), AE-MID-01-B1 ,Wattage: nan ,Non-Commissionable: No ,Item Classification: Racking ,Item Status: Shippable | 3.01 | 14164 | Shippable & Stock Qty Available |  | To be Listed
72 | 260-0588 | Description: S-5!, ProteaBracket, Aluminum, for Metal Trapezoidal Rib, includes L-Flange, Bolt and 4 x Self-Tap SS screws, ProteaBracket-AL ,Wattage: nan ,Non-Commissionable: No ,Item Classification: Racking ,Item Status: Shippable | 10.29 | 14051 | Shippable & Stock Qty Available | USMS100-0650 | Already Listed
73 | 260-0777 | Description: UniRac, SolarMount Mid Clamp, D-K, 38mm-41mm, Preassembled Integrated Bonding, Dark SS, Qty. 1, 302029D ,Wattage: nan ,Non-Commissionable: No ,Item Classification: Racking ,Item Status: Shippable | 3.07 | 13897 | Shippable & Stock Qty Available |  | To be Listed
74 | 270-0189 | Description: S-5!, Protea-Bracket Mounting Screws, (use 4 per Bracket), Qty.1, MAC Needle Point Screws ,Wattage: nan ,Non-Commissionable: No ,Item Classification: Racking ,Item Status: Shippable | 0.48 | 13835 | Shippable & Stock Qty Available | USMS100-0407 | Already Listed
75 | 550-9055 | Description: Heyco Sunrunner, 1-2 (5.1-8.3mm)PV Cable Clip to Module Frame, 18-S6445 ,Wattage: nan ,Non-Commissionable: No ,Item Classification: Electrical BOS ,Item Status: Shippable | 0.27 | 13797 | Shippable & Stock Qty Available |  | To be Listed
76 | 510-0050 | Description: Soladeck, DIN Mount Terminal Block End Plate Cover for ER6 & ER10, 1453 ,Wattage: nan ,Non-Commissionable: No ,Item Classification: Electrical BOS ,Item Status: Shippable | 0.9 | 13457 | Shippable & Stock Qty Available |  | To be Listed
77 | 110-1336 | Description: Sonali, 440W PV Module, MC4 Compatible , 1200mm (~47”) PV Wire, 35mm Black Frame, Black Back Sheet, BOB, 120 1/2 Cell, 25A Fuse, 1500VDC, 412.1 PTC, 25/25 Warranty, SS-M-440W-M60H-M10 ,Wattage: 440.0 ,Non-Commissionable: No ,Item Classification: PV Modules ,Item Status: Soligent De-listing | 149.6 | 13156 | De-Listing but Stock Qty Available |  | To be Listed
78 | 550-9091 | Description: THHN/THWN-2, #6 AWG, Red Stranded, 1FT, 600VAC ,Wattage: nan ,Non-Commissionable: No ,Item Classification: Electrical BOS ,Item Status: Shippable | 0.71 | 13110 | Shippable & Stock Qty Available |  | To be Listed
79 | 260-1138 | Description: Unirac, Extra Butyl PAD-Sheet, Kit, XTRABUTL-SH ,Wattage: nan ,Non-Commissionable: No ,Item Classification: Racking ,Item Status: Shippable | 1.48 | 13089 | Shippable & Stock Qty Available |  | To be Listed
80 | 590-0099 | Description: Ilsco, Ground Lug, SGB-4 Solar Ground Bond 7/16, Qty. 1, 18-SGB-4 ,Wattage: nan ,Non-Commissionable: No ,Item Classification: Electrical BOS ,Item Status: Shippable | 3.02 | 12664 | Shippable & Stock Qty Available |  | To be Listed
81 | 210-1089 | Description: UniRac, NXT HORIZON RAIL - 168" MILL, 168RLM1 ,Wattage: nan ,Non-Commissionable: No ,Item Classification: Racking ,Item Status: Shippable | 23.55 | 12651 | Shippable & Stock Qty Available | USMS100-0368 | Already Listed
82 | 551-0038 | Description: 3/4" EMT Rain Tight Compression Coupling, Qty.1, 261-RT ,Wattage: nan ,Non-Commissionable: No ,Item Classification: Electrical BOS ,Item Status: Shippable | 1.97 | 12258 | Shippable & Stock Qty Available |  | To be Listed
83 | 211-0497 | Description: IronRidge, BOSS (Bonded Structural Splice) XR10, Tool-Less Bonding Splice, Mill, Qty. 1, XR10-BOSS-01-M1 ,Wattage: nan ,Non-Commissionable: No ,Item Classification: Racking ,Item Status: Shippable | 6.14 | 11814 | Shippable & Stock Qty Available | USMS100-0081 | Already Listed
84 | 540-0164 | Description: Bussmann, Touch-Safe Fuse Holder DIN mount for PV-(amp rating) Midget Fuses, 30A, 1000VDC, CHPV1U ,Wattage: nan ,Non-Commissionable: No ,Item Classification: Electrical BOS ,Item Status: Shippable | 6.12 | 11745 | Shippable & Stock Qty Available |  | To be Listed
85 | 210-1074 | Description: UniRac, Flash-Kit-Pro, 8 X 12” Flashing, Slotted L-Foot, Lag Bolt, & Rail Mounting Hardware, Mill Finish, 1 ea, 004055M ,Wattage: nan ,Non-Commissionable: No ,Item Classification: Racking ,Item Status: Shippable | 8.57 | 11614 | Shippable & Stock Qty Available | USMS100-0384 | Already Listed
86 | 360-0347 | Description: Enphase, IQ, Male Field-Wireable Connector for Q Cable. Qty 1 connector bodies with 2 Male MC4 Tool crimpable pins, Q-CONN-10M ,Wattage: nan ,Non-Commissionable: No ,Item Classification: Inverters ,Item Status: Shippable | 12.68 | 11200 | Shippable & Stock Qty Available | USSE100-0075 | Already Listed
87 | 260-0173 | Description: IronRidge, BX Top Clamp, Mill Finish 40mm, BX-TCL-40MM-M1 ,Wattage: nan ,Non-Commissionable: No ,Item Classification: Racking ,Item Status: Shippable | 1.27 | 10868 | Shippable & Stock Qty Available | USMS100-0179 | Already Listed
88 | 270-1052 | Description: UniRac, U-LA Rail Mounting Bracket, 2", Aluminum, Qty. 1, 403216M ,Wattage: nan ,Non-Commissionable: No ,Item Classification: Racking ,Item Status: Shippable | 8.59 | 10689 | Shippable & Stock Qty Available | USMS100-0277 | Already Listed
89 | 270-1061 | Description: SunModo, Top Tile Mount, Deck Attachment, 5” Stand-Off, K10461-105 ,Wattage: nan ,Non-Commissionable: No ,Item Classification: Racking ,Item Status: Soligent De-listing | 26.25 | 10428 | De-Listing but Stock Qty Available |  | To be Listed
90 | 260-0814 | Description: ProSolar, Mid Clamp, 1.175 – 1.3" (29.9mm to 32mm), Includes (1) Channel Nut with grounding buss bar, lock washer and hardware, Clear, Qty. 1, C200IMC-1-G ,Wattage: nan ,Non-Commissionable: No ,Item Classification: Racking ,Item Status: Shippable | 2.68 | 10240 | Shippable & Stock Qty Available | USMS100-0484 | Already Listed
91 | 551-0183 | Description: 3/4" EMT & Rigid Conduit Hanger W/Bolt, Qty: 1, WI 1-WBA-B, 0321-1278 ,Wattage: nan ,Non-Commissionable: No ,Item Classification: Electrical BOS ,Item Status: Shippable | 0.39 | 10162 | Shippable & Stock Qty Available |  | To be Listed
92 | 110-1374 | Description: Bluesun, 370W PV Module, MC-4 or Compatible Connector, PV Wire 1200mm (~47.2"), 35mm Black Frame with Black Back-Sheet, BOB, 120 1/2 Cell Mono PERC, 20A Max Fuse, 1500VDC, 343.5 PTC, 15/25 Warranty, BSM370M-60HPH ,Wattage: 370.0 ,Non-Commissionable: No ,Item Classification: PV Modules ,Item Status: Soligent De-listing | 105.45 | 10061 | De-Listing but Stock Qty Available |  | To be Listed
93 | 551-0200 | Description: 3/4" Insulated Zinc Metallic Grounding Bushings, Qty: 1, 332, 0219-6543 ,Wattage: nan ,Non-Commissionable: No ,Item Classification: Electrical BOS ,Item Status: Shippable | 4.08 | 9985 | Shippable & Stock Qty Available |  | To be Listed
94 | 270-0879 | Description: EcoFasten, L Bracket, 3" tall, for corrugated metal roof, includes 3/8-16 x 1-1/4" bolt & flange nut, Black Finish, Qty. 1, L-102-3-BLK ,Wattage: nan ,Non-Commissionable: No ,Item Classification: Racking ,Item Status: Shippable | 3.31 | 9915 | Shippable & Stock Qty Available | USMS100-0583 | Already Listed
95 | 270-1108 | Description: SnapNrack, Comp Flashing, 9" X 12", Black Galvalume,(requires Umbrella Lag), 232-01377 ,Wattage: nan ,Non-Commissionable: No ,Item Classification: Racking ,Item Status: Shippable | 2.26 | 9639 | Shippable & Stock Qty Available |  | To be Listed
96 | 260-0776 | Description: UniRac, SolarMount Mid Clamp, D-K, 38mm-41mm, Preassembled Integrated Bonding, Clear SS, Qty. 1, 302029C ,Wattage: nan ,Non-Commissionable: No ,Item Classification: Racking ,Item Status: Shippable | 2.75 | 9572 | Shippable & Stock Qty Available |  | To be Listed
97 | 550-9061 | Description: UniRac, NXT HORIZON NS WIRE MGMT CLIP, WRMCNSD1 ,Wattage: nan ,Non-Commissionable: No ,Item Classification: Racking ,Item Status: Shippable | 3.32 | 9550 | Shippable & Stock Qty Available |  | To be Listed
98 | 270-9093 | Description: IronRidge, Aire MLPE Mount, AE-MLPE-01-M1 ,Wattage: nan ,Non-Commissionable: No ,Item Classification: Racking ,Item Status: Shippable | 1.2 | 9474 | Shippable & Stock Qty Available |  | To be Listed
99 | 360-0346 | Description: Enphase, IQ, Female Field-Wireable Connector for Q Cable open connector. Qty 1 connector bodies with 2 Female MC4 Tool crimpable pins, Q-CONN-10F ,Wattage: nan ,Non-Commissionable: No ,Item Classification: Inverters ,Item Status: Shippable | 12.68 | 9437 | Shippable & Stock Qty Available | USSE100-0074 | Already Listed
100 | 550-0346 | Description: Heyco, Strain Relief, Cord Grip, 3-Hole, 3/4" Nylon NPT with metal locknut, 7.7mm holes for PV Wire, Skinned, Qty. 1, M3234GBS-SM, 550-0346 ,Wattage: nan ,Non-Commissionable: No ,Item Classification: Electrical BOS ,Item Status: Shippable | 2.23 | 9376 | Shippable & Stock Qty Available |  | To be Listed
101 | 250-1379 | Description: UniRac, RoofMount, RM5 & RMDT, Endclamp, 46-50mm, Qty. 1, 310822 ,Wattage: nan ,Non-Commissionable: No ,Item Classification: Racking ,Item Status: Shippable | 3.08 | 9260 | Shippable & Stock Qty Available | USSSP110-1514 | Already Listed
102 | 211-0530 | Description: K2, Splice Foot Mounting Screw, M5 X 60, 4000115 ,Wattage: nan ,Non-Commissionable: No ,Item Classification: Racking ,Item Status: Shippable | 0.98 | 8941 | Shippable & Stock Qty Available |  | To be Listed
103 | 211-0481 | Description: IronRidge, Fixed Tilt Leg, Kit, 10", Mill, Qty. 1, TM-FTL-010 ,Wattage: nan ,Non-Commissionable: No ,Item Classification: Racking ,Item Status: Shippable | 19.69 | 8938 | Shippable & Stock Qty Available | USMS100-0130 | Already Listed
104 | 270-0026 | Description: UniRac, U-LA Slider, 2", Aluminum, Qty. 1, 403215C ,Wattage: nan ,Non-Commissionable: No ,Item Classification: Racking ,Item Status: Shippable | 10.51 | 8703 | Shippable & Stock Qty Available | USMS100-0278 | Already Listed
105 | 510-0276 | Description: SolaDeck, Flashed Combiner/Wire Entry Box for Comp Roofs, with 8" DIN Rail, 5 Position Ground Busbar, UL, 15.25 X 17.25 X 3” Black, SD-0799-5B ,Wattage: nan ,Non-Commissionable: No ,Item Classification: Electrical BOS ,Item Status: Shippable | 63.45 | 8680 | Shippable & Stock Qty Available |  | To be Listed
106 | 270-9090 | Description: IronRidge, Aire Cap, A1, AE-A1CAP-01-B1 ,Wattage: nan ,Non-Commissionable: No ,Item Classification: Racking ,Item Status: Shippable | 0.51 | 8638 | Shippable & Stock Qty Available |  | To be Listed
107 | 551-0236 | Description: 3/4" Insulated Bonding Bushing with Lug, Qty.1, GIB-75L-4AC 6836594 ,Wattage: nan ,Non-Commissionable: No ,Item Classification: Electrical BOS ,Item Status: Shippable | 3.7 | 8570 | Shippable & Stock Qty Available |  | To be Listed
108 | 321-0238 | Description: Aptos, 800R Micro Inverter, compatible with Dual 60/72-cell PV Modules, 208/240 volt, 60Hz, 800VA Peak Power, 60Vdc 12.5A X 2 Max Input, 25 year Warranty, UL1741-SA, Rule-21, MAC-800R ,Wattage: 800.0 ,Non-Commissionable: No ,Item Classification: Inverters ,Item Status: Vendor De-listing | 125 | 8351 | De-Listing but Stock Qty Available | USMI100-0005 | Already Listed
109 | 270-1037 | Description: EcoFasten, GreenFasten1, Flashing, 8" x 12", Galvalume base for single bracket, Matte Black, includes one 5/16" ID bonded washer, Qty. 1, GF1-GAL-BLK-0812 ,Wattage: nan ,Non-Commissionable: No ,Item Classification: Racking ,Item Status: Shippable | 2.85 | 8302 | Shippable & Stock Qty Available | USMS100-0543 | Already Listed
110 | 550-0318 | Description: Amphenol, Helios H4 Connector with Boot for 5.25 mm to 7.7 mm OD #10AWG PV Wire, Male (-), 1500VDC UL, H4CMC6DI, 18-H4CMC6DM ,Wattage: nan ,Non-Commissionable: No ,Item Classification: Electrical BOS ,Item Status: Shippable | 1.85 | 8185 | Shippable & Stock Qty Available |  | To be Listed
111 | 550-0041 | Description: Multi-Contact, MC4 Connector with Boot for 3 to 6mm OD #10/12 AWG USE-2, Male (-), PV-KST4/6I-UR, 18-32.0015P0001-UR ,Wattage: nan ,Non-Commissionable: No ,Item Classification: Electrical BOS ,Item Status: Shippable | 1.89 | 8176 | Shippable & Stock Qty Available |  | To be Listed
112 | 260-1136 | Description: K2, Mid Clamp, 30-47mm, Dark Finish, 4000602-H ,Wattage: nan ,Non-Commissionable: No ,Item Classification: Racking ,Item Status: Shippable | 3.67 | 8002 | Shippable & Stock Qty Available | USMS100-0009 | Already Listed
113 | 210-1004 | Description: IronRidge, XR100, Rail 168" (14') Black, Qty. 1, XR-100-168B ,Wattage: nan ,Non-Commissionable: No ,Item Classification: Racking ,Item Status: Shippable | 47.84 | 7980 | Shippable & Stock Qty Available | USMS100-0075 | Already Listed
114 | 551-0275 | Description: 3/4" Steel Lock Nut, 102-S ,Wattage: nan ,Non-Commissionable: No ,Item Classification: Electrical BOS ,Item Status: Shippable | 0.24 | 7909 | Shippable & Stock Qty Available |  | To be Listed
115 | 110-1329 | Description: Emmvee, 440W PV Module, MC-4 Compatible, 500mm (~19.7”) PV Wire, 35mm Black Frame Black Back-Sheet, BOB, 120 Mono ½ Cells, 25A Fuse, 1500VDC, 408.6 PTC, 12/25 Warranty, E440HCM120B ,Wattage: 440.0 ,Non-Commissionable: No ,Item Classification: PV Modules ,Item Status: Soligent De-listing | 125.4 | 7871 | De-Listing but Stock Qty Available |  | To be Listed
116 | 210-1100 | Description: UniRac, FlashLoc Duo Comp Kit, Deck or Rafter Mount with 2 Rafter Screws, Sealant and Rail T-Bolt, Dark Finish, Qty. 1 Pack of 20, 004275D ,Wattage: nan ,Non-Commissionable: No ,Item Classification: Racking ,Item Status: Shippable | 172.02 | 7855 | Shippable & Stock Qty Available | USMS100-0380 | Already Listed
117 | 590-0010 | Description: Wiley Electronics, WEEB Grounding clip for IronRidge, UniRac with Low-Lip mods, & Old DPW PowerRail, WEEB-DMC ,Wattage: nan ,Non-Commissionable: No ,Item Classification: Electrical BOS ,Item Status: Shippable | 1.71 | 7779 | Shippable & Stock Qty Available |  | To be Listed
118 | 550-9089 | Description: THHN/THWN-2, #8 AWG, Green Stranded, 1FT, 600VAC ,Wattage: nan ,Non-Commissionable: No ,Item Classification: Electrical BOS ,Item Status: Shippable | 0.46 | 7715 | Shippable & Stock Qty Available |  | To be Listed
119 | 210-1109 | Description: SnapNrack, UR-40 Rail, 172", Mill, 232-02536 ,Wattage: nan ,Non-Commissionable: No ,Item Classification: Racking ,Item Status: Shippable | 22.73 | 7635 | Shippable & Stock Qty Available | USMS100-0267 | Already Listed
120 | 260-0113 | Description: IronRidge, Stopper Sleeve, 40mm, Clear, Qty. 1, UFO-STP-40MM-M1 ,Wattage: nan ,Non-Commissionable: No ,Item Classification: Racking ,Item Status: Shippable | 0.71 | 7622 | Shippable & Stock Qty Available | USMS100-0102 | Already Listed
121 | 551-0095 | Description: 3/4" LL Aluminum, with Cover & Gasket, Qty: 1, WI LL75 ,Wattage: nan ,Non-Commissionable: No ,Item Classification: Electrical BOS ,Item Status: Shippable | 4.26 | 7610 | Shippable & Stock Qty Available |  | To be Listed
122 | 360-0336 | Description: Enphase, IQ, Male Sealing Cap for Branch Aggregator Unused Connections, Q-BA-CAP-10 ,Wattage: nan ,Non-Commissionable: No ,Item Classification: Inverters ,Item Status: Vendor De-listing | 3.64 | 7564 | De-Listing but Stock Qty Available | USSE100-0119 | Already Listed
123 | 260-9088 | Description: IronRidge, Aire Lock End, Black (30mm - 40mm), AE-END-01-B1 ,Wattage: nan ,Non-Commissionable: No ,Item Classification: Racking ,Item Status: Shippable | 3.42 | 7544 | Shippable & Stock Qty Available |  | To be Listed
124 | 551-0217 | Description: 3/4" EMT Conduit, Full 10' Stick ,Wattage: nan ,Non-Commissionable: No ,Item Classification: Electrical BOS ,Item Status: Shippable | 14.65 | 7461 | Shippable & Stock Qty Available |  | To be Listed
125 | 550-9096 | Description: Bare, #6, Solid, 1FT, 600VAC ,Wattage: nan ,Non-Commissionable: No ,Item Classification: Electrical BOS ,Item Status: Shippable | 0.59 | 7395 | Shippable & Stock Qty Available |  | To be Listed
126 | 210-1090 | Description: UniRac, NXT HORIZON RAIL - 168" DARK, 168RLD1 ,Wattage: nan ,Non-Commissionable: No ,Item Classification: Racking ,Item Status: Shippable | 21.15 | 7328 | Shippable & Stock Qty Available | USMS100-0369 | Already Listed
127 | 210-1121 | Description: IronRidge, Aire Rail A1, Mill, 170", AE-A1-170M ,Wattage: nan ,Non-Commissionable: No ,Item Classification: Racking ,Item Status: Shippable | 27.85 | 7291 | Shippable & Stock Qty Available |  | To be Listed
128 | 550-9117 | Description: PV Cable Extension/Adapter, 18” MC-4 Female to MC-4 Male, 1500V PV Wire ,Wattage: nan ,Non-Commissionable: No ,Item Classification: Electrical BOS ,Item Status: Shippable | 8.33 | 7218 | Shippable & Stock Qty Available |  | To be Listed
129 | 540-0090 | Description: Bussmann, Midget Fuse, 15A, 1000VDC, PV-15A10F ,Wattage: nan ,Non-Commissionable: No ,Item Classification: Electrical BOS ,Item Status: Shippable | 5.26 | 7202 | Shippable & Stock Qty Available |  | To be Listed
130 | 550-0319 | Description: Amphenol, Helios H4 Connector with Boot for 5.25 mm to 7.7 mm OD #10AWG PV Wire, Female (+), 1500VDC UL, H4CFC6DI, 18-H4CFC6DM ,Wattage: nan ,Non-Commissionable: No ,Item Classification: Electrical BOS ,Item Status: Shippable | 1.85 | 6770 | Shippable & Stock Qty Available |  | To be Listed
131 | 550-0040 | Description: Multi-Contact, MC4 Connector with Boot for 3 to 6mm OD #10/12 AWG USE-2, Female (+), PV-KBT4/6I-UR, 18-32.0014P0001-UR ,Wattage: nan ,Non-Commissionable: No ,Item Classification: Electrical BOS ,Item Status: Shippable | 1.89 | 6749 | Shippable & Stock Qty Available |  | To be Listed
132 | 580-0168 | Description: Eaton-Cutler Hammer 60A 2 Pole 240V Non Fused Disconnect, NEMA 3R, 18-C-H DG222URB ,Wattage: nan ,Non-Commissionable: No ,Item Classification: Electrical BOS ,Item Status: Shippable | 100.45 | 6580 | Shippable & Stock Qty Available |  | To be Listed
133 | 551-0187 | Description: 3/4" EMT RainTight Compression Connector, Qty: 1, 652SRT, 0259-2750 ,Wattage: nan ,Non-Commissionable: No ,Item Classification: Electrical BOS ,Item Status: Shippable | 1.38 | 6428 | Shippable & Stock Qty Available |  | To be Listed
134 | 550-9054 | Description: Heyco, Strain Relief, Cord Grip, 1-Hole, 3/4" NPT Nylon (No locknut), .250-.490” Cable, Qty. 1, M3460 ,Wattage: nan ,Non-Commissionable: No ,Item Classification: Electrical BOS ,Item Status: Shippable | 1.82 | 6262 | Shippable & Stock Qty Available |  | To be Listed
135 | 550-9028 | Description: PV Cable Extension/Adapter, 18” T4 Male to MC-4 Female, 1500V PV Wire, Use with 550-9027, 19-AMC4FT4M10PVSB20018 ,Wattage: nan ,Non-Commissionable: No ,Item Classification: Electrical BOS ,Item Status: Shippable | 7.58 | 6250 | Shippable & Stock Qty Available |  | To be Listed
136 | 110-1337 | Description: Sonali, 390W PV Module, MC4 Compatible, 1200mm (~47”) PV Wire, 35mm Black Frame, Black Back Sheet, BOB, 108 Mono 1/2 Cell, 25A Fuse, 1500VDC, No PTC, 25/25 Warranty, SS-M-390-B ,Wattage: 390.0 ,Non-Commissionable: No ,Item Classification: PV Modules ,Item Status: Soligent De-listing | 132.6 | 6180 | De-Listing but Stock Qty Available |  | To be Listed
137 | 210-1114 | Description: SnapNrack, UR-60 Rail, 172", Silver, 232-02540 ,Wattage: nan ,Non-Commissionable: No ,Item Classification: Racking ,Item Status: Soligent De-listing | 34.09 | 6172 | De-Listing but Stock Qty Available |  | To be Listed
138 | 550-9027 | Description: PV Cable Extension/Adapter, 18” T4 Female to MC-4 Male, 1500V PV Wire, Use with 550-9028, 19-AMC4MT4F10PVSB20018 ,Wattage: nan ,Non-Commissionable: No ,Item Classification: Electrical BOS ,Item Status: Shippable | 7.58 | 5950 | Shippable & Stock Qty Available |  | To be Listed
139 | 551-0081 | Description: 1" EMT 1H strut straps, Qty: 1, WI 1703 ,Wattage: nan ,Non-Commissionable: No ,Item Classification: Electrical BOS ,Item Status: Shippable | 0.15 | 5870 | Shippable & Stock Qty Available |  | To be Listed
140 | 250-1382 | Description: UniRac, RoofMount, RM5 & RMDT, Clip U-NUT, SS 18-8, Qty. 1, 310860 ,Wattage: nan ,Non-Commissionable: No ,Item Classification: Racking ,Item Status: Shippable | 0.48 | 5703 | Shippable & Stock Qty Available | USSSP110-1518 | Already Listed
141 | 360-0332 | Description: Enphase, IQ, Female Sealing Cap for unused Q-Cable Connectors, Qty. 1 bag of 10 pieces, Q-SEAL-10 ,Wattage: nan ,Non-Commissionable: No ,Item Classification: Inverters ,Item Status: Shippable | 40.76 | 5597 | Shippable & Stock Qty Available | USMS100-0634 | Already Listed
142 | 250-1371 | Description: UniRac, RoofMount, Hex Bolt, RM-10, Bulk Packaging, Qty. 1, 310749, 310751 ,Wattage: nan ,Non-Commissionable: No ,Item Classification: Racking ,Item Status: Shippable | 1.02 | 5590 | Shippable & Stock Qty Available | USMS100-0359 | Already Listed
143 | 211-0096 | Description: IronRidge, Slotted L-Foot, hardware not included, Black, UFO series, Qty. 1, LFT-03-B1 ,Wattage: nan ,Non-Commissionable: No ,Item Classification: Racking ,Item Status: Shippable | 3.12 | 5561 | Shippable & Stock Qty Available | USMS100-0680 | Already Listed
144 | 260-0104 | Description: IronRidge, Stopper Sleeve, 30mm, Black, Qty. 1, UFO-STP-30MM-B1 ,Wattage: nan ,Non-Commissionable: No ,Item Classification: Racking ,Item Status: Shippable | 0.48 | 5479 | Shippable & Stock Qty Available | USMS100-0090 | Already Listed
145 | 270-0068 | Description: UniRac, E-Boss Rail Tray, Rail Attached Wire Management Tray~39”, 00802RT ,Wattage: nan ,Non-Commissionable: No ,Item Classification: Racking ,Item Status: Shippable | 3.16 | 5367 | Shippable & Stock Qty Available | USMS100-0335 | Already Listed
146 | 110-1398 | Description: Mission, 395W PV Module, 1.2m (~47.2”) PV Wire, 40mm Black Frame, Black Back Sheet, BOB, 66 Cell Mono-Perc, 20A Fuse, 1000VDC, 9BB, BAA, 366.9 PTC, 25/25 Warranty, MSE395SX9R ,Wattage: 395.0 ,Non-Commissionable: No ,Item Classification: PV Modules ,Item Status: Shippable | 294.17 | 5341 | Shippable & Stock Qty Available |  | To be Listed
147 | 211-0520 | Description: IronRidge, End Cap XR10, Qty 1 one bag of 10 Sets, XR-10-CAP ,Wattage: nan ,Non-Commissionable: No ,Item Classification: Racking ,Item Status: Shippable | 10.54 | 5310 | Shippable & Stock Qty Available | USMS100-0083 | Already Listed
148 | 550-9095 | Description: Bare, #4, Solid, 1FT, 600VAC ,Wattage: nan ,Non-Commissionable: No ,Item Classification: Electrical BOS ,Item Status: Shippable | 0.89 | 5230 | Shippable & Stock Qty Available |  | To be Listed
149 | 260-0109 | Description: IronRidge, Stopper Sleeve, 35mm, Clear, Qty. 1, UFO-STP-35MM-M1 ,Wattage: nan ,Non-Commissionable: No ,Item Classification: Racking ,Item Status: Shippable | 0.71 | 5183 | Shippable & Stock Qty Available | USMS100-0098 | Already Listed
150 | 550-0888 | Description: SnapNrack, Universal Wire Clamp for Rail, 242-02150 ,Wattage: nan ,Non-Commissionable: No ,Item Classification: Racking ,Item Status: Shippable | 2.18 | 5121 | Shippable & Stock Qty Available |  | To be Listed
151 | 565-0108 | Description: SolarEdge, Optimizer 505W, Add-On Box for one High Current module, 12.5-83V, 14A, MC4-compatible In/Out, 47" PV wire, UL 1000VDC, P505 (P505-4NM4MBM) ,Wattage: 505.0 ,Non-Commissionable: No ,Item Classification: Inverters ,Item Status: Vendor De-listing | 88.99 | 5106 | De-Listing but Stock Qty Available | USSPO001-0002 | Already Listed
152 | 210-1009 | Description: IronRidge, XR1000, Rail 204" (17') Clear, Qty. 1, XR-1000-204A ,Wattage: nan ,Non-Commissionable: No ,Item Classification: Racking ,Item Status: Shippable | 85.18 | 4981 | Shippable & Stock Qty Available | USMS100-0079 | Already Listed
153 | 550-0350 | Description: UniRac, Two-Wire Clip for PV, Wire Management Clip, SS, Qty. 1, 008004S ,Wattage: nan ,Non-Commissionable: No ,Item Classification: Racking ,Item Status: Shippable | 0.37 | 4919 | Shippable & Stock Qty Available | USMS100-0337 | Already Listed
154 | 551-0094 | Description: 3/4" LB Aluminum, with Cover & Gasket, Qty: 1, WI LB75 ,Wattage: nan ,Non-Commissionable: No ,Item Classification: Electrical BOS ,Item Status: Shippable | 3.7 | 4754 | Shippable & Stock Qty Available |  | To be Listed
155 | 210-1073 | Description: UniRac, Flash-Kit-Pro, 8 X 12” Flashing, Slotted L-Foot, Lag Bolt, & Rail Mounting Hardware, Dark Finish, Qty. 1, 004055D ,Wattage: nan ,Non-Commissionable: No ,Item Classification: Racking ,Item Status: Shippable | 9.75 | 4737 | Shippable & Stock Qty Available | USSSP110-1455 | Already Listed
156 | 250-1370 | Description: UniRac, RoofMount, Module Clip, RM-10, Bulk Packaging, Qty. 1, 310749, 310750 ,Wattage: nan ,Non-Commissionable: No ,Item Classification: Racking ,Item Status: Shippable | 1.7 | 4636 | Shippable & Stock Qty Available | USMS100-0360 | Already Listed
157 | 551-0218 | Description: 1" EMT Conduit, Full 10" Stick ,Wattage: nan ,Non-Commissionable: No ,Item Classification: Electrical BOS ,Item Status: Shippable | 26.62 | 4624 | Shippable & Stock Qty Available |  | To be Listed
158 | 551-0082 | Description: 1" EMT RT Compression Connector, Qty: 1, WI MECR-752 ,Wattage: nan ,Non-Commissionable: No ,Item Classification: Electrical BOS ,Item Status: Shippable | 1.55 | 4568 | Shippable & Stock Qty Available |  | To be Listed
159 | 210-0550 | Description: SnapNrack, UR-40 Rail Splice, Silver, 242-01213 ,Wattage: nan ,Non-Commissionable: No ,Item Classification: Racking ,Item Status: Shippable | 4.62 | 4565 | Shippable & Stock Qty Available |  | To be Listed
160 | 510-0275 | Description: SolaDeck, Flashed Combiner/Wire Entry Box for Comp Roofs, with 8" DIN Rail, 5 Position Ground Busbar, UL, 15.25 X 17.25 X 3” Grey, SD-0799-5G ,Wattage: nan ,Non-Commissionable: No ,Item Classification: Electrical BOS ,Item Status: Shippable | 63.74 | 4529 | Shippable & Stock Qty Available |  | To be Listed
161 | 551-0235 | Description: 3/4" EMT Rain Tight Compression Connector, Qty.1, Bridgeport 251-SRT, 6679329 ,Wattage: nan ,Non-Commissionable: No ,Item Classification: Electrical BOS ,Item Status: Shippable | 3.03 | 4518 | Shippable & Stock Qty Available |  | To be Listed
162 | 551-0096 | Description: 3/4" LR Aluminum, with Cover & Gasket, Qty: 1, WI LR75 ,Wattage: nan ,Non-Commissionable: No ,Item Classification: Electrical BOS ,Item Status: Shippable | 3.54 | 4466 | Shippable & Stock Qty Available |  | To be Listed
163 | 510-0049 | Description: Soladeck, DIN Mount Terminal Block, ER6, 600VDC, 30A, #26-8 AWG, 1450 ,Wattage: nan ,Non-Commissionable: No ,Item Classification: Electrical BOS ,Item Status: Shippable | 1.73 | 4427 | Shippable & Stock Qty Available |  | To be Listed
164 | 550-9062 | Description: Heyco, Strain Relief/Cord Grip, 3/4" NPT for 2 Enphase Q-Cable + #8 ground, Qty. 1, 18-M3234GDA-SM ,Wattage: nan ,Non-Commissionable: No ,Item Classification: Electrical BOS ,Item Status: Shippable | 2.15 | 4422 | Shippable & Stock Qty Available |  | To be Listed
165 | 510-0286 | Description: QuickMount, JayBox, Roof-Mounted ~8 X 9” with 9 X 12” Flashing and Mounting Screws for Comp/Asphalt Shingle, QM-JBX-RF01-B1 ,Wattage: nan ,Non-Commissionable: No ,Item Classification: Electrical BOS ,Item Status: Vendor De-listing | 45.46 | 4387 | De-Listing but Stock Qty Available |  | To be Listed
166 | 270-1110 | Description: SnapNrack, Umbrella Lag, 4”, 242-92266 ,Wattage: nan ,Non-Commissionable: No ,Item Classification: Racking ,Item Status: Shippable | 0.86 | 4352 | Shippable & Stock Qty Available | USMS100-0567 | Already Listed
167 | 270-1032 | Description: IronRidge, FlashVue Flashing with GripCap, 8" x 12", includes: 5/16" x 4.25" SS Lag Bolt with EPDM Washer, Mill Finish, Qty. 1, FV-01-M1 ,Wattage: nan ,Non-Commissionable: No ,Item Classification: Racking ,Item Status: Shippable | 9.12 | 4351 | Shippable & Stock Qty Available | USMS100-0110 | Already Listed
168 | 510-0289 | Description: EZ-Solar, Flashed Wire Entry/Junction Box for Comp Roofs, 10.9 X 10.4” Flashing, Polycarbonate with mounting Screws, JB-1.2 ,Wattage: nan ,Non-Commissionable: No ,Item Classification: Electrical BOS ,Item Status: Shippable | 42.43 | 4338 | Shippable & Stock Qty Available |  | To be Listed
169 | 210-1112 | Description: UniRac, NXT HORIZON STRONGHOLD Attachment Base and Open Slot L-Foot Kit (20 L feet, 2 sealant)for Comp Roof, Mill, SHCPKTM1 ,Wattage: nan ,Non-Commissionable: No ,Item Classification: Racking ,Item Status: Shippable | 116.02 | 4324 | Shippable & Stock Qty Available | USMS100-0364 | Already Listed
170 | 551-0009 | Description: 3/4" EMT 1 Hole Steel Strap, Qty.1, ARL 371 ,Wattage: nan ,Non-Commissionable: No ,Item Classification: Electrical BOS ,Item Status: Vendor De-listing | 0.28 | 4321 | De-Listing but Stock Qty Available |  | To be Listed
171 | 260-0061 | Description: UniRac, SolarMount End Clamp, F, 45-47mm, Clear, Qty. 1, 302006C ,Wattage: nan ,Non-Commissionable: No ,Item Classification: Racking ,Item Status: Vendor De-listing | 0.87 | 4275 | De-Listing but Stock Qty Available | USMS100-0328 | Already Listed
172 | 260-0864 | Description: S-5!, Clamp, Size U, Mini, Universal Clamp, S-5-U mini ,Wattage: nan ,Non-Commissionable: No ,Item Classification: Racking ,Item Status: Shippable | 4.58 | 4250 | Shippable & Stock Qty Available | USMS100-0525 | Already Listed
173 | 590-0011 | Description: Wiley Electronics, WEEB Grounding Lug with 1/4" mounting hardware, WEEB-LUG-6.7 ,Wattage: nan ,Non-Commissionable: No ,Item Classification: Electrical BOS ,Item Status: Shippable | 6.88 | 4119 | Shippable & Stock Qty Available |  | To be Listed
174 | 260-0015 | Description: UniRac, SolarMount Pro-Series, Universal Mid Clamp, 30-51mm, Preassembled Integrated Bonding, Dark, Qty. 1, 302030D ,Wattage: nan ,Non-Commissionable: No ,Item Classification: Racking ,Item Status: Shippable | 2.66 | 4118 | Shippable & Stock Qty Available | USMS100-0321 | Already Listed
175 | 110-1385-LUM | Description: Jinko, 390W PV Module, MC4, 1400mm (~55”) PV Wire, 40mm Black Frame, Black Back Sheet, BOB, 144 Mono PERC 1/2 Cells, 20A Fuse, 1500VDC, 361.7 PTC, 25/25 Warranty, JKM390M-72HBL-V ,Wattage: 390.0 ,Non-Commissionable: No ,Item Classification: PV Modules ,Item Status: Shippable | 180.35 | 4088 | Shippable & Stock Qty Available |  | To be Listed
176 | 590-0131 | Description: SnapNrack, Ground Lug R, 6-12 AWG, 242-02101 ,Wattage: nan ,Non-Commissionable: No ,Item Classification: Racking ,Item Status: Shippable | 3.04 | 4012 | Shippable & Stock Qty Available |  | To be Listed
177 | 550-9127 | Description: THHN/THWN-2, #12 AWG, White, 19 Strand, 1FT, 600V ,Wattage: nan ,Non-Commissionable: No ,Item Classification: Electrical BOS ,Item Status: Shippable | 0.24 | 4000 | Shippable & Stock Qty Available |  | To be Listed
178 | 550-9128 | Description: THHN/THWN-2, #12 AWG, Green, 19 Strand, 1FT, 600V ,Wattage: nan ,Non-Commissionable: No ,Item Classification: Electrical BOS ,Item Status: Shippable | 0.24 | 4000 | Shippable & Stock Qty Available |  | To be Listed
179 | 250-1386 | Description: UniRac, RoofMount, RMDT, Valley Bay, 8 Degree Dual Directional Tilt, Qty. 1, 310802 ,Wattage: nan ,Non-Commissionable: No ,Item Classification: Racking ,Item Status: Shippable | 33.66 | 3994 | Shippable & Stock Qty Available | USMS100-0356 | Already Listed
180 | 110-1370 | Description: Hyundai, 400W Bifacial PV Module, 1200mm (~47.2”) PV Wire, MC4, 32mm Black Frame/Black Back-Sheet, BOB, 132 1/2 Cell Mono, 20A Max Fuse, 1500VDC, 376.3 PTC, 25/25 Warranty, HiS-S400YH(BK) ,Wattage: 400.0 ,Non-Commissionable: No ,Item Classification: PV Modules ,Item Status: Shippable | 160 | 3948 | Shippable & Stock Qty Available |  | To be Listed
181 | 580-0178 | Description: APsmart, Rapid Shutdown PLC Device (RSD-S-PLC), 1000V UL/TUV, 8-80Vdc Input, 250mm (~9.8”) Input/1200mm (~47”) Output Cable, MC4, IP68, SunSpec Certified, SMA Approved, 415002 ,Wattage: nan ,Non-Commissionable: No ,Item Classification: Inverters ,Item Status: Shippable | 27.65 | 3945 | Shippable & Stock Qty Available | USSS100-0051 | Already Listed
182 | 551-0223 | Description: 1" Metallic Liquid Tight Straight Connector, Qty. 1, TOPAZ ELECTRIC 473 ,Wattage: nan ,Non-Commissionable: No ,Item Classification: Electrical BOS ,Item Status: Shippable | 8.36 | 3916 | Shippable & Stock Qty Available |  | To be Listed
183 | 551-0260 | Description: 1" EMT Rain Tight Compression Connector, with Extended Threads, Qty.1, 252-RT2XL ,Wattage: nan ,Non-Commissionable: No ,Item Classification: Electrical BOS ,Item Status: Shippable | 18.68 | 3892 | Shippable & Stock Qty Available |  | To be Listed
184 | 260-0194 | Description: UniRac, SolarMount Bottom Mount Clamp, Clear, Qty. 1, 302000C ,Wattage: nan ,Non-Commissionable: No ,Item Classification: Racking ,Item Status: Shippable | 0.68 | 3877 | Shippable & Stock Qty Available | USMS100-0330 | Already Listed
185 | 211-0528 | Description: SunModo, SMR100 Rail End Cap, Black, A20440-BK1 ,Wattage: nan ,Non-Commissionable: No ,Item Classification: Racking ,Item Status: Soligent De-listing | 0.49 | 3876 | De-Listing but Stock Qty Available |  | To be Listed
186 | 590-0013 | Description: Wiley Electronics, WEEB Bonding Jumper 6.7 for Splicing, WEEB-BNDJMP6.7 ,Wattage: nan ,Non-Commissionable: No ,Item Classification: Electrical BOS ,Item Status: Shippable | 9.12 | 3808 | Shippable & Stock Qty Available |  | To be Listed
187 | 260-1134 | Description: SunModo, SMR Pop-On End Clamp, Black, K10418-BK3 ,Wattage: nan ,Non-Commissionable: No ,Item Classification: Racking ,Item Status: Soligent De-listing | 2.03 | 3774 | De-Listing but Stock Qty Available |  | To be Listed
188 | 565-0239 | Description: SolarEdge, Optimizer 500W, Add-On Box for One Module 8-60V MPPT, 60Voc Max, 15A, MC4, ~4” Input, ~90” Positive Output ~4” Negative Output PV wire, UL 1000VDC Max, S500 ,Wattage: 500.0 ,Non-Commissionable: No ,Item Classification: Inverters ,Item Status: Vendor De-listing | 88.99 | 3763 | De-Listing but Stock Qty Available | USSE100-0170 | Already Listed
189 | 551-0092 | Description: 3/4" EMT RainTight Compression Connector, Qty: 1, WI MECR-751 ,Wattage: nan ,Non-Commissionable: No ,Item Classification: Electrical BOS ,Item Status: Shippable | 1.22 | 3725 | Shippable & Stock Qty Available |  | To be Listed
190 | 270-0142 | Description: UniRac, Lag Bolt, 5/16 x 4", Qty. 1, 030027C ,Wattage: nan ,Non-Commissionable: No ,Item Classification: Racking ,Item Status: Shippable | 0.88 | 3693 | Shippable & Stock Qty Available | USMS100-0568 | Already Listed
191 | 270-0841 | Description: UniRac, SolarMount Integrated Bonding, T-Bolt & Nut, 3/8" X 3/4", Clear SS, Qty. 1, 009020S ,Wattage: nan ,Non-Commissionable: No ,Item Classification: Racking ,Item Status: Shippable | 0.88 | 3672 | Shippable & Stock Qty Available | USMS100-0333 | Already Listed
192 | 590-0034 | Description: Ilsco, Ground Lug, Qty. 1, ILSGBL4DBT ,Wattage: nan ,Non-Commissionable: No ,Item Classification: Electrical BOS ,Item Status: Shippable | 3.64 | 3668 | Shippable & Stock Qty Available |  | To be Listed
193 | 360-0340 | Description: Enphase, IQ, Q-Cable, 240 Volt, for 72 cell 2.0m Landscape Module Pitch. Connector Pitch is 2.3m (90.5"), Continuous Length, Order by Number of Connectors, Q-12-20-200 ,Wattage: nan ,Non-Commissionable: No ,Item Classification: Inverters ,Item Status: Shippable | 30.75 | 3656 | Shippable & Stock Qty Available | USWC001-0029 | Already Listed
194 | 550-0475 | Description: Multi-Contact, MC4 panel mount Connector for #10 AWG wire, Female (+), PV-ADBP4-S2/6, 32.0078P0001 ,Wattage: nan ,Non-Commissionable: No ,Item Classification: Electrical BOS ,Item Status: Shippable | 6.47 | 3638 | Shippable & Stock Qty Available |  | To be Listed
195 | 550-9126 | Description: THHN/THWN-2, #12 AWG, Black, 19 Strand, 1FT, 600V ,Wattage: nan ,Non-Commissionable: No ,Item Classification: Electrical BOS ,Item Status: Shippable | 0.24 | 3600 | Shippable & Stock Qty Available |  | To be Listed
196 | 551-0247 | Description: Ilsco Piercing Connector 4/0-2 Main to 2/0-6 AWG, 15-IPC-4/0-2/0 ,Wattage: nan ,Non-Commissionable: No ,Item Classification: Electrical BOS ,Item Status: Shippable | 32.23 | 3588 | Shippable & Stock Qty Available |  | To be Listed
197 | 270-0047 | Description: IronRidge, FX, Rail-Less Flashing, without Hanger-Bolt, Qty 1, FX-FLASH-B ,Wattage: nan ,Non-Commissionable: No ,Item Classification: Racking ,Item Status: Shippable | 4.45 | 3573 | Shippable & Stock Qty Available | USMS100-0502 | Already Listed
198 | 212-1115 | Description: IronRidge, Tile Replacement Base Incl. 1 L-Foot, Black, 1 Lag and Hardware. Use with Tile Replacement Flashing, Qty. 1,KOB-1L02-B1 ,Wattage: nan ,Non-Commissionable: No ,Item Classification: Racking ,Item Status: Shippable | 11.68 | 3535 | Shippable & Stock Qty Available | USMS100-0124 | Already Listed
199 | 270-0120 | Description: UniRac, Break Away Nut, 1/4", Clear, Qty. 1, 030003C ,Wattage: nan ,Non-Commissionable: No ,Item Classification: Racking ,Item Status: Vendor De-listing | 0.53 | 3493 | De-Listing but Stock Qty Available | USMS100-0462 | Already Listed
200 | 551-0225 | Description: 1" Metallic Liquid Tight 90° Connector, Qty. 1, TOPAZ ELECTRIC 493 ,Wattage: nan ,Non-Commissionable: No ,Item Classification: Electrical BOS ,Item Status: Shippable | 15.03 | 3491 | Shippable & Stock Qty Available |  | To be Listed
201 | 270-1117 | Description: IronRidge, Flashing, Flashfoot2 with Cap-foot, 8in x 12in, includes: 5/16in x 4.75in SS Lag Bolt with EPDM Washer, Black, UFO series, Qty. 1, FF2-02-B2 ,Wattage: nan ,Non-Commissionable: No ,Item Classification: Racking ,Item Status: Shippable | 12.33 | 3466 | Shippable & Stock Qty Available | USMS100-0117 | Already Listed
202 | 321-0219 | Description: Enphase, IQ 7X Micro Inverter, compatible with 96-cell PV modules, 208/240 volt, 320VA Peak Power, MC4 DC connectors, Female AC Connector, IQ7X-96-2-US ,Wattage: 320.0 ,Non-Commissionable: No ,Item Classification: Inverters ,Item Status: Shippable | 135.23 | 3415 | Shippable & Stock Qty Available | USMI100-0037 | Already Listed
203 | 590-0119 | Description: IronRidge, BX 8” Module Bonding Jumper, BX-MB8-M1 ,Wattage: nan ,Non-Commissionable: No ,Item Classification: Racking ,Item Status: Shippable | 3.64 | 3414 | Shippable & Stock Qty Available | USMS100-0067 | Already Listed
204 | 110-1336 : 110-2000 | Description: Sonali, 440W PV Module, MC4 Compatible , 1200mm (~47”) PV Wire, 35mm Black Frame, Black Back Sheet, BOB, 120 1/2 Cell, 25A Fuse, 1500VDC, 412.1 PTC, 25/25 Warranty, SS-M-440W-M60H-M10-MISS ,Wattage: 440.0 ,Non-Commissionable: No ,Item Classification: PV Modules ,Item Status: Soligent De-listing | 149.6 | 3347 | De-Listing but Stock Qty Available |  | To be Listed
205 | 260-0880 | Description: UniRac, NXT HORIZON STRONGHOLD RAIL CLAMP DRK, SHCLMPD1 ,Wattage: nan ,Non-Commissionable: No ,Item Classification: Racking ,Item Status: Shippable | 3.51 | 3321 | Shippable & Stock Qty Available |  | To be Listed
206 | 211-0498 | Description: IronRidge, BOSS (Bonded Structural Splice) XR100, Tool-Less Bonding Splice, Mill, Qty. 1, XR100-BOSS-01-M1 ,Wattage: nan ,Non-Commissionable: No ,Item Classification: Racking ,Item Status: Shippable | 7.04 | 3253 | Shippable & Stock Qty Available | USMS100-0082 | Already Listed
207 | 360-0331 | Description: Enphase, IQ Micro inverter Replacement Adaptor for MultiContact MC4 DC, Q-DCC-2 ,Wattage: nan ,Non-Commissionable: No ,Item Classification: Inverters ,Item Status: Shippable | 10.44 | 3222 | Shippable & Stock Qty Available | USSE100-0079 | Already Listed
208 | 260-0106 | Description: IronRidge, Stopper Sleeve, 32mm, Black, Qty. 1, UFO-STP-32MM-B1 ,Wattage: nan ,Non-Commissionable: No ,Item Classification: Racking ,Item Status: Shippable | 0.73 | 3210 | Shippable & Stock Qty Available | USMS100-0092 | Already Listed
209 | 260-0770 | Description: UniRac, SolarMount End Clamp, K, Preassembled, 39MM - 41MM, 2.25" Bolt, Clear, Qty. 1 ,302026C ,Wattage: nan ,Non-Commissionable: No ,Item Classification: Racking ,Item Status: Shippable | 2.34 | 3209 | Shippable & Stock Qty Available | USSSP110-1499 | Already Listed
210 | 260-0009 | Description: K2, Flex Foot, Mill Finish, with EverSeal, 4000718 ,Wattage: nan ,Non-Commissionable: No ,Item Classification: Racking ,Item Status: Shippable | 6.36 | 3200 | Shippable & Stock Qty Available |  | To be Listed
211 | 550-9110 | Description: K2, Top Channel Wire Clip, Black Polyamide, 4000069 ,Wattage: nan ,Non-Commissionable: No ,Item Classification: Racking ,Item Status: Shippable | 0.46 | 3199 | Shippable & Stock Qty Available |  | To be Listed
212 | 250-1054 | Description: IronRidge, BX MLPE Mounting Hardware, BX-CMA-MI-M1 ,Wattage: nan ,Non-Commissionable: No ,Item Classification: Racking ,Item Status: Shippable | 1.39 | 3151 | Shippable & Stock Qty Available | USMS100-0094 | Already Listed
213 | 210-0949 | Description: QuickMount, Flashing, Universal Tile Mounts, 18" x 18", Mill Finish, QBASE, Qty. 1, QMUTM-A-12 ,Wattage: nan ,Non-Commissionable: No ,Item Classification: Racking ,Item Status: Shippable | 30.46 | 3124 | Shippable & Stock Qty Available | USMS100-0158 | Already Listed
214 | 270-0067 | Description: UniRac, E-Boss J-Box Mount, for Rail or L-Foot Attachment, 00802JB ,Wattage: nan ,Non-Commissionable: No ,Item Classification: Racking ,Item Status: Shippable | 5.31 | 3101 | Shippable & Stock Qty Available | USMS100-0399 | Already Listed
215 | 501-0116 | Description: Hellermann, Labels, PV AC DISONNECT RATING, Variable Imprint Rating Label, Qty. 1, 596-00239 ,Wattage: nan ,Non-Commissionable: No ,Item Classification: Electrical BOS ,Item Status: Shippable | 1.01 | 3097 | Shippable & Stock Qty Available |  | To be Listed
216 | 270-0126 | Description: UniRac, SunFrame Cap Strip Screws, 1", use with F & G, Clear, Qty. 1, 209001C ,Wattage: nan ,Non-Commissionable: No ,Item Classification: Racking ,Item Status: Soligent De-listing | 0.3 | 3092 | De-Listing but Stock Qty Available | USMS100-0283 | Already Listed
217 | 550-0476 | Description: Multi-Contact, MC4 panel mount Connector for #10 AWG wire, Male (-), PV-ADSP4-S2/6, 32.0079P0001 ,Wattage: nan ,Non-Commissionable: No ,Item Classification: Electrical BOS ,Item Status: Shippable | 6.47 | 3068 | Shippable & Stock Qty Available |  | To be Listed
218 | 270-1030 | Description: QuickMount, Q-Base Sub Kit with 5/16-18-8 SS Bolt, Qty. 1, QM-QBB-01-M1 ,Wattage: nan ,Non-Commissionable: No ,Item Classification: Racking ,Item Status: Shippable | 9.64 | 3063 | Shippable & Stock Qty Available | USMS100-0163 | Already Listed
219 | 110-1369 | Description: ZNShine, 370W PV Module, MC4-compatible, 1200mm (~47.2”) PV Wire, 35mm Black Frame/Black Back-Sheet, BOB, 120 1/2 Cell Mono PERC, 20A Max Fuse, 1500VDC, 345.7 W PTC, 12/25 Warranty, ZXM6-NH120-370/M ,Wattage: 370.0 ,Non-Commissionable: No ,Item Classification: PV Modules ,Item Status: Soligent De-listing | 105.45 | 3025 | De-Listing but Stock Qty Available |  | To be Listed
220 | 260-0899 | Description: UniRac, Solar-Mount Pro-Series, Universal End Clamp, with Rail End Cap, Preassembled, Qty. 1 Pack of 4, 302035M ,Wattage: nan ,Non-Commissionable: No ,Item Classification: Racking ,Item Status: Shippable | 11.94 | 3013 | Shippable & Stock Qty Available |  | To be Listed
221 | 210-0553 | Description: SnapNrack, Ultra Rail Umbrella L Foot, Black, 242-01220 ,Wattage: nan ,Non-Commissionable: No ,Item Classification: Racking ,Item Status: Shippable | 4.1 | 3002 | Shippable & Stock Qty Available | USMS100-0448 | Already Listed
222 | 550-0298 | Description: 12/3 Tray Cable,(Black, Red, Blue) PVC 600V, 12 AWG, 12-3/C VNTC ,Wattage: nan ,Non-Commissionable: No ,Item Classification: Electrical BOS ,Item Status: Shippable | 0.81 | 3000 | Shippable & Stock Qty Available |  | To be Listed
223 | 110-1388 | Description: QCells, 400W PV Module, MC4, PV Wire ~49.2” (1250mm), 32mm Black Frame/Black Back Sheet, BOB, 132 Cell 12 BB Mono, 20A Fuse, 1000Vdc, 371.5 PTC, 25/25 Warranty, Q.PEAK DUO BLK ML G10+ 400 ,Wattage: 400.0 ,Non-Commissionable: No ,Item Classification: PV Modules ,Item Status: Shippable | 237.42 | 2987 | Shippable & Stock Qty Available |  | To be Listed
224 | 211-0473 | Description: UniRac, SolarMount L-Foot Serrated, Integrated Bonding, withT-Bolt, Clear, Qty. 1,304001C ,Wattage: nan ,Non-Commissionable: No ,Item Classification: Racking ,Item Status: Shippable | 2.78 | 2985 | Shippable & Stock Qty Available | USMS100-0311 | Already Listed
225 | 211-0532 | Description: IronRidge, Aire Tie, A1 (Bonded Splice), AE-A1TIE-01-M1 ,Wattage: nan ,Non-Commissionable: No ,Item Classification: Racking ,Item Status: Shippable | 4.75 | 2967 | Shippable & Stock Qty Available |  | To be Listed
226 | 565-0235 | Description: SolarEdge, Optimizer 960W, Add-On Optimizer for two 72 cell modules, Dual input, Parallel Connection Isc 11.5A Each, 12.5-60V MPPT, MC4 In/Out, 1000VDC, (Use only with SolarEdge 3-Phase Inverters), P960 ,Wattage: 960.0 ,Non-Commissionable: No ,Item Classification: Inverters ,Item Status: Vendor De-listing | 84.27 | 2952 | De-Listing but Stock Qty Available | USSPO001-0011 | Already Listed
227 | 210-0551 | Description: SnapNrack, UR-40 Rail Splice, Black, 242-01214 ,Wattage: nan ,Non-Commissionable: No ,Item Classification: Racking ,Item Status: Shippable | 4.9 | 2916 | Shippable & Stock Qty Available | USMS100-0522 | Already Listed
228 | 210-1003 | Description: IronRidge, XR100, Rail 168" (14') Clear, Qty. 1, XR-100-168A ,Wattage: nan ,Non-Commissionable: No ,Item Classification: Racking ,Item Status: Shippable | 44.55 | 2906 | Shippable & Stock Qty Available | USMS100-0072 | Already Listed
229 | 551-0259 | Description: 3/4" EMT Rain Tight Compression Connector, with Extended Threads, Qty.1, 251-RT2XL ,Wattage: nan ,Non-Commissionable: No ,Item Classification: Electrical BOS ,Item Status: Shippable | 12.12 | 2860 | Shippable & Stock Qty Available |  | To be Listed
230 | 250-1385 | Description: UniRac, RoofMount, RMDT, Ridge Bay, 8 Degree Dual Directional Tilt, Qty. 1, 310801 ,Wattage: nan ,Non-Commissionable: No ,Item Classification: Racking ,Item Status: Shippable | 37.82 | 2837 | Shippable & Stock Qty Available | USMS100-0357 | Already Listed
231 | 565-0000 | Description: SolarEdge, Optimizer 505W, Add-On Box for one Higher Current module, 12.5-83V, 14A, MC4 In/Out, 2.1M (~82.6") PV wire, UL 1000VDC, P505 (P505-4NM4MBX) ,Wattage: 505.0 ,Non-Commissionable: No ,Item Classification: Inverters ,Item Status: Vendor De-listing | 91.45 | 2828 | De-Listing but Stock Qty Available |  | To be Listed
232 | 550-0061 | Description: Multi-Contact, MC4 Connector with Boot for 5.5 to 9mm OD #10/12 AWG PV Wire, Female (+), 1500VDC, PV-KBT4/6II-UR, 18-32.0016P0001-UR ,Wattage: nan ,Non-Commissionable: No ,Item Classification: Electrical BOS ,Item Status: Shippable | 1.48 | 2789 | Shippable & Stock Qty Available |  | To be Listed
233 | 212-1117 | Description: IronRidge, Aire All Tile Hook (Incl. 2 Lags), AE-ATH-01-M1 ,Wattage: nan ,Non-Commissionable: No ,Item Classification: Racking ,Item Status: Shippable | 10.13 | 2781 | Shippable & Stock Qty Available |  | To be Listed
234 | 590-0133 | Description: SunModo, SMR Ground Lug, K10469-001 ,Wattage: nan ,Non-Commissionable: No ,Item Classification: Racking ,Item Status: Soligent De-listing | 4.62 | 2773 | De-Listing but Stock Qty Available |  | To be Listed
235 | 501-0127 | Description: Hellermann, Labels, WARNING: INVERTER OUTPUT CONNECTION. DO NOT RELOCATE THIS OVERCURRENT DEVICE, 4.12" X .75" , White text on Red, Qty. 1, 596-00368 ,Wattage: nan ,Non-Commissionable: No ,Item Classification: Electrical BOS ,Item Status: Shippable | 1.44 | 2762 | Shippable & Stock Qty Available |  | To be Listed
236 | 270-0025 | Description: UniRac, U-LA Rear Cap, 2", Aluminum, Qty. 1, 403214C ,Wattage: nan ,Non-Commissionable: No ,Item Classification: Racking ,Item Status: Shippable | 22.06 | 2718 | Shippable & Stock Qty Available | USMS100-0295 | Already Listed
237 | 260-0780 | Description: S-5!, VersaGard, L-Foot for face-fastened roof system or for snow retention to support one- or two-pipe system, with Butyl, hardware not included, VersaGard ,Wattage: nan ,Non-Commissionable: No ,Item Classification: Racking ,Item Status: Shippable | 4.49 | 2666 | Shippable & Stock Qty Available | USMS100-0587 | Already Listed
238 | 270-0046 | Description: IronRidge, FX, Rail-Less Mount 40mm, Black, Qty 1, FX-MOUNT-40MM-B ,Wattage: nan ,Non-Commissionable: No ,Item Classification: Racking ,Item Status: Vendor De-listing | 10.86 | 2651 | De-Listing but Stock Qty Available |  | To be Listed
239 | 210-1042 | Description: QuickMount, Tile Replacement Flashing, W-Tile, Use with QM Tile Hook, MILL, Qty. 1, QMC-TRF-W-A-12 ,Wattage: nan ,Non-Commissionable: No ,Item Classification: Racking ,Item Status: Shippable | 7.12 | 2648 | Shippable & Stock Qty Available | USMS100-0231 | Already Listed
240 | 565-0237 | Description: SolarEdge, Optimizer 1100W, Add-On Box for two modules, Single Input, Series Connected Modules, Isc 14A, 125V Max, MC4 Output 2.4m, Input 1.6m, 1000VDC, (Use only with SolarEdge 3-Phase Inverters UL-3741 PVRSS), P1101 ,Wattage: 1100.0 ,Non-Commissionable: No ,Item Classification: Inverters ,Item Status: Vendor De-listing | 99.16 | 2625 | De-Listing but Stock Qty Available | USSPO001-0012 | Already Listed
241 | 270-9089 | Description: K2, 44X CrossRail End Cap, Black Polyamide, 4000176 ,Wattage: nan ,Non-Commissionable: No ,Item Classification: Racking ,Item Status: Shippable | 0.82 | 2600 | Shippable & Stock Qty Available |  | To be Listed
242 | 212-0004 | Description: IronRidge, Tile Replacement ‘S’ Flashing, Tan, Qty. 1, KOF-S01-T1 ,Wattage: nan ,Non-Commissionable: No ,Item Classification: Racking ,Item Status: Shippable | 11.76 | 2551 | Shippable & Stock Qty Available | USMS100-0126 | Already Listed
243 | 212-0003 | Description: IronRidge, Tile Replacement ‘Flat’ Flashing, Tan, Qty. 1, KOF-F01-T1 ,Wattage: nan ,Non-Commissionable: No ,Item Classification: Racking ,Item Status: Shippable | 11.68 | 2549 | Shippable & Stock Qty Available | USMS100-0125 | Already Listed
244 | 260-0775 | Description: UniRac, SolarMount Mid Clamp, E-F, 45mm-52mm, Preassembled Integrated Bonding, Dark SS, Qty. 1, 302028D ,Wattage: nan ,Non-Commissionable: No ,Item Classification: Racking ,Item Status: Shippable | 3.07 | 2549 | Shippable & Stock Qty Available | USMS100-0322 | Already Listed
245 | 510-0283 | Description: UniRac, E-Boss Solo-Box Junction Box, 8 X 8 X 3.5”, with Mounting Screws, SOLOBOX ,Wattage: nan ,Non-Commissionable: No ,Item Classification: Racking ,Item Status: Shippable | 32.58 | 2545 | Shippable & Stock Qty Available |  | To be Listed
246 | 210-0999 | Description: IronRidge, XR10, Rail 168" (14') Clear, Qty. 1, XR-10-168A ,Wattage: nan ,Non-Commissionable: No ,Item Classification: Racking ,Item Status: Shippable | 31.85 | 2543 | Shippable & Stock Qty Available | USMS100-0068 | Already Listed
247 | 260-0876 | Description: UniRac, NXT HORIZON 30-40mm Mid/End Combo Clamp – Mill, CCLAMPM1 ,Wattage: nan ,Non-Commissionable: No ,Item Classification: Racking ,Item Status: Shippable | 4.06 | 2518 | Shippable & Stock Qty Available |  | To be Listed
248 | 570-0240 : 570-0240-EXP | Description: SolarEdge, Cell Modem, for all SetApp Enabled Single Phase Inverters, 5 Yr Sprint Prepaid Data Plan, for use in US Only, CELL-B-R05-US-S-S2 ,Wattage: nan ,Non-Commissionable: No ,Item Classification: Inverters ,Item Status: Soligent De-listing | 204.55 | 2496 | De-Listing but Stock Qty Available |  | To be Listed
249 | 210-1099 | Description: UniRac, FlashLoc Duo Comp Kit, Deck or Rafter Mount with 2 Rafter Screws, Sealant and Rail T-Bolt, Mill Finish, Qty. 1 Pack of 20, 004275M ,Wattage: nan ,Non-Commissionable: No ,Item Classification: Racking ,Item Status: Shippable | 152.13 | 2481 | Shippable & Stock Qty Available | USMS100-0379 | Already Listed
250 | 550-0478 | Description: Heyco, Strain Relief, Cord Grip, 5-Hole, 3/4" Nylon NPT with metal locknut, 5.5mm holes, for USE-2 Wire, TPE Sealing Gland, Qty. 1, M3234GBR-SM, 550-0478 ,Wattage: nan ,Non-Commissionable: No ,Item Classification: Electrical BOS ,Item Status: Shippable | 2.27 | 2476 | Shippable & Stock Qty Available |  | To be Listed
251 | 580-0167 | Description: Eaton-Cutler Hammer 30A 2 Pole 240V Non Fused Disconnect, NEMA 3R, 18-C-H DG221URB ,Wattage: nan ,Non-Commissionable: No ,Item Classification: Electrical BOS ,Item Status: Shippable | 62.17 | 2417 | Shippable & Stock Qty Available |  | To be Listed
252 | 530-0195 | Description: Eaton, Circuit Breaker, BR Breaker, 20A, 240VAC, 2-Pole, for Enphase IQ Combiner+, and Enpower Smart Switch, BR220 ,Wattage: nan ,Non-Commissionable: No ,Item Classification: Electrical BOS ,Item Status: Shippable | 15.14 | 2366 | Shippable & Stock Qty Available |  | To be Listed
253 | 260-0410 | Description: EJOT, Stainless Steel Hanger Bolt for wood, 8mm dia x 80mm long Lag, 10mm dia x 50mm Stud, JA3-SB-8.0x80/50-FZD, Qty. 1, 6660108006 ,Wattage: nan ,Non-Commissionable: No ,Item Classification: Racking ,Item Status: Shippable | 3.97 | 2355 | Shippable & Stock Qty Available | USMS100-0588 | Already Listed
255 | 551-0020 | Description: 1" EMT 1 Hole Steel Strap, Qty.1, ARL 372 ,Wattage: nan ,Non-Commissionable: No ,Item Classification: Electrical BOS ,Item Status: Shippable | 0.38 | 2347 | Shippable & Stock Qty Available |  | To be Listed
256 | 110-1347 | Description: REC, 390W PV Module, 1.1/1.2m (43/47”)PV Wire, MC-4, 30mm Black Frame on Black Back-Sheet, BOB, 132 Heterojunction Cells, 25A Max Fuse, 1000VDC, 371.3 PTC, 20/25 Standard Warranty, REC390AA Pure ,Wattage: 390.0 ,Non-Commissionable: No ,Item Classification: PV Modules ,Item Status: Vendor De-listing | 195 | 2345 | De-Listing but Stock Qty Available |  | To be Listed
257 | 550-0062 | Description: Multi-Contact, MC4 Connector with Boot for 5.5 to 9mm OD #10/12 AWG PV Wire, Male (-), 1500VDC, PV-KST4/6II-UR, 18-32.0017P0001-UR ,Wattage: nan ,Non-Commissionable: No ,Item Classification: Electrical BOS ,Item Status: Shippable | 1.59 | 2335 | Shippable & Stock Qty Available |  | To be Listed
258 | 550-0382 |  | 11.07 | 2331 | Price & Stock Qty. Available | USMS100-0135 | Already Listed
259 | 213-0083 | Description: Roof Tech, 5/16 X 1” Hex Bolt and Flange Nut, for RT Mini, and RT Mini-II, Qty.1 bag of 100 each, RT2-04-FBN25 ,Wattage: nan ,Non-Commissionable: No ,Item Classification: Racking ,Item Status: Shippable | 55.7 | 2319 | Shippable & Stock Qty Available | USMS100-0511 | Already Listed
260 | 110-1349 | Description: REC, 365W PV Module, 1.1/1.2m (43/47”)PV Wire, MC-4, 30mm Black Frame on Black Back-Sheet, BOB, 120 ½ Cut Mono Cells, 25A Max Fuse, 1000VDC, 340.8 PTC, 20/25 Standard Warranty, REC365TP4 Black ,Wattage: 365.0 ,Non-Commissionable: No ,Item Classification: PV Modules ,Item Status: Soligent De-listing | 182.5 | 2303 | De-Listing but Stock Qty Available |  | To be Listed
261 | 530-1115 | Description: Siemens, Circuit Breaker, Q Breaker, 20A, 240VAC, 2-Pole, Q220, 0028-4502 ,Wattage: nan ,Non-Commissionable: No ,Item Classification: Electrical BOS ,Item Status: Shippable | 16.8 | 2291 | Shippable & Stock Qty Available |  | To be Listed
262 | 321-0001 | Description: NEP, BDM-600X, Micro Inverter, Compatible with 2 PV Modules, 60Vdc/2 X 14Imp Max, 208/240Vac, 580 Peak Power, Portrait AC Cables, NC0142-US-BQ-A ,Wattage: 580.0 ,Non-Commissionable: No ,Item Classification: Inverters ,Item Status: Shippable | 193.9 | 2288 | Shippable & Stock Qty Available | USMI100-0048 | Already Listed
263 | 260-0818 | Description: ProSolar, Mid Clamp, 2.50" (42.0mm to 46.4mm), Includes (1) Channel Nut with grounding buss bar, lock washer and hardware, Clear, Qty. 1, C250IMC-1-G ,Wattage: nan ,Non-Commissionable: No ,Item Classification: Racking ,Item Status: Shippable | 2.77 | 2260 | Shippable & Stock Qty Available |  | To be Listed
264 | 110-1378 | Description: REC, 360W PV Module, 1.1/1.2m (43/47”)PV Wire, MC-4, 30mm Black Frame on Black Back-Sheet, BOB, 120 ½ Cut Mono Cells, 25A Max Fuse, 1000VDC, 338.9 PTC, 25/25 Standard Warranty, REC360NP2 Black ,Wattage: 360.0 ,Non-Commissionable: No ,Item Classification: PV Modules ,Item Status: Vendor De-listing | 187.2 | 2249 | De-Listing but Stock Qty Available |  | To be Listed
265 | 240-0190 | Description: UniRac, U-LA Front Cap, 2", Aluminum, Qty. 1, 403211C ,Wattage: nan ,Non-Commissionable: No ,Item Classification: Racking ,Item Status: Shippable | 23.09 | 2242 | Shippable & Stock Qty Available | USMS100-0279 | Already Listed
266 | 210-1032 | Description: UniRac, SolarMount Light Rail, 168", Dark, Qty. 1, 315168D ,Wattage: nan ,Non-Commissionable: No ,Item Classification: Racking ,Item Status: Shippable | 41.13 | 2215 | Shippable & Stock Qty Available | USMS100-0303 | Already Listed
267 | 211-0521 | Description: IronRidge, End Cap XR1000, Qty. one bag of 10 Sets, XR-1000-CAP ,Wattage: nan ,Non-Commissionable: No ,Item Classification: Racking ,Item Status: Shippable | 11.3 | 2211 | Shippable & Stock Qty Available | USMS100-0085 | Already Listed
268 | 211-0095 | Description: IronRidge, Slotted L-Foot, hardware not included, Mill, UFO series, Qty. 1, LFT-03-M1 ,Wattage: nan ,Non-Commissionable: No ,Item Classification: Racking ,Item Status: Shippable | 2.84 | 2199 | Shippable & Stock Qty Available | USMS100-0108 | Already Listed
269 | 260-0769 | Description: UniRac, SolarMount End Clamp, F, Preassembled, 45MM - 47MM, 2.50" Bolt, Dark, Qty. 1, 302025D ,Wattage: nan ,Non-Commissionable: No ,Item Classification: Racking ,Item Status: Shippable | 2.46 | 2196 | Shippable & Stock Qty Available | USSSP110-1498 | Already Listed
270 | 210-1000 | Description: IronRidge, XR10, Rail 204" (17') Clear, Qty. 1, XR-10-204A ,Wattage: nan ,Non-Commissionable: No ,Item Classification: Racking ,Item Status: Shippable | 38.61 | 2164 | Shippable & Stock Qty Available | USMS100-0070 | Already Listed
271 | 270-9081 | Description: IronRidge, Contour Clamp, Qty. 1, CTR-CL-01-B1 ,Wattage: nan ,Non-Commissionable: No ,Item Classification: Racking ,Item Status: Shippable | 5.66 | 2144 | Shippable & Stock Qty Available | USMS100-0174 | Already Listed
272 | 270-0050 | Description: IronRidge, FX, Rail-Less Bridge, 40mm Black, Qty 1, FX-BRIDGE-40MM-B ,Wattage: nan ,Non-Commissionable: No ,Item Classification: Racking ,Item Status: Soligent De-listing | 8.01 | 2141 | De-Listing but Stock Qty Available | USMS100-0500 | Already Listed
273 | 250-1052 | Description: IronRidge, BX 10° Chassis, BX-10D-P1 ,Wattage: nan ,Non-Commissionable: No ,Item Classification: Racking ,Item Status: Shippable | 40.25 | 2133 | Shippable & Stock Qty Available | USMS100-0060 | Already Listed
274 | 551-0085 | Description: 1" LB Aluminum, with Cover & Gasket, Qty: 1, WI LB100 ,Wattage: nan ,Non-Commissionable: No ,Item Classification: Electrical BOS ,Item Status: Shippable | 4.85 | 2132 | Shippable & Stock Qty Available |  | To be Listed
275 | 270-0708 | Description: EcoFasten, GreenFasten1, Flashing, 8" x 12", Aluminum base for single bracket, Mill Finish, includes one 5/16" ID bonded washer, Qty. 1, GF1-MLL-0812 ,Wattage: nan ,Non-Commissionable: No ,Item Classification: Racking ,Item Status: Vendor De-listing | 3.11 | 2120 | De-Listing but Stock Qty Available | USMS100-0475 | Already Listed
276 | 271-0007 | Description: Chemlink, Solar penetration seals, Low-Slope, 5” Diameter E-Curb Round Kit, contains: (3) curbs, (1) 1/2 gallon pouch 1-Part Pourable Sealer, (2) 10.1 oz cartridges of M-1 Adhesive/Sealant, Gray, Qty. 1 KIT, F1367GR ,Wattage: nan ,Non-Commissionable: No ,Item Classification: Electrical BOS ,Item Status: Shippable | 135.01 | 2105 | Shippable & Stock Qty Available |  | To be Listed
277 | 260-0841 | Description: S-5!, Clamp, Size N 1.5, fits 1.5" nail strip metal roof profiles including triangle type profiles, includes 2 set screws, S-5-N 1.5 ,Wattage: nan ,Non-Commissionable: No ,Item Classification: Racking ,Item Status: Shippable | 5.97 | 2099 | Shippable & Stock Qty Available | USMS100-0653 | Already Listed
278 | 270-9085 | Description: K2, Micro, MLPE, Accessory Mount, 4000629-H ,Wattage: nan ,Non-Commissionable: No ,Item Classification: Racking ,Item Status: Shippable | 1.35 | 2089 | Shippable & Stock Qty Available | USMS100-0002 | Already Listed
279 | 590-0135 | Description: IronRidge, Aire Lug, AE-LUG-01-M1 ,Wattage: nan ,Non-Commissionable: No ,Item Classification: Racking ,Item Status: Shippable | 4.87 | 2078 | Shippable & Stock Qty Available |  | To be Listed
280 | 550-9032 | Description: PV Cable Extension/Adapter, 40” T4 Male to MC-4 Female, 1500V PV Wire, Use with 550-9031, 19-AMC4FT4M10PVSB20040 ,Wattage: nan ,Non-Commissionable: No ,Item Classification: Electrical BOS ,Item Status: Shippable | 8.78 | 2068 | Shippable & Stock Qty Available |  | To be Listed
281 | 360-0032 | Description: NEP, BQ End Cap for Female Connector, M1080258 ,Wattage: nan ,Non-Commissionable: No ,Item Classification: Inverters ,Item Status: Shippable | 10.67 | 2045 | Shippable & Stock Qty Available | USEC001-0135 | Already Listed
282 | 321-0232 | Description: Enphase, IQ 8M Micro Inverter, compatible with 60 -72 cell PV Modules, 240V, 330VA Peak Power, MC4 DC Connectors, Female AC Connector, IQ8M-72-2-US / IQ8M-72-M-US ,Wattage: 330.0 ,Non-Commissionable: No ,Item Classification: Inverters ,Item Status: Shippable | 177.14 | 2039 | Shippable & Stock Qty Available | USIN100-0114 | Already Listed
283 | 250-1394 | Description: UniRac, Ecolibrium, EcoFoot2+ Base, 5° Portrait, 10° Landscape, UniRac, Ecolibrium, EcoFoot2+ Base, 5° Portrait, 10° Landscape, ES20207 ,Wattage: nan ,Non-Commissionable: No ,Item Classification: Racking ,Item Status: Shippable | 26.08 | 2034 | Shippable & Stock Qty Available | USMS100-0394 | Already Listed
284 | 551-0193 | Description: 3/4" Flex Metallic Squeeze Connector, Qty: 1, 152, 0011-0620 ,Wattage: nan ,Non-Commissionable: No ,Item Classification: Electrical BOS ,Item Status: Shippable | 1.06 | 1988 | Shippable & Stock Qty Available |  | To be Listed
285 | 551-0069 | Description: Ground Rod Clamp, 15-NSI-GRC-58 ,Wattage: nan ,Non-Commissionable: No ,Item Classification: Electrical BOS ,Item Status: Shippable | 4.52 | 1943 | Shippable & Stock Qty Available |  | To be Listed
286 | 260-0886 | Description: SnapNrack, Ultra Rail Mid Clamp, Silver, 242-02070 ,Wattage: nan ,Non-Commissionable: No ,Item Classification: Racking ,Item Status: Shippable | 2.35 | 1933 | Shippable & Stock Qty Available |  | To be Listed
287 | 210-0674 | Description: QuickMount, Flashing, Conduit Mount for Composition roofs, 9" x 12", Mill Finish, CONDUIT, Qty. 1, QMCC-A-12 ,Wattage: nan ,Non-Commissionable: No ,Item Classification: Racking ,Item Status: Shippable | 9.28 | 1920 | Shippable & Stock Qty Available | USMS100-0235 | Already Listed
288 | 211-0529 | Description: K2, Splice Foot for XL, with Hardware, Mill Finish, 4000162 ,Wattage: nan ,Non-Commissionable: No ,Item Classification: Racking ,Item Status: Shippable | 8.87 | 1920 | Shippable & Stock Qty Available |  | To be Listed
289 | 260-0851 | Description: S-5!, Clamp, Size N, fits 1" nail strip metal roof profiles including triangle type profiles, S-5-N (New) ,Wattage: nan ,Non-Commissionable: No ,Item Classification: Racking ,Item Status: Shippable | 5.68 | 1919 | Shippable & Stock Qty Available | USMS100-0654 | Already Listed
290 | 110-7000 | Description: ZNShine, 550W Bifacial PV Module, MC Compatible, 1200mm (~47.2”) PV Wire, 30mm Clear Frame/White Back-Sheet, 144 Bifacial 1/2 Cell Mono PERC, 10BB, 30A Max Fuse, 1500VDC, 515.6W PTC, 12/25 Warranty, ZXM7-SHDB144-550/M ,Wattage: 550.0 ,Non-Commissionable: No ,Item Classification: PV Modules ,Item Status: Shippable | 262.86 | 1907 | Shippable & Stock Qty Available |  | To be Listed
291 | 551-0264 | Description: 1" Die Cast Screw-In Flex Coupling, 532-DC ,Wattage: nan ,Non-Commissionable: No ,Item Classification: Electrical BOS ,Item Status: Shippable | 9.03 | 1900 | Shippable & Stock Qty Available |  | To be Listed
292 | 360-0350 | Description: Aptos, Male AC Connector, AC_Connector_M ,Wattage: nan ,Non-Commissionable: No ,Item Classification: Inverters ,Item Status: Vendor De-listing | 10.8 | 1894 | De-Listing but Stock Qty Available |  | To be Listed
293 | 210-0213 | Description: IronRidge, XR100, Rail 168" (14') Mill, Qty. 1, XR-100-168M ,Wattage: nan ,Non-Commissionable: No ,Item Classification: Racking ,Item Status: Shippable | 38.2 | 1892 | Shippable & Stock Qty Available |  | To be Listed
294 | 551-0263 | Description: 1" Flex to 1" EMT, 583-DC ,Wattage: nan ,Non-Commissionable: No ,Item Classification: Electrical BOS ,Item Status: Shippable | 12.8 | 1890 | Shippable & Stock Qty Available |  | To be Listed
295 | 250-1372 | Description: UniRac, RoofMount, Roof Pad, Qty. 1, 310760 ,Wattage: nan ,Non-Commissionable: No ,Item Classification: Racking ,Item Status: Shippable | 2.18 | 1882 | Shippable & Stock Qty Available | USMS100-0401 | Already Listed
296 | 590-0040 | Description: Wiley Electronics, WEEB Grounding clip for DPW PowerTube CRS Ballast Trays, Unistrut 1 5/8", WEEB-WMC ,Wattage: nan ,Non-Commissionable: No ,Item Classification: Electrical BOS ,Item Status: Shippable | 1.71 | 1823 | Shippable & Stock Qty Available |  | To be Listed
297 | 550-0349 | Description: UniRac, One-Wire Clip, Wire Management Clip, SS, Qty. 1, 008003S ,Wattage: nan ,Non-Commissionable: No ,Item Classification: Racking ,Item Status: Shippable | 0.29 | 1815 | Shippable & Stock Qty Available | USSE100-0290 | Already Listed
298 | 211-7004 | Description: K2, 5/16 X 3" SS Lag Bolt with EPDM Sealing Washer, 4000170 ,Wattage: nan ,Non-Commissionable: No ,Item Classification: Racking ,Item Status: Shippable | 0.98 | 1800 | Shippable & Stock Qty Available |  | To be Listed
299 | 270-1002 | Description: IronRidge, FX, Rail-Less Mount 35mm, Black, Qty 1, FX-MOUNT-35MM-B ,Wattage: nan ,Non-Commissionable: No ,Item Classification: Racking ,Item Status: Shippable | 10.86 | 1795 | Shippable & Stock Qty Available |  | To be Listed
300 | 565-0236 | Description: SolarEdge, Optimizer 1100W, Add-On Box for two modules, Single Input, Series Connected Modules, Isc 14A, 125V Max, MC4 Output 2.4m, Input 1.6m, 1000VDC, (Use only with SolarEdge 3-Phase Inverters 30kW & up), P1100 ,Wattage: 1100.0 ,Non-Commissionable: No ,Item Classification: Inverters ,Item Status: Vendor De-listing | 82.49 | 1789 | De-Listing but Stock Qty Available | USSE100-0212 | Already Listed
301 | 211-0482 | Description: IronRidge, Fixed Tilt Leg, Kit, 15", Mill, Qty. 1, TM-FTL-015 ,Wattage: nan ,Non-Commissionable: No ,Item Classification: Racking ,Item Status: Shippable | 26.01 | 1787 | Shippable & Stock Qty Available | USMS100-0131 | Already Listed
302 | 110-1377 | Description: REC, 365W PV Module, 1.1/1.2m (43/47”)PV Wire, MC-4, 30mm Black Frame on Black Back-Sheet, BOB, 120 ½ Cut Mono Cells, 25A Max Fuse, 1000VDC, 343.7 PTC, 25/25 Standard Warranty, REC365NP2 Black ,Wattage: 365.0 ,Non-Commissionable: No ,Item Classification: PV Modules ,Item Status: Vendor De-listing | 198.925 | 1772 | De-Listing but Stock Qty Available |  | To be Listed
303 | 110-1345 | Description: Mitrex, 390W PV Module, MC-4 Connector, 1,000mm (~39.4”) PV Wire, 40mm Black Frame with Black Back-Sheet, BoB, 72 Cell Mono, 20A Fuse, 1000VDC, 3.2mm glass, 359.4 PTC, 25/25 Warranty, M390-A1F ,Wattage: 390.0 ,Non-Commissionable: No ,Item Classification: PV Modules ,Item Status: Soligent De-listing | 128.7 | 1764 | De-Listing but Stock Qty Available |  | To be Listed
304 | 551-0195 | Description: 3/4" Flex to EMT Zinc Die Cast Set Screw to Clamp Change over, Qty: 1, 182, 0240-0507 ,Wattage: nan ,Non-Commissionable: No ,Item Classification: Electrical BOS ,Item Status: Shippable | 3.26 | 1750 | Shippable & Stock Qty Available |  | To be Listed
305 | 551-0232 | Description: 3/4" 90 Schedule 40, PVC ELBOW, 0320-9118, EL90407 ,Wattage: nan ,Non-Commissionable: No ,Item Classification: Electrical BOS ,Item Status: Shippable | 0.82 | 1740 | Shippable & Stock Qty Available |  | To be Listed
306 | 360-0348 | Description: Aptos, Female AC Connector, AC_Connector_F ,Wattage: nan ,Non-Commissionable: No ,Item Classification: Inverters ,Item Status: Vendor De-listing | 10.8 | 1724 | De-Listing but Stock Qty Available | USWC001-0057 | Already Listed
307 | 250-1051 | Description: IronRidge, BX 5° Chassis, BX-5D-P1 ,Wattage: nan ,Non-Commissionable: No ,Item Classification: Racking ,Item Status: Shippable | 40.25 | 1708 | Shippable & Stock Qty Available | USMS100-0059 | Already Listed
308 | 213-0079 | Description: Roof Tech, Screw 5x60mm Qty., 1 bag of 100, RT2-04-SD5-60 ,Wattage: nan ,Non-Commissionable: No ,Item Classification: Racking ,Item Status: Shippable | 77.22 | 1703 | Shippable & Stock Qty Available | USMS100-0547 | Already Listed
309 | 220-0716 | Description: IronRidge, SGA Bonding Rail Connector, for 3" pipe, UFO series, GM-BRC-003 ,Wattage: nan ,Non-Commissionable: No ,Item Classification: Racking ,Item Status: Shippable | 12.48 | 1703 | Shippable & Stock Qty Available | USMS100-0053 | Already Listed
310 | 260-0112 | Description: IronRidge, Stopper Sleeve, 38mm, Black, Qty. 1, UFO-STP-38MM-B1 ,Wattage: nan ,Non-Commissionable: No ,Item Classification: Racking ,Item Status: Shippable | 0.48 | 1682 | Shippable & Stock Qty Available | USMS100-0101 | Already Listed
311 | 220-0350 | Description: IronRidge, SGA Top Cap, for 3" pipe, 70-0300-SGA ,Wattage: nan ,Non-Commissionable: No ,Item Classification: Racking ,Item Status: Shippable | 47.21 | 1681 | Shippable & Stock Qty Available | USMS100-0137 | Already Listed
312 | 213-0067 | Description: UniRac, Ecolibrium, MetalX, Hex Bolt 5/16-18 X 3”, ES10271 ,Wattage: nan ,Non-Commissionable: No ,Item Classification: Racking ,Item Status: Shippable | 0.86 | 1662 | Shippable & Stock Qty Available |  | To be Listed
313 | 551-0088 | Description: 1" LL PVC, with Cover & Gasket, Qty: 1, LL1 ,Wattage: nan ,Non-Commissionable: No ,Item Classification: Electrical BOS ,Item Status: Shippable | 4.17 | 1647 | Shippable & Stock Qty Available |  | To be Listed
314 | 210-1001 | Description: IronRidge, XR100, Rail 132" (11') Clear, Qty. 1, XR-100-132A ,Wattage: nan ,Non-Commissionable: No ,Item Classification: Racking ,Item Status: Shippable | 34.7 | 1644 | Shippable & Stock Qty Available | USMS100-0594 | Already Listed
315 | 551-0083 | Description: 1" EMT RT Compression Coupling, Qty: 1, WI MECR-762 ,Wattage: nan ,Non-Commissionable: No ,Item Classification: Electrical BOS ,Item Status: Shippable | 2.04 | 1622 | Shippable & Stock Qty Available |  | To be Listed
316 | 551-0090 | Description: 1" LR PVC, with Cover & Gasket, Qty: 1, LR1 ,Wattage: nan ,Non-Commissionable: No ,Item Classification: Electrical BOS ,Item Status: Shippable | 4.12 | 1604 | Shippable & Stock Qty Available |  | To be Listed
317 | 211-0475 | Description: ProSolar, Universal Self-Grounding Splice, includes hardware, Clear, Qty. 1, A-SPLICE-1-G ,Wattage: nan ,Non-Commissionable: No ,Item Classification: Racking ,Item Status: Shippable | 3.82 | 1591 | Shippable & Stock Qty Available | USMS100-0571 | Already Listed
318 | 211-0511 | Description: QuickMount, Single Slot L-Foot Only, Mill Finish, Qty. 1, QM-LF-M1 ,Wattage: nan ,Non-Commissionable: No ,Item Classification: Racking ,Item Status: Shippable | 1.9 | 1589 | Shippable & Stock Qty Available | USMS100-0157 | Already Listed
319 | 210-1091 | Description: UniRac, NXT HORIZON STRONGHOLD Attachment Base and Open Slot L-Foot Kit for Comp Roof, Mill, SHCPKTM1 ,Wattage: nan ,Non-Commissionable: No ,Item Classification: Racking ,Item Status: Soligent De-listing | 7.22 | 1578 | De-Listing but Stock Qty Available |  | To be Listed
320 | 270-9078 | Description: SunModo, SMR Microinverter Mount Kit (Short Version), K50052-003 ,Wattage: nan ,Non-Commissionable: No ,Item Classification: Racking ,Item Status: Soligent De-listing | 1.7 | 1571 | De-Listing but Stock Qty Available |  | To be Listed
321 | 570-2241 | Description: Enphase, IQ Combiner-4 with IQ Gateway and 2 Split Core Consumption CTs, Single Phase, Revenue Grade accuracy (ANSI C12.20 +/- 0.5%) (IEEE1547:2018)Calibrated Solid-Core Production CT, Space for 4 PV Branch Circuits with Hold Down kits, Breakers NOT included, Use with IQ-6, IQ-7 or IQ-8, 80A, X2-IQ-AM1-240-4 ,Wattage: nan ,Non-Commissionable: No ,Item Classification: Inverters ,Item Status: Shippable | 724.37 | 1569 | Shippable & Stock Qty Available | USBE100-0061 | Already Listed
322 | 260-1132 | Description: SnapNrack, Ultra Rail Mounting Clamp, Black, 242-01230 ,Wattage: nan ,Non-Commissionable: No ,Item Classification: Racking ,Item Status: Shippable | 2.14 | 1567 | Shippable & Stock Qty Available |  | To be Listed
323 | 501-1031 | Description: Hellermann, Labels, WARNING: DUAL POWER SOURCES, .75" x 4.12", NEC.2014. Qty. 1, 596-00495 ,Wattage: nan ,Non-Commissionable: No ,Item Classification: Electrical BOS ,Item Status: Shippable | 1.34 | 1555 | Shippable & Stock Qty Available |  | To be Listed
324 | 260-0014 | Description: UniRac, SolarMount Pro-Series, Universal Mid Clamp, 30-51mm, Preassembled Integrated Bonding, Clear, Qty. 1, 302030M ,Wattage: nan ,Non-Commissionable: No ,Item Classification: Racking ,Item Status: Shippable | 2.49 | 1546 | Shippable & Stock Qty Available | USMS100-0319 | Already Listed
325 | 260-0280 | Description: S-5!, Clamp, VersaBracket-47, for face-fastened roof system, 1.86" foot with butyl pad without Hardware, VersaBracket-47 ,Wattage: nan ,Non-Commissionable: No ,Item Classification: Racking ,Item Status: Shippable | 2.66 | 1538 | Shippable & Stock Qty Available | USMS100-0627 | Already Listed
326 | 212-0005 | Description: IronRidge, Tile Replacement ‘W’ Flashing, Tan, Qty. 1, KOF-W01-T1 ,Wattage: nan ,Non-Commissionable: No ,Item Classification: Racking ,Item Status: Shippable | 11.76 | 1536 | Shippable & Stock Qty Available | USMS100-0129 | Already Listed
327 | 250-1377 | Description: UniRac, RoofMount, RM5 & RMDT, Endclamp, 30-40mm, Qty. 1, 310820 ,Wattage: nan ,Non-Commissionable: No ,Item Classification: Racking ,Item Status: Shippable | 3.08 | 1534 | Shippable & Stock Qty Available | USMS100-0354 | Already Listed
328 | 250-1374 | Description: UniRac, RoofMount, RM5, Ballast Bay, 5 Degree Tilt, Qty. 1, 310800 ,Wattage: nan ,Non-Commissionable: No ,Item Classification: Racking ,Item Status: Shippable | 45.68 | 1532 | Shippable & Stock Qty Available | USMS100-0358 | Already Listed
329 | 270-0051 | Description: IronRidge, FX, Rail-Less North Bridge Screw Kit, 12 pcs, Qty 1 Kit, FX-NORTH-SCREW ,Wattage: nan ,Non-Commissionable: No ,Item Classification: Racking ,Item Status: Shippable | 3.34 | 1520 | Shippable & Stock Qty Available | USMS100-0499 | Already Listed
330 | 550-9031 | Description: PV Cable Extension/Adapter, 40” T4 Female to MC-4 Male, 1500V PV Wire, Use with 550-9032, 19-AMC4MT410PVSB200040 ,Wattage: nan ,Non-Commissionable: No ,Item Classification: Electrical BOS ,Item Status: Shippable | 8.78 | 1520 | Shippable & Stock Qty Available |  | To be Listed
331 | 550-0515 | Description: Heyco, Sunbundler Stainless Steel Cable Tie,14" Long, 1/16" Diameter, Black, Qty. 1, 18-S6414 ,Wattage: nan ,Non-Commissionable: No ,Item Classification: Electrical BOS ,Item Status: Shippable | 0.8 | 1510 | Shippable & Stock Qty Available |  | To be Listed
332 | 213-0053 | Description: UniRac, Ecolibrium, MetalX, Mid Clamp Kit, ES10829 ,Wattage: nan ,Non-Commissionable: No ,Item Classification: Racking ,Item Status: Shippable | 5.15 | 1507 | Shippable & Stock Qty Available |  | To be Listed
333 | 360-0351 | Description: Aptos, Male AC End Cap, AC_CON_M_CAP ,Wattage: nan ,Non-Commissionable: No ,Item Classification: Inverters ,Item Status: Vendor De-listing | 8 | 1492 | De-Listing but Stock Qty Available | USSE100-0116 | Already Listed
334 | 360-0349 | Description: Aptos, Female AC End Cap, AC_CON_F_CAP ,Wattage: nan ,Non-Commissionable: No ,Item Classification: Inverters ,Item Status: Vendor De-listing | 8 | 1486 | De-Listing but Stock Qty Available | USSE100-0115 | Already Listed
335 | 270-0679 | Description: Stainless 5/16'-18 x 3/4" Hex head Flange bolt, use with Pro Solar CN 210-0045 for mounting Enphase, Qty. 1 ,Wattage: nan ,Non-Commissionable: No ,Item Classification: Racking ,Item Status: Shippable | 0.98 | 1485 | Shippable & Stock Qty Available |  | To be Listed
336 | 211-0515 | Description: SunModo, NanoMount, Decking SS Screw, for Deck Mount (4 Required), Black, Qty. 1, K50055-BK1 ,Wattage: nan ,Non-Commissionable: No ,Item Classification: Racking ,Item Status: Soligent De-listing | 0.56 | 1443 | De-Listing but Stock Qty Available |  | To be Listed
337 | 590-0014 | Description: Wiley Electronics, WEEB Grounding clip for UniRac, WEEB-UMC ,Wattage: nan ,Non-Commissionable: No ,Item Classification: Electrical BOS ,Item Status: Shippable | 1.71 | 1434 | Shippable & Stock Qty Available |  | To be Listed
338 | 530-1107 | Description: Enphase, 20A 2 Pole Breaker for IQ System Controller and IQ Combiner-4, for use with Hold Down Kit, Eaton BR220B, BRK-20A-2P-240V-B ,Wattage: nan ,Non-Commissionable: No ,Item Classification: Energy Storage ,Item Status: Shippable | 27.69 | 1430 | Shippable & Stock Qty Available | USSE100-0185 | Already Listed
339 | 551-0086 | Description: 1" LB PVC, with Cover & Gasket, Qty: 1, LB1 ,Wattage: nan ,Non-Commissionable: No ,Item Classification: Electrical BOS ,Item Status: Shippable | 3.77 | 1412 | Shippable & Stock Qty Available |  | To be Listed
340 | 110-1382 | Description: REC, 410W PV Module, 67”PV Wire, MC-4, 30mm Black Frame on Black Back-Sheet, BOB, 80 ½ Cut Heterojunction Cells, 25A Max Fuse, 1000VDC, 392.7 PTC, 20/25 Standard Warranty, REC410AA Pure-R ,Wattage: 410.0 ,Non-Commissionable: No ,Item Classification: PV Modules ,Item Status: Shippable | 260.35 | 1406 | Shippable & Stock Qty Available |  | To be Listed
341 | 260-0120 | Description: ProSolar, End Clamp, 1.175-1.2” (29.9-30.5mm), Includes (1) non-bonding Channel Nut and hardware, Clear, Qty. 1, C1180EC-1-G ,Wattage: nan ,Non-Commissionable: No ,Item Classification: Racking ,Item Status: Shippable | 2.77 | 1401 | Shippable & Stock Qty Available | USMS100-0531 | Already Listed
342 | 210-1065 | Description: ProSolar, Bonding Channel Nut, Qty. 1, P-CN-1-Bond ,Wattage: nan ,Non-Commissionable: No ,Item Classification: Racking ,Item Status: Shippable | 0.77 | 1395 | Shippable & Stock Qty Available | USMS100-0488 | Already Listed
343 | 211-0019 | Description: QuickMount, Post, 1.25” OD X 11.5", Mill Finish, Qty. 1, QM-QBP-11.5-M1 ,Wattage: nan ,Non-Commissionable: No ,Item Classification: Racking ,Item Status: Shippable | 6.15 | 1395 | Shippable & Stock Qty Available | USMS100-0662 | Already Listed
344 | 551-0084 | Description: 1" Insulated Bonding Bushing with Lug, Qty: 1, WI CBGI-100 ,Wattage: nan ,Non-Commissionable: No ,Item Classification: Electrical BOS ,Item Status: Shippable | 3.88 | 1390 | Shippable & Stock Qty Available |  | To be Listed
345 | 110-1400 | Description: QCells, 405W PV Module, MC4, PV Wire ~49.2” (1250mm), 32mm Black Frame/Black Back Sheet, BOB, 132 Cell 12BB Mono, 20A Fuse, 1000Vdc, 376.3 PTC, 25/25 Warranty, Q.PEAK DUO BLK ML-G10+ 405 ,Wattage: 405.0 ,Non-Commissionable: No ,Item Classification: PV Modules ,Item Status: Shippable | 240.38 | 1387 | Shippable & Stock Qty Available |  | To be Listed
346 | 110-1392 | Description: REC, 400W PV Module, 47.2” PV Wire, MC-4, 30mm Black Frame on Black Back-Sheet, BOB, 132 ½ Cut Mono Cells, 25A Max Fuse, 1000VDC, 373.5 PTC, 20/25 Standard Warranty, REC400NP3 Black ,Wattage: 400.0 ,Non-Commissionable: No ,Item Classification: PV Modules ,Item Status: Shippable | 254 | 1376 | Shippable & Stock Qty Available |  | To be Listed
347 | 260-0855 | Description: S-5!, Clamp, Size V, for Vertical-Folded Seam Profiles with 8 X 16mm Bolt, S-5-V ,Wattage: nan ,Non-Commissionable: No ,Item Classification: Racking ,Item Status: Shippable | 7.05 | 1360 | Shippable & Stock Qty Available | USMS100-0528 | Already Listed
348 | 570-1222 | Description: Enphase, Mobile Connect, LTE CAT M1 Cell Modem, Plug and Play Modem, includes 5 Year T-Mobile Data Plan for US, Puerto Rico, US Virgin Islands, Canada, Mexico up to 60 Inverters, CELLMODEM-M1-06-SP-05 ,Wattage: nan ,Non-Commissionable: No ,Item Classification: Inverters ,Item Status: Shippable | 357.73 | 1329 | Shippable & Stock Qty Available | USEC001-0051 | Already Listed
349 | 551-0087 | Description: 1" LL Aluminum, with Cover & Gasket, Qty: 1, WI LL100 ,Wattage: nan ,Non-Commissionable: No ,Item Classification: Electrical BOS ,Item Status: Shippable | 4.85 | 1325 | Shippable & Stock Qty Available |  | To be Listed
350 | 210-0045 | Description: ProSolar, Channel Nut, Qty. 1, P-CN-1 ,Wattage: nan ,Non-Commissionable: No ,Item Classification: Racking ,Item Status: Shippable | 0.38 | 1323 | Shippable & Stock Qty Available | USMS100-0555 | Already Listed
351 | 211-0236 | Description: ProSolar, SolarWedge, 10 Degrees, with 1 ea 5" lower & 12" upper post, Qty. 1, SW10A-1 ,Wattage: nan ,Non-Commissionable: No ,Item Classification: Racking ,Item Status: Shippable | 23.16 | 1304 | Shippable & Stock Qty Available |  | To be Listed
352 | 260-0824 | Description: S-5!, Clamp, Size U, universal Clamp with 8mm bolt, S-5-U M8 ,Wattage: nan ,Non-Commissionable: No ,Item Classification: Racking ,Item Status: Shippable | 7.68 | 1284 | Shippable & Stock Qty Available | USMS100-0608 | Already Listed
353 | 270-0995 | Description: K2, 13 X 25mm SS T-Bolt w/Serrated Nut, Pack of 100, 4000048 ,Wattage: nan ,Non-Commissionable: No ,Item Classification: Racking ,Item Status: Shippable | 1.1 | 1280 | Shippable & Stock Qty Available |  | To be Listed
354 | 370-0060 | Description: Enphase, IQ, Disconnect Tool for Q-Cable connectors, MC and Amphenol DC Connectors, Q-DISC-10 ,Wattage: nan ,Non-Commissionable: No ,Item Classification: Inverters ,Item Status: Shippable | 4.08 | 1254 | Shippable & Stock Qty Available | USSE100-0006 | Already Listed
355 | 551-0149 | Description: 1-1/4" EMT 1 Hole Strap, Qty: 1, 514, 0011-0536 ,Wattage: nan ,Non-Commissionable: No ,Item Classification: Electrical BOS ,Item Status: Shippable | 0.46 | 1250 | Shippable & Stock Qty Available |  | To be Listed
356 | 270-0175 | Description: QuickBolt, 90° Flat Tile Roof Hook, Side Mount Rails, 5mm thickness, 38mm Height, 10mm x 38mm rail attachment slot, includes (2) 5/16 x 3" SS screws, Qty. 1, 17608 ,Wattage: nan ,Non-Commissionable: No ,Item Classification: Racking ,Item Status: Shippable | 6.56 | 1241 | Shippable & Stock Qty Available | USMS100-0632 | Already Listed
357 | 211-0459 | Description: EcoFasten, L Bracket, 3" tall with one open slot in the Vertical leg, for composition roof, for GF1/QF, includes one 3/8-16" x 1-1/4" bolt and one 3/8" flange nut, Mill finish, Qty. 1, SCL-101-3 ,Wattage: nan ,Non-Commissionable: No ,Item Classification: Racking ,Item Status: Vendor De-listing | 3.31 | 1234 | De-Listing but Stock Qty Available | USMS100-0569 | Already Listed
358 | 551-0192 | Description: 3/4" Flex Metallic 90 DEG Squeeze Connector, Qty: 1, WI L110-2, 0285-2790 ,Wattage: nan ,Non-Commissionable: No ,Item Classification: Electrical BOS ,Item Status: Shippable | 1.67 | 1230 | Shippable & Stock Qty Available |  | To be Listed
359 | 211-0147 | Description: ProSolar, FastJack, Standoff, Commercial E-Series, 10"H, 1.25" Dia, Hardware not included, Qty. 1, CFJE-1000-1 ,Wattage: nan ,Non-Commissionable: No ,Item Classification: Racking ,Item Status: Shippable | 9.71 | 1217 | Shippable & Stock Qty Available | USMS100-0577 | Already Listed
360 | 551-0089 | Description: 1" LR Aluminum, with Cover & Gasket, Qty: 1, WI LR100 ,Wattage: nan ,Non-Commissionable: No ,Item Classification: Electrical BOS ,Item Status: Shippable | 4.85 | 1205 | Shippable & Stock Qty Available |  | To be Listed
361 | 360-0003 | Description: APsystems, Y-Conn Cap, to seal off unused AC Bus Cable Connectors, for DS3, YC600 & QS1, 2061702007 ,Wattage: nan ,Non-Commissionable: No ,Item Classification: Inverters ,Item Status: Shippable | 4 | 1203 | Shippable & Stock Qty Available | USEC001-0014 | Already Listed
362 | 212-1118 | Description: IronRidge, Replacement Lag Bolt Kit for All Tile Hook ATH-01-M1 (212-0000), Qty. 2 Lag Bolts, 23-3118-400LGF ,Wattage: nan ,Non-Commissionable: No ,Item Classification: Racking ,Item Status: Shippable | 1.02 | 1200 | Shippable & Stock Qty Available |  | To be Listed
363 | 211-0527 | Description: SunModo, SMR100 Structural Splice, K10421-002 ,Wattage: nan ,Non-Commissionable: No ,Item Classification: Racking ,Item Status: Soligent De-listing | 5.42 | 1198 | De-Listing but Stock Qty Available |  | To be Listed
364 | 211-0496 | Description: UniRac, SolarMount Splice-Bar, Integrated Bonding, Dark Qty. 1, 303019D ,Wattage: nan ,Non-Commissionable: No ,Item Classification: Racking ,Item Status: Shippable | 6.13 | 1190 | Shippable & Stock Qty Available | USMS100-0313 | Already Listed
365 | 271-0008 | Description: IronRidge, Flat Roof Attachment Mill Base, with 3/8 X 1.25” SS Bolt and Washers, Qty. 1, FRA-BASE-01-M1 ,Wattage: nan ,Non-Commissionable: No ,Item Classification: Racking ,Item Status: Shippable | 30.27 | 1186 | Shippable & Stock Qty Available | USMS100-0038 | Already Listed
366 | 510-0048 | Description: Soladeck, Power Panel Component, DIN Mount Terminal Block, ER10, 600VDC, 65A, #6-16 AWG, 1451 ,Wattage: nan ,Non-Commissionable: No ,Item Classification: Electrical BOS ,Item Status: Shippable | 2.21 | 1184 | Shippable & Stock Qty Available |  | To be Listed
367 | 260-0386 | Description: S-5!, Clamp, Size S, for snap-together roofs with horizontal seams under .540 in, S-5-S ,Wattage: nan ,Non-Commissionable: No ,Item Classification: Racking ,Item Status: Shippable | 5.88 | 1181 | Shippable & Stock Qty Available | USMS100-0487 | Already Listed
368 | 220-0715 | Description: IronRidge, SGA Bonding Rail Connector, for 2" pipe, UFO series, GM-BRC2-01-M1 ,Wattage: nan ,Non-Commissionable: No ,Item Classification: Racking ,Item Status: Shippable | 12.48 | 1164 | Shippable & Stock Qty Available |  | To be Listed
369 | 270-0902 | Description: QuickMount, Conduit Mount for Tile, Mill Finish, QBLOCK, Qty. 1, QMCMT-A-12 ,Wattage: nan ,Non-Commissionable: No ,Item Classification: Racking ,Item Status: Shippable | 6.65 | 1164 | Shippable & Stock Qty Available | USMS100-0591 | Already Listed
370 | 551-0059 | Description: 3/4 Watertight Connector, Myers Hub, Qty.1, 15-WH-75 ,Wattage: nan ,Non-Commissionable: No ,Item Classification: Electrical BOS ,Item Status: Shippable | 6.29 | 1160 | Shippable & Stock Qty Available |  | To be Listed
371 | 260-0282 | Description: S-5!, PV Kit 2.0, MidGrab, Bonding and Mounting Universal Mid-Clamp, for 30-46mm (1.18-1.81”) Frame, with 8mm Bolt, Stainless Steel Mounting Disc, Use with S5! Clamps or Brackets, UL 2703, S-5-PV Kit 2.0 Mid ,Wattage: nan ,Non-Commissionable: No ,Item Classification: Racking ,Item Status: Shippable | 7.23 | 1148 | Shippable & Stock Qty Available | USMS100-0261 | Already Listed
372 | 213-0068 | Description: UniRac, Ecolibrium, MetalX, Hex Bolt 5/16-18 Flanged Hex Nut, ES10325 ,Wattage: nan ,Non-Commissionable: No ,Item Classification: Racking ,Item Status: Shippable | 0.11 | 1140 | Shippable & Stock Qty Available |  | To be Listed
373 | 260-0815 | Description: ProSolar, Mid Clamp, 1.175 – 1.3" (29.9mm to 32mm), Includes (1) Channel Nut with grounding buss bar, lock washer and hardware, Black, Qty. 1, C200IMC-1B-G ,Wattage: nan ,Non-Commissionable: No ,Item Classification: Racking ,Item Status: Shippable | 2.97 | 1132 | Shippable & Stock Qty Available | USMS100-0574 | Already Listed
374 | 551-0102 | Description: 1" EMT RainTight Compression Coupling, Qty: 1, 663SRT, 0253-9899 ,Wattage: nan ,Non-Commissionable: No ,Item Classification: Electrical BOS ,Item Status: Shippable | 2.89 | 1130 | Shippable & Stock Qty Available |  | To be Listed
375 | 110-1397 | Description: Emmvee, 440W PV Module, MC-4 Compatible, 1400mm (~55.2”) PV Wire, 35mm Black Frame Black Back-Sheet, BOB, 120 Mono ½ Cells, 25A Fuse, 1500VDC, 408.6 PTC, 12/25 Warranty, E440HCM120B-1400 ,Wattage: 440.0 ,Non-Commissionable: No ,Item Classification: PV Modules ,Item Status: Soligent De-listing | 125.4 | 1128 | De-Listing but Stock Qty Available |  | To be Listed
376 | 550-9026 | Description: CanadianSolar, T4 Male (-) Connector for 5.8 to 7.2mm OD #10/12 AWG PV Wire, 1500V, 18-T4-PC-1-M ,Wattage: nan ,Non-Commissionable: No ,Item Classification: Electrical BOS ,Item Status: Shippable | 1.74 | 1127 | Shippable & Stock Qty Available |  | To be Listed
377 | 270-0160 | Description: IronRidge, Flashing, Flashfoot2 with Cap-foot, 9" x 12", includes: 5/16" x 4.75" SS Lag Bolt and EPDM washer, Mill, UFO series, Qty. 1,FF2-01-M2 ,Wattage: nan ,Non-Commissionable: No ,Item Classification: Racking ,Item Status: Vendor De-listing | 13.13 | 1121 | De-Listing but Stock Qty Available | USMS100-0113 | Already Listed
378 | 550-0294 | Description: UniRac, Ecolibrium, Wire Management EcoTray, Rivet, ES10813 ,Wattage: nan ,Non-Commissionable: No ,Item Classification: Racking ,Item Status: Shippable | 0.17 | 1119 | Shippable & Stock Qty Available |  | To be Listed
379 | 260-0171 | Description: IronRidge, BX Top Clamp, Mill Finish 35mm, BX-TCL-35MM-M1 ,Wattage: nan ,Non-Commissionable: No ,Item Classification: Racking ,Item Status: Shippable | 1.27 | 1110 | Shippable & Stock Qty Available | USMS100-0063 | Already Listed
380 | 270-9077 | Description: SnapNrack, Array Edge Screen, 4” Black (100’), 232-03998 ,Wattage: nan ,Non-Commissionable: No ,Item Classification: Racking ,Item Status: Shippable | 33.81 | 1094 | Shippable & Stock Qty Available |  | To be Listed
381 | 210-0991 | Description: UniRac, SolarMount Rail, 168", Mill Finish, Qty. 1, 320168M ,Wattage: nan ,Non-Commissionable: No ,Item Classification: Racking ,Item Status: Shippable | 43.47 | 1088 | Shippable & Stock Qty Available | USMS100-0298 | Already Listed
382 | 250-1383 | Description: UniRac, RoofMount, RM5, Hardware kit for Wind Deflector, Qty. 1, 310861 ,Wattage: nan ,Non-Commissionable: No ,Item Classification: Racking ,Item Status: Shippable | 0.37 | 1087 | Shippable & Stock Qty Available | USMS100-0348 | Already Listed
383 | 551-0268 | Description: 1" Insulated Bonding Bushing with Lug, Qty., 1, TOPAZ 333 ,Wattage: nan ,Non-Commissionable: No ,Item Classification: Electrical BOS ,Item Status: Shippable | 3.88 | 1082 | Shippable & Stock Qty Available |  | To be Listed
384 | 260-0801 | Description: ProSolar, End Clamp, 1.567"-1.592" (39.9mm-40.4mm), Includes (1) non-bonding Channel Nut and hardware, Clear, Qty. 1, C1572EC-1-G ,Wattage: nan ,Non-Commissionable: No ,Item Classification: Racking ,Item Status: Shippable | 2.77 | 1078 | Shippable & Stock Qty Available | USMS100-0519 | Already Listed
385 | 590-0076 | Description: Wiley Electronics, WEEB Grounding Clip for Generac PV-Link, WEEB-UIR ,Wattage: nan ,Non-Commissionable: No ,Item Classification: Electrical BOS ,Item Status: Shippable | 1.71 | 1059 | Shippable & Stock Qty Available |  | To be Listed
386 | 211-0526 | Description: SunModo, SMR100 L Foot Adaptor, Black, K10433-BK1 ,Wattage: nan ,Non-Commissionable: No ,Item Classification: Racking ,Item Status: Soligent De-listing | 1.81 | 1047 | De-Listing but Stock Qty Available |  | To be Listed
387 | 551-0118 | Description: 1" Threaded LB Type Rigid Conduit Body with Cover & Gasket, Qty: 1, LB3CG, 0219-0183 ,Wattage: nan ,Non-Commissionable: No ,Item Classification: Electrical BOS ,Item Status: Shippable | 6.84 | 1047 | Shippable & Stock Qty Available |  | To be Listed
388 | 210-0711 | Description: UniRac, SM-I Splice kit with grounding, Clear, Qty. 1, 003001S ,Wattage: nan ,Non-Commissionable: No ,Item Classification: Racking ,Item Status: Vendor De-listing | 3.21 | 1037 | De-Listing but Stock Qty Available |  | To be Listed
389 | 250-1369 | Description: UniRac, Roof Mount, RM-10 Ballast Bay, 10 Degrees, Qty. 1, 310710 ,Wattage: nan ,Non-Commissionable: No ,Item Classification: Racking ,Item Status: Shippable | 45.66 | 1015 | Shippable & Stock Qty Available | USMS100-0361 | Already Listed
390 | 551-0104 | Description: 1" EMT, Qty.1FT -Full 10" Stick ,Wattage: nan ,Non-Commissionable: No ,Item Classification: Electrical BOS ,Item Status: Shippable | 3.03 | 1000 | Shippable & Stock Qty Available |  | To be Listed
391 | 570-1109 | Description: Enphase, Envoy S, Envoy IQ Consumption Monitoring CT, split core current Transformers, Qty. 1, CT-200-SPLIT ,Wattage: nan ,Non-Commissionable: No ,Item Classification: Inverters ,Item Status: Shippable | 22.36 | 999 | Shippable & Stock Qty Available | USSE100-0071 | Already Listed
392 | 210-1008 | Description: IronRidge, XR1000, Rail 168" (14') Clear, Qty. 1, XR-1000-168A ,Wattage: nan ,Non-Commissionable: No ,Item Classification: Racking ,Item Status: Shippable | 70.28 | 997 | Shippable & Stock Qty Available | USMS100-0078 | Already Listed
393 | 250-1392 | Description: UniRac, RoofMount, RMDT, Mid Clamp, 30-35mm, Qty. 1, 310826 ,Wattage: nan ,Non-Commissionable: No ,Item Classification: Racking ,Item Status: Shippable | 2.99 | 996 | Shippable & Stock Qty Available | USMS100-0351 | Already Listed
394 | 211-0130 | Description: ProSolar, End Cap, 1.5", Clear Anodized, Qty. 1, A-EZECAP-1 ,Wattage: nan ,Non-Commissionable: No ,Item Classification: Racking ,Item Status: Vendor De-listing | 0.8 | 963 | De-Listing but Stock Qty Available | USMS100-0425 | Already Listed
395 | 110-1399 | Description: Mission, 430W PV Module, 1.4m (~55.1”) PV Wire, 40mm Black Frame, Black Back Sheet, BOB, 72 Cell Mono-Perc, 20A Fuse, 1500VDC, 9BB, BAA, 401.1 PTC, 25/25 Warranty, MSE430SX9Z ,Wattage: 430.0 ,Non-Commissionable: No ,Item Classification: PV Modules ,Item Status: Shippable | 175.62 | 955 | Shippable & Stock Qty Available |  | To be Listed
396 | 210-1006 | Description: IronRidge, XR100, Rail 204" (17') Black, Qty. 1, XR-100-204B ,Wattage: nan ,Non-Commissionable: No ,Item Classification: Racking ,Item Status: Shippable | 58.13 | 954 | Shippable & Stock Qty Available | USMS100-0077 | Already Listed
397 | 260-0108 | Description: IronRidge, Stopper Sleeve, 33mm, Black, Qty. 1, UFO-STP-33MM-B1 ,Wattage: nan ,Non-Commissionable: No ,Item Classification: Racking ,Item Status: Shippable | 0.73 | 948 | Shippable & Stock Qty Available | USMS100-0097 | Already Listed
398 | 550-9057 | Description: SolarEdge, Energy Bank Battery, Branch Connectors, 1 Pair MC-4, DC + DC-, required for multiple Batteries with 1 Inverter, IAC-RBAT-USYCBL-01 ,Wattage: nan ,Non-Commissionable: No ,Item Classification: Energy Storage ,Item Status: Shippable | 35.83 | 933 | Shippable & Stock Qty Available | USWC001-0072 | Already Listed
399 | 211-0522 | Description: IronRidge, End Cap XR100, Qty 1 one bag of 10 Sets, XR-100-CAP ,Wattage: nan ,Non-Commissionable: No ,Item Classification: Racking ,Item Status: Shippable | 10.54 | 932 | Shippable & Stock Qty Available | USMS100-0084 | Already Listed
400 | 260-0800 | Description: ProSolar, End Clamp, 1.481"-1.520" (37.7mm-38.6mm), Includes (1) non-bonding Channel Nut and hardware, Black, Qty. 1, C1486EC-1B-G ,Wattage: nan ,Non-Commissionable: No ,Item Classification: Racking ,Item Status: Shippable | 2.97 | 928 | Shippable & Stock Qty Available |  | To be Listed
401 | 260-1137 | Description: K2, Yeti Hidden End Clamp, for CrossRail, 4000050-H ,Wattage: nan ,Non-Commissionable: No ,Item Classification: Racking ,Item Status: Shippable | 3.92 | 922 | Shippable & Stock Qty Available |  | To be Listed
402 | 321-0229 | Description: Enphase, IQ 8 Micro Inverter, compatible with 60 cell PV Modules, 240V, 245VA Peak Power, MC4 DC Connectors, Female AC Connector, IQ8-60-2-US / IQ8-72-M-US ,Wattage: 245.0 ,Non-Commissionable: No ,Item Classification: Inverters ,Item Status: Shippable | 140.94 | 918 | Shippable & Stock Qty Available | USIN100-0116 | Already Listed
403 | 270-0908 | Description: ProSolar, End Cap, 3", UV resistant plastic, Clear, Qty. 1, A-ENDCAPXD-1 ,Wattage: nan ,Non-Commissionable: No ,Item Classification: Racking ,Item Status: Shippable | 0.74 | 910 | Shippable & Stock Qty Available |  | To be Listed
404 | 551-0255 | Description: 3/4" X 4" Galvanized Nipple ,Wattage: nan ,Non-Commissionable: No ,Item Classification: Electrical BOS ,Item Status: Shippable | 9.8 | 909 | Shippable & Stock Qty Available |  | To be Listed
405 | 550-0189 | Description: Trina, TS4 Female (+) Connector for 6.0 to 7.2mm OD #10/12 AWG PV Wire, 1500VDC, TS4-F4, 18-TRINA-7A000984 ,Wattage: nan ,Non-Commissionable: No ,Item Classification: Electrical BOS ,Item Status: Shippable | 2.65 | 904 | Shippable & Stock Qty Available |  | To be Listed
406 | 551-0214 | Description: 3/4" Insulated Bonding Bushing with Lug, Qty: 1, WI CBGI-75 Malleable ,Wattage: nan ,Non-Commissionable: No ,Item Classification: Electrical BOS ,Item Status: Shippable | 3.3 | 899 | Shippable & Stock Qty Available |  | To be Listed
407 | 210-1098-B | Description: "B" Grade UniRac, FlashLoc Comp Kit, with Lag Bolt, Chemlink Sealant and Rail Hardware, Mill Finish, Qty. 1 Box of 20, 004085M ,Wattage: nan ,Non-Commissionable: No ,Item Classification: Racking ,Item Status: Soligent De-listing | 107.57 | 889 | De-Listing but Stock Qty Available |  | To be Listed
408 | 270-0881 | Description: EcoFasten, SimpleSeal, Bushing, Qty. 1, POLY KIT SIMPLE SEAL (no washer) ,Wattage: nan ,Non-Commissionable: No ,Item Classification: Racking ,Item Status: Shippable | 0.37 | 888 | Shippable & Stock Qty Available | USMS100-0443 | Already Listed
409 | 570-2236 | Description: Aptos, Data Transfer Unit, (DTU) Wi-Fi Connection to the local Network, DTU_MAC_WIFI ,Wattage: nan ,Non-Commissionable: No ,Item Classification: Inverters ,Item Status: Soligent De-listing | 159.09 | 884 | De-Listing but Stock Qty Available | USCG001-0013 | Already Listed
410 | 271-0014 | Description: IronRidge, Flat Roof Attachment Membrane, 60 mil, TPO, Firestone, White, Qty. 1, FRA-M60T-FS-W1 ,Wattage: nan ,Non-Commissionable: No ,Item Classification: Racking ,Item Status: Shippable | 14.09 | 882 | Shippable & Stock Qty Available | USMS100-0122 | Already Listed
411 | 250-1397 | Description: UniRac, Ecolibrium, Ecofoot2+ 70" Wind Deflector, ES20311B ,Wattage: nan ,Non-Commissionable: No ,Item Classification: Racking ,Item Status: Shippable | 16.03 | 870 | Shippable & Stock Qty Available | USMS100-0393 | Already Listed
412 | 110-1380 | Description: QCells, Bifacial 480W PV Module, MC4, ~27.5” (700mm) Positive/~13.7” ( 350mm) Negative PV-Wire, 35mm Clear Frame/White Back Sheet, Double Glass, 156 Cell, 20A Fuse, 1500Vdc, 449.5 PTC, 12/30 Warranty, Q.PEAK DUO XL-G10.3/BFG 480 ,Wattage: 480.0 ,Non-Commissionable: No ,Item Classification: PV Modules ,Item Status: Shippable | 227.92 | 863 | Shippable & Stock Qty Available | USSP100-0018 | Already Listed
413 | 530-0032 | Description: Midnite, Circuit Breaker, 20A, 150Vdc, DIN Mount, 1 Pole, 0.5” (13 mm) wide, DIN-20-DC , MNEPV-20 ,Wattage: nan ,Non-Commissionable: No ,Item Classification: Electrical BOS ,Item Status: Shippable | 14.97 | 860 | Shippable & Stock Qty Available |  | To be Listed
414 | 550-0190 | Description: Trina, TS4 Male (-) Connector for 6.0 to 7.2mm OD #10/12 AWG PV Wire, 1500VDC, TS4-M4, 18-TRINA-7A000985 ,Wattage: nan ,Non-Commissionable: No ,Item Classification: Electrical BOS ,Item Status: Shippable | 2.65 | 859 | Shippable & Stock Qty Available |  | To be Listed
415 | 501-1055 | Description: Hellermann, Labels, NEC-2017 Packaged Set, 45 Warning Labels, 596-03942 ,Wattage: nan ,Non-Commissionable: No ,Item Classification: Electrical BOS ,Item Status: Shippable | 20.71 | 856 | Shippable & Stock Qty Available |  | To be Listed
416 | 590-0009 | Description: Wiley Electronics, WEEB Grounding clip for Pole/Ground Mount, WEEB-9.5 ,Wattage: nan ,Non-Commissionable: No ,Item Classification: Electrical BOS ,Item Status: Shippable | 1.71 | 851 | Shippable & Stock Qty Available |  | To be Listed
417 | 210-1030 | Description: UniRac, SolarMount Light Rail, 168", Mill Finish, Qty. 1, 315168M ,Wattage: nan ,Non-Commissionable: No ,Item Classification: Racking ,Item Status: Shippable | 31.23 | 845 | Shippable & Stock Qty Available | USMS100-0302 | Already Listed
418 | 110-1332 | Description: Emmvee, 395W PV Module, MC-4 Compatible, 1200mm (~47.27”) PV Wire, 35mm Black Frame Black Back-Sheet, BOB, 72 Cell Mono, 20A Max Fuse, 1500VDC, No PTC, 10/25 Warranty, E395M72-B ,Wattage: 395.0 ,Non-Commissionable: No ,Item Classification: PV Modules ,Item Status: Soligent De-listing | 112.575 | 842 | De-Listing but Stock Qty Available |  | To be Listed
419 | 550-0518 | Description: Enphase, Connector Clip, Qty. 1, EFM-CC ,Wattage: nan ,Non-Commissionable: No ,Item Classification: Inverters ,Item Status: Soligent De-listing | 2.49 | 840 | De-Listing but Stock Qty Available | USMS100-0620 | Already Listed
420 | 580-0028 | Description: Square D, AC Disconnect, NEMA 3R, 100A, 240VAC, 3-Pole Unfused, Hub, 60096, DU323RB ,Wattage: nan ,Non-Commissionable: No ,Item Classification: Electrical BOS ,Item Status: Shippable | 361.75 | 833 | Shippable & Stock Qty Available |  | To be Listed
421 | 551-0034 | Description: F4P ELEC PVC TAPE 0.007"X3/4"X66FT RED ,Wattage: nan ,Non-Commissionable: No ,Item Classification: Electrical BOS ,Item Status: Shippable | 0.82 | 827 | Shippable & Stock Qty Available |  | To be Listed
422 | 530-1109 | Description: Enphase, Combiner-4 Breaker Hold Down Kit, X-IQ-NA-HD-125A ,Wattage: nan ,Non-Commissionable: No ,Item Classification: Energy Storage ,Item Status: Shippable | 9.95 | 819 | Shippable & Stock Qty Available | USSE100-0205 | Already Listed
423 | 551-0256 | Description: 3/4" X 6" Galvanized Nipple ,Wattage: nan ,Non-Commissionable: No ,Item Classification: Electrical BOS ,Item Status: Shippable | 13.43 | 814 | Shippable & Stock Qty Available |  | To be Listed
424 | 590-0072 | Description: Wiley Electronics, WEEB Grounding Lug with WEEB-8.0 clip, hardware not included, WEEB-LUG-8.0 ,Wattage: nan ,Non-Commissionable: No ,Item Classification: Electrical BOS ,Item Status: Shippable | 6.86 | 813 | Shippable & Stock Qty Available |  | To be Listed
425 | 110-1376 | Description: Panasonic, 360W EverVolt PV Module, MC4, 1m/1.2m (~39/47.2”) PV Wire, 30mm Black Frame on Black Back-Sheet, BOB, 120 ½ Mono PERC Cells, 20A Fuse, 1000VDC, 336.0 PTC, 25/25 Warranty, EVPV360PK ,Wattage: 360.0 ,Non-Commissionable: No ,Item Classification: PV Modules ,Item Status: Vendor De-listing | 187.2 | 807 | De-Listing but Stock Qty Available |  | To be Listed
426 | 510-0284 | Description: UniRac, E-Boss Solo-Box Junction Box, 8 X 8 X 3.5”, with Mounting Screws and DIN Rail, SOLOBOX-D ,Wattage: nan ,Non-Commissionable: No ,Item Classification: Racking ,Item Status: Shippable | 38.95 | 805 | Shippable & Stock Qty Available | USMS100-0398 | Already Listed
427 | 580-0175 | Description: SMA, JMS-F, SunSpec Rapid Shutdown Device, NEC 2017-2020 SunSpec Compliant Module Level RSD when used with SunSpec equipped Inverters, Add-on-Module for 1 PV Module, Max 60Voc, 15A, MC-4 Connectors, 119814-00.01 ,Wattage: nan ,Non-Commissionable: No ,Item Classification: Inverters ,Item Status: Shippable | 32 | 805 | Shippable & Stock Qty Available | USIN100-0087 | Already Listed
428 | 260-0781 | Description: S-5!, Clamp, CorruBracket 100T mount for Corrugated Metal Roofs to mount directly into the Crest, with EPDM rubber gasket seal, 4 ¼” SS Self Tapping Screws & 1 M8-1.25 Flanged Nut, CorruBracket 100T ,Wattage: nan ,Non-Commissionable: No ,Item Classification: Racking ,Item Status: Shippable | 5.26 | 803 | Shippable & Stock Qty Available | USMS100-0472 | Already Listed
429 | 570-1247 | Description: Aptos, Data Transfer Unit, (DTU) Ethernet or Wi-Fi Connection to the local Network, MAC–DTU ,Wattage: nan ,Non-Commissionable: No ,Item Classification: Inverters ,Item Status: Vendor De-listing | 204.55 | 803 | De-Listing but Stock Qty Available | USCG001-0017 | Already Listed
430 | 260-0006 | Description: K2, Conduit Clamp Kit, with EverSeal, 4000272 ,Wattage: nan ,Non-Commissionable: No ,Item Classification: Racking ,Item Status: Shippable | 5.08 | 800 | Shippable & Stock Qty Available |  | To be Listed
431 | 250-1396 | Description: UniRac, Ecolibrium, Ecofoot2+ 82" Wind Deflector, ES20311C ,Wattage: nan ,Non-Commissionable: No ,Item Classification: Racking ,Item Status: Shippable | 18.77 | 795 | Shippable & Stock Qty Available | USMS100-0689 | Already Listed
432 | 210-0535 | Description: SnapNrack, Ultra Rail All Purpose L Foot (90°), Silver, 242-01223 ,Wattage: nan ,Non-Commissionable: No ,Item Classification: Racking ,Item Status: Shippable | 4.08 | 782 | Shippable & Stock Qty Available | USMS100-0612 | Already Listed
433 | 551-0033 | Description: F4P ELEC PVC TAPE 0.007"X3/4"X66FT BLK ,Wattage: nan ,Non-Commissionable: No ,Item Classification: Electrical BOS ,Item Status: Shippable | 0.82 | 781 | Shippable & Stock Qty Available |  | To be Listed
434 | 551-0262 | Description: 3/4" Insulated Bonding Bushing with Lug, 382-DC ,Wattage: nan ,Non-Commissionable: No ,Item Classification: Electrical BOS ,Item Status: Shippable | 9.6 | 778 | Shippable & Stock Qty Available |  | To be Listed
435 | 551-0257 | Description: 3/4" X 2" Galvanized Nipple ,Wattage: nan ,Non-Commissionable: No ,Item Classification: Electrical BOS ,Item Status: Shippable | 6.85 | 775 | Shippable & Stock Qty Available |  | To be Listed
436 | 250-0103 | Description: UniRac, RoofMount, RM5 & RMDT, H-Attachment Kit, Qty. 1, 310882 ,Wattage: nan ,Non-Commissionable: No ,Item Classification: Racking ,Item Status: Shippable | 30.82 | 771 | Shippable & Stock Qty Available | USSSP110-1519 | Already Listed
437 | 260-0811 | Description: ProSolar, End Clamp, 1.805"-1.830" (45.9mm-46.4mm), Includes (1) non-bonding Channel Nut and hardware, Black, Qty. 1, C1810EC-1B-G ,Wattage: nan ,Non-Commissionable: No ,Item Classification: Racking ,Item Status: Shippable | 2.97 | 771 | Shippable & Stock Qty Available |  | To be Listed
438 | 270-0064 | Description: UniRac, E-Boss Bridge Clip, use with Bridge Tray, 00802BC ,Wattage: nan ,Non-Commissionable: No ,Item Classification: Racking ,Item Status: Shippable | 0.5 | 770 | Shippable & Stock Qty Available |  | To be Listed
439 | 270-1051 | Description: QuickBolt, EPDM Conduit Mount for Comp Roofs, 2 ¼ X 7/8” with ¼ X 2” Mounting Screw, Qty. 1, 16321 ,Wattage: nan ,Non-Commissionable: No ,Item Classification: Racking ,Item Status: Shippable | 2.87 | 770 | Shippable & Stock Qty Available |  | To be Listed
440 | 110-1367 | Description: Sunergy, Bifacial 370W PV Module, MC-4 Compatible Connector, PV Wire 500mm (~19.6"), 30mm Black Frame with Transparent Black-Mesh Back-Sheet, 120 1/2 Cell Mono, 20A Max Fuse, 1500VDC, 345.5W PTC, 12/30 Warranty, VSUN370-120BMH-500 ,Wattage: 370.0 ,Non-Commissionable: No ,Item Classification: PV Modules ,Item Status: Soligent De-listing | 105.45 | 764 | De-Listing but Stock Qty Available |  | To be Listed
441 | 210-1100-B | Description: "B" Grade UniRac, FlashLoc Duo Comp Kit, Deck or Rafter Mount with 2 Rafter Screws, Sealant and Rail T-Bolt, Dark Finish, Qty. 1 Pack of 20, 004275D ,Wattage: nan ,Non-Commissionable: No ,Item Classification: Racking ,Item Status: Vendor De-listing | 150.94 | 760 | De-Listing but Stock Qty Available |  | To be Listed
442 | 270-0880 | Description: EcoFasten, SimpleSeal, Bonded washer, Qty. 1, POLY GF NEO ,Wattage: nan ,Non-Commissionable: No ,Item Classification: Racking ,Item Status: Shippable | 0.08 | 758 | Shippable & Stock Qty Available | USMS100-0431 | Already Listed
443 | 260-0799 | Description: ProSolar, End Clamp, 1.481"-1.520" (37.7mm-38.6mm), Includes (1) non-bonding Channel Nut and hardware, Clear, Qty. 1, C1486EC-1-G ,Wattage: nan ,Non-Commissionable: No ,Item Classification: Racking ,Item Status: Shippable | 2.68 | 757 | Shippable & Stock Qty Available |  | To be Listed
444 | 260-0810 | Description: ProSolar, End Clamp, 1.805"-1.830" (45.9mm-46.4mm), Includes (1) non-bonding Channel Nut and hardware, Clear, Qty. 1, C1810EC-1-G ,Wattage: nan ,Non-Commissionable: No ,Item Classification: Racking ,Item Status: Shippable | 2.77 | 751 | Shippable & Stock Qty Available |  | To be Listed
445 | 210-0206 | Description: UniRac, SolarMount Rail, 168", Clear Anodized Finish, Qty. 1, 310168C ,Wattage: nan ,Non-Commissionable: No ,Item Classification: Racking ,Item Status: Shippable | 53.58 | 750 | Shippable & Stock Qty Available | USMS100-0307 | Already Listed
446 | 550-9025 | Description: Canadian Solar, T4 Female (+) Connector for 5.8 to 7.2mm OD #10/12 AWG PV Wire, 1500V, 18-T4-PC-1-F ,Wattage: nan ,Non-Commissionable: No ,Item Classification: Electrical BOS ,Item Status: Shippable | 1.74 | 750 | Shippable & Stock Qty Available |  | To be Listed
447 | 210-1117 | Description: SunModo, SMR100 Rail, 14’ (168”) Black Finish, A20422-168-BK ,Wattage: nan ,Non-Commissionable: No ,Item Classification: Racking ,Item Status: Soligent De-listing | 49.02 | 742 | De-Listing but Stock Qty Available |  | To be Listed
448 | 550-0085 | Description: PV Wire, 10AWG, UL4703 with MC4, 600VDC, 100', 19-JMC4MF10PVDB6100 ,Wattage: nan ,Non-Commissionable: No ,Item Classification: Electrical BOS ,Item Status: Shippable | 47.21 | 737 | Shippable & Stock Qty Available |  | To be Listed
449 | 210-1112-B | Description: "B" Grade UniRac, NXT HORIZON STRONGHOLD Attachment Base and Open Slot L-Foot Kit (20 L feet, 2 sealant)for Comp Roof, Mill, SHCPKTM1 ,Wattage: nan ,Non-Commissionable: No ,Item Classification: Racking ,Item Status: Soligent De-listing | 83.95 | 736 | De-Listing but Stock Qty Available |  | To be Listed
450 | 260-0816 | Description: ProSolar, Mid Clamp, 2.25" (32.8mm-41.3mm), Includes (1) Channel Nut with grounding buss bar, lock washer and hardware, Clear, Qty. 1, C225IMC-1-G ,Wattage: nan ,Non-Commissionable: No ,Item Classification: Racking ,Item Status: Shippable | 2.77 | 736 | Shippable & Stock Qty Available |  | To be Listed
451 | 501-1028 | Description: Hellermann, Labels, WARNING: INVERTER OUTPUT CONNECTION. DO NOT RELOCATE THIS OVERCURRENT DEVICE, Black text on orange, Qty. 1, 596-00589 ,Wattage: nan ,Non-Commissionable: No ,Item Classification: Electrical BOS ,Item Status: Shippable | 1.44 | 734 | Shippable & Stock Qty Available |  | To be Listed
452 | 270-1048 | Description: QuickMount, L-Mount, 9 X 12” Flashing with Open Slot L-Foot, 5/16 X 4-1/2” Structural Screw, (T-30 or ½” socket), and EDPM Washer, Black Finish, Qty. 1, QM-LMST-01-B1 ,Wattage: nan ,Non-Commissionable: No ,Item Classification: Racking ,Item Status: Shippable | 7.46 | 729 | Shippable & Stock Qty Available | USMS100-0161 | Already Listed
453 | 580-0018 | Description: Square D, AC Disconnect, NEMA 3R, 30A, 240V, 2-Pole Fused, Neutral Bar, 49590, D221NRB ,Wattage: nan ,Non-Commissionable: No ,Item Classification: Electrical BOS ,Item Status: Shippable | 160.05 | 725 | Shippable & Stock Qty Available |  | To be Listed
454 | 240-0176 | Description: Hollaender, T-Fitting, 1-1/2" , A-TEE, 5E-8 ,Wattage: nan ,Non-Commissionable: No ,Item Classification: Racking ,Item Status: Shippable | 13.51 | 724 | Shippable & Stock Qty Available | USMS100-0642 | Already Listed
455 | 210-1025 | Description: IronRidge, XR10, Rail 132" (11') Black, Qty. 1, XR-10-132B ,Wattage: nan ,Non-Commissionable: No ,Item Classification: Racking ,Item Status: Shippable | 23.63 | 717 | Shippable & Stock Qty Available | USMS100-0622 | Already Listed
456 | 590-0038 | Description: Wiley Electronics, WEEB Grounding clip for DPW PowerTube CRS Rail Brackets, WEEB-11.5 ,Wattage: nan ,Non-Commissionable: No ,Item Classification: Electrical BOS ,Item Status: Shippable | 1.34 | 713 | Shippable & Stock Qty Available |  | To be Listed
457 | 530-1105 | Description: Square D, Homeline 40A, 2-Pole Breaker, Qty.1, 15-SD-HOM240 ,Wattage: nan ,Non-Commissionable: No ,Item Classification: Electrical BOS ,Item Status: Shippable | 15 | 693 | Shippable & Stock Qty Available |  | To be Listed
458 | 321-0244 | Description: Enphase, IQ 7+ Micro Inverter, compatible with 60- and 72-cell PV, modules, 208/240 volt, 295VA Peak Power, Integrated MC4 DC connectors, Female AC Connector, IQ7PLUS-72-M-US ,Wattage: 295.0 ,Non-Commissionable: No ,Item Classification: Inverters ,Item Status: Shippable | 148.48 | 692 | Shippable & Stock Qty Available |  | To be Listed
459 | 551-0241 | Description: 3/4" X 60' 3M 1400 7ml Green Electrical Tape ,Wattage: nan ,Non-Commissionable: No ,Item Classification: Electrical BOS ,Item Status: Shippable | 0.82 | 688 | Shippable & Stock Qty Available |  | To be Listed
460 | 260-0364 | Description: UniRac, SM-I Mounting kit for Enphase microinverters, includes slider, set screw, jam and serrated flange nut, Clear, Qty. 1, 008000C ,Wattage: nan ,Non-Commissionable: No ,Item Classification: Racking ,Item Status: Vendor De-listing | 1.01 | 687 | De-Listing but Stock Qty Available | USMS100-0285 | Already Listed
461 | 260-0875 | Description: QuickMount, Lynx Standing Seam Clamp with Hardware, Qty. 1, QM-LYNX-SS-M1 ,Wattage: nan ,Non-Commissionable: No ,Item Classification: Racking ,Item Status: Shippable | 5.33 | 680 | Shippable & Stock Qty Available | USMS100-0162 | Already Listed
462 | 430-0015 | Description: Battery Cable, Code Approved THW, Black, 4/0 x 10', with 3/8" lugs ,Wattage: nan ,Non-Commissionable: No ,Item Classification: Electrical BOS ,Item Status: Shippable | 86.09 | 678 | Shippable & Stock Qty Available |  | To be Listed
463 | 271-0001 | Description: Chemlink, M-1 Structural Adhesive, 10.1oz tubes, Gray, Qty. 1, F1270 gray ,Wattage: nan ,Non-Commissionable: No ,Item Classification: Electrical BOS ,Item Status: Shippable | 9.35 | 676 | Shippable & Stock Qty Available |  | To be Listed
464 | 270-1044 | Description: IronRidge, Ground Screw Attachment Bolt, Hex Head w/ Thread Loc, to attach Ground Screw to Vertical Post, Qty. 1, GM-HSHW-01-M1 ,Wattage: nan ,Non-Commissionable: No ,Item Classification: Racking ,Item Status: Shippable | 2.02 | 675 | Shippable & Stock Qty Available | USMS100-0054 | Already Listed
465 | 210-1044 | Description: QuickMount, Tile Replacement Flashing, S-Tile, Use with QM Tile Hook, MILL, Qty.1Q, QMC-TRF-S-A-12 ,Wattage: nan ,Non-Commissionable: No ,Item Classification: Racking ,Item Status: Shippable | 7.12 | 659 | Shippable & Stock Qty Available | USMS100-0230 | Already Listed
466 | 240-0178 | Description: ProSolar, U-Bolt Assembly, 1-1/2”, Qty. 1, A-UAS-1S ,Wattage: nan ,Non-Commissionable: No ,Item Classification: Racking ,Item Status: Shippable | 6.08 | 657 | Shippable & Stock Qty Available | USMS100-0624 | Already Listed
467 | 590-0039 | Description: Wiley Electronics, WEEB Grounding clip for DPW P6 & P8, CRS Module Mounting Brackets, WEEB-DPF ,Wattage: nan ,Non-Commissionable: No ,Item Classification: Electrical BOS ,Item Status: Shippable | 1.71 | 652 | Shippable & Stock Qty Available |  | To be Listed
468 | 260-1133 | Description: SunModo, SMR Pop-On Mid Clamp, Black, K10417-BK3 ,Wattage: nan ,Non-Commissionable: No ,Item Classification: Racking ,Item Status: Soligent De-listing | 2.54 | 644 | De-Listing but Stock Qty Available |  | To be Listed
469 | 260-0817 | Description: ProSolar, Mid Clamp, 2.25" (32.8mm-41.3mm), Includes (1) Channel Nut with grounding buss bar, lock washer and hardware, Black, Qty. 1, C225IMC-1B-G ,Wattage: nan ,Non-Commissionable: No ,Item Classification: Racking ,Item Status: Shippable | 2.97 | 637 | Shippable & Stock Qty Available | USMS100-0606 | Already Listed
470 | 260-0573 | Description: S-5!, Clamp, CorruBracket mount for Corrugated metal roofs, with Butyl pad, 2 M8-1.25 Threaded Holes, 1 M8-1.25 Bolt, Fasteners not included, CorruBracket ,Wattage: nan ,Non-Commissionable: No ,Item Classification: Racking ,Item Status: Shippable | 7.35 | 633 | Shippable & Stock Qty Available | USMS100-0590 | Already Listed
471 | 211-0014 | Description: ProSolar, FastJack, Standoff, 6", Qty. 1, FJ-600-1 ,Wattage: nan ,Non-Commissionable: No ,Item Classification: Racking ,Item Status: Shippable | 8.41 | 627 | Shippable & Stock Qty Available | USMS100-0628 | Already Listed
472 | 211-0108 | Description: ProSolar, FastJack, Standoff, Commercial E-Series, 8"H, 1.25" Dia, Hardware not included, Qty. 1, CFJE-800-1 ,Wattage: nan ,Non-Commissionable: No ,Item Classification: Racking ,Item Status: Shippable | 8.94 | 627 | Shippable & Stock Qty Available | USMS100-0572 | Already Listed
473 | 520-0043 | Description: Morningstar, SunSaver Charge Controller, 6A, 12VDC, with Low Voltage Disconnect, SS-6L-12V ,Wattage: nan ,Non-Commissionable: No ,Item Classification: Energy Storage ,Item Status: Shippable | 58.51 | 627 | Shippable & Stock Qty Available | USCC100-0111 | Already Listed
474 | 110-1325 | Description: Aptos, 440W Bifacial PV Module, 1.2m (~47.2”) PV Wire, 35mm Black Frame on Black Back Sheet, BOB, 144 ½ DNA Bifacial Mono Cells, 20A Max Fuse, 1000VDC, 406W PTC, 25/30 Warranty, DNA-144-BF26-440W ,Wattage: 440.0 ,Non-Commissionable: No ,Item Classification: PV Modules ,Item Status: Soligent De-listing | 265.94 | 626 | De-Listing but Stock Qty Available | USSP100-0151 | Already Listed
475 | 551-0040 | Description: 3/4" LB Aluminum, with Cover & Gasket, Qty.1, TOPAZ LB2CG ,Wattage: nan ,Non-Commissionable: No ,Item Classification: Electrical BOS ,Item Status: Shippable | 7.72 | 624 | Shippable & Stock Qty Available |  | To be Listed
476 | 260-0793 | Description: ProSolar, End Clamp, 1.293-1.318" (32.8mm-33.4mm), Includes (1) non-bonding Channel Nut and hardware, Clear, Qty. 1, C1298EC-1-G ,Wattage: nan ,Non-Commissionable: No ,Item Classification: Racking ,Item Status: Shippable | 2.68 | 614 | Shippable & Stock Qty Available |  | To be Listed
477 | 430-0006 | Description: Battery Cable, Code Approved THW, Black, 2/0 x 10', with 3/8" lugs ,Wattage: nan ,Non-Commissionable: No ,Item Classification: Electrical BOS ,Item Status: Shippable | 55.57 | 612 | Shippable & Stock Qty Available |  | To be Listed
478 | 210-1005 | Description: IronRidge, XR100, Rail 204" (17') Clear, Qty. 1, XR-100-204A ,Wattage: nan ,Non-Commissionable: No ,Item Classification: Racking ,Item Status: Shippable | 54.09 | 607 | Shippable & Stock Qty Available | USMS100-0076 | Already Listed
479 | 260-0773 | Description: UniRac, SolarMount Mid Clamp, B-C, 30mm-36mm, Preassembled Integrated Bonding, Dark SS, Qty. 1, 302027D ,Wattage: nan ,Non-Commissionable: No ,Item Classification: Racking ,Item Status: Shippable | 3.31 | 603 | Shippable & Stock Qty Available | USMS100-0324 | Already Listed
480 | 211-0235 | Description: ProSolar, SolarWedge, 5 Degrees, with 1 ea 5" lower & 8" upper post, Qty. 1, SW5A-1 ,Wattage: nan ,Non-Commissionable: No ,Item Classification: Racking ,Item Status: Shippable | 21.11 | 602 | Shippable & Stock Qty Available | USMS100-0562 | Already Listed
481 | 211-0483 | Description: IronRidge, Fixed Tilt Leg, Kit, 20", Mill, Qty. 1, TM-FTL-020 ,Wattage: nan ,Non-Commissionable: No ,Item Classification: Racking ,Item Status: Shippable | 27.84 | 602 | Shippable & Stock Qty Available | USMS100-0132 | Already Listed
482 | 260-0819 | Description: ProSolar, Mid Clamp, 2.50" (42.0mm to 46.4mm), Includes (1) Channel Nut with grounding buss bar, lock washer and hardware, Black, Qty. 1, C250IMC-1B-G ,Wattage: nan ,Non-Commissionable: No ,Item Classification: Racking ,Item Status: Shippable | 2.97 | 596 | Shippable & Stock Qty Available | USMS100-0629 | Already Listed
483 | 211-0088 | Description: ProSolar, FastJack, Standoff, E-Series 3", Qty. 1, FJE-300-1 ,Wattage: nan ,Non-Commissionable: No ,Item Classification: Racking ,Item Status: Shippable | 4.82 | 595 | Shippable & Stock Qty Available | USMS100-0604 | Already Listed
484 | 550-0287 | Description: IronRidge, BX Edge UV Cable Tie/Edge Clip, 1 ea, BX-CT-EC-P1 ,Wattage: nan ,Non-Commissionable: No ,Item Classification: Racking ,Item Status: Shippable | 0.69 | 594 | Shippable & Stock Qty Available | USEC001-0027 | Already Listed
485 | 530-0201 | Description: Eaton, Circuit Breaker, BR Breaker, 60A, 240VAC, 2-Pole, for Enphase IQ Combiner+, and Enpower Smart Switch, BR260 ,Wattage: nan ,Non-Commissionable: No ,Item Classification: Electrical BOS ,Item Status: Shippable | 31.15 | 592 | Shippable & Stock Qty Available |  | To be Listed
486 | 271-0000 | Description: Chemlink, Durasil Sealant, 10.1oz tube, Translucent, Qty. 1, F1211 ,Wattage: nan ,Non-Commissionable: No ,Item Classification: Electrical BOS ,Item Status: Shippable | 10.17 | 591 | Shippable & Stock Qty Available |  | To be Listed
487 | 580-0026 | Description: Square D, AC Disconnect, NEMA 3R, 60A, 240VAC, 2-Pole Unfused, Hub, 59557, DU222RB ,Wattage: nan ,Non-Commissionable: No ,Item Classification: Electrical BOS ,Item Status: Shippable | 126.95 | 587 | Shippable & Stock Qty Available |  | To be Listed
488 | 270-0748 | Description: ProSolar, Aluminum FastJack Flashing and Collar for All sizes FastJack E-Series, Black, Qty. 1, FJE-Flash-1 ,Wattage: nan ,Non-Commissionable: No ,Item Classification: Racking ,Item Status: Shippable | 5.21 | 586 | Shippable & Stock Qty Available |  | To be Listed
489 | 211-0477 | Description: ProSolar, TileTrac 6", with hardware and Stainless Steel flashing for Curved Tile Roof, with subflashing, Qty. 1, TT-1-T6-SF ,Wattage: nan ,Non-Commissionable: No ,Item Classification: Racking ,Item Status: Shippable | 8.75 | 584 | Shippable & Stock Qty Available |  | To be Listed
490 | 260-0105 | Description: IronRidge, Stopper Sleeve, 32mm, Clear, Qty. 1, UFO-STP-32MM-M1 ,Wattage: nan ,Non-Commissionable: No ,Item Classification: Racking ,Item Status: Shippable | 0.53 | 578 | Shippable & Stock Qty Available | USMS100-0091 | Already Listed
491 | 580-0062 | Description: Square D, AC Disconnect, NEMA 3R, 30A, 240V, 3-Pole Fused, Neutral Bar, 50441, D321NRB ,Wattage: nan ,Non-Commissionable: No ,Item Classification: Electrical BOS ,Item Status: Shippable | 129.89 | 575 | Shippable & Stock Qty Available |  | To be Listed
492 | 510-0047 | Description: Soladeck, Power Block, 4-1 Combiner, 600VDC, 175A, Main (1) #2/0-14 AWG, Tap (4) #4-14 AWG, 1440 ,Wattage: nan ,Non-Commissionable: No ,Item Classification: Electrical BOS ,Item Status: Vendor De-listing | 15.97 | 572 | De-Listing but Stock Qty Available |  | To be Listed
493 | 211-0017 | Description: QuickMount, Post, 1.25” OD X 4.5", Mill Finish, Qty. 1, QM-QBP-4.5-M1 ,Wattage: nan ,Non-Commissionable: No ,Item Classification: Racking ,Item Status: Shippable | 3.76 | 570 | Shippable & Stock Qty Available | USMS100-0709 | Already Listed
494 | 270-0164 | Description: Heyco, SunScreen (Critter-Guard) Galvanized Welded Steel Mesh, PVC Coated, Width: 6", Mesh Dimension: 1/2" x 1/2", Quy. 100ft Roll, 18-S6466 ,Wattage: nan ,Non-Commissionable: No ,Item Classification: Electrical BOS ,Item Status: Shippable | 74.68 | 570 | Shippable & Stock Qty Available |  | To be Listed
495 | 210-0042 | Description: ProSolar, FastJack, Standoff, 4.5", Qty. 1, FJ-450-1 ,Wattage: nan ,Non-Commissionable: No ,Item Classification: Racking ,Item Status: Shippable | 7.24 | 566 | Shippable & Stock Qty Available | USMS100-0554 | Already Listed
496 | 310-0662 | Description: SolarEdge, SE6000H-US HD-Wave, 1-Ph, Grid Tied Inverter, 6000W, 208/240Vac, 60 Hz, 2 Unfused Input, 12 Yr. Warranty, Ground-Fault/Arc-Fault Protection, Ungrounded, RS485 and Ethernet, -40C, AC RSD, UL1741-SA, SetApp Enabled, Compatible with Energy Net Communicator, SE6000H-US000BEU4 ,Wattage: 6000.0 ,Non-Commissionable: No ,Item Classification: Inverters ,Item Status: Shippable | 1576.9 | 561 | Shippable & Stock Qty Available |  | To be Listed
497 | 211-0505 | Description: ProSolar, Universal Self-Grounding Splice, includes Hardware, for Black or Clear 2.0 Rails, Qty. 1, A-2.0 SPLICE-20 ,Wattage: nan ,Non-Commissionable: No ,Item Classification: Racking ,Item Status: Shippable | 3.47 | 560 | Shippable & Stock Qty Available | USMS100-0549 | Already Listed
498 | 321-0237 | Description: Aptos, 400R Micro Inverter, compatible with Single 60/72-cell PV Modules, 208/240 volt, 60Hz, 400VA Peak Power, 60Vdc 12.5A Max Input, 25 year Warranty, UL1741-SA, Rule-21, MAC-400R ,Wattage: 400.0 ,Non-Commissionable: No ,Item Classification: Inverters ,Item Status: Vendor De-listing | 62.5 | 560 | De-Listing but Stock Qty Available | USMI100-0006 | Already Listed
499 | 540-0203 | Description: 45A Class RK5 Time Delay Cartridge Fuse, 250Vac, FLNR045 ,Wattage: nan ,Non-Commissionable: No ,Item Classification: Electrical BOS ,Item Status: Shippable | 11.57 | 560 | Shippable & Stock Qty Available |  | To be Listed
500 | 550-9123 | Description: Nine Fasteners, Cable Clip for Module Frame, Stainless Steel, 1 or 2 PV Wires (up to 7.7mm), Qty. 100, DCS-1307 ,Wattage: nan ,Non-Commissionable: No ,Item Classification: Electrical BOS ,Item Status: Shippable | 27.03 | 560 | Shippable & Stock Qty Available |  | To be Listed
501 | 551-0035 | Description: F4P ELEC PVC TAPE 0.007"X3/4"X66FT WHT ,Wattage: nan ,Non-Commissionable: No ,Item Classification: Electrical BOS ,Item Status: Shippable | 0.82 | 559 | Shippable & Stock Qty Available |  | To be Listed
502 | 210-1080 | Description: UniRac, SolarMount Rail, 246", Mill Finish, Qty. 1, 320246M ,Wattage: nan ,Non-Commissionable: No ,Item Classification: Racking ,Item Status: Shippable | 63.67 | 540 | Shippable & Stock Qty Available | USMS100-0293 | Already Listed
503 | 270-1034 | Description: IronRidge, FlashVue GripCap+, 1” Taller than Standard GripCap, Black Finish, Qty. 1, FV-GCP-01-B1 ,Wattage: nan ,Non-Commissionable: No ,Item Classification: Racking ,Item Status: Shippable | 3.38 | 539 | Shippable & Stock Qty Available | USMS100-0664 | Already Listed
504 | 210-0595 | Description: UniRac, SolarMount Rail, 168", Dark Anodized Finish, Qty. 1, 310168D ,Wattage: nan ,Non-Commissionable: No ,Item Classification: Racking ,Item Status: Shippable | 59.77 | 537 | Shippable & Stock Qty Available | USMS100-0306 | Already Listed
505 | 501-1030 | Description: Hellermann, Labels, PHOTOVOLTAIC SYSTEM EQUIPPED WITH RAPID SHUTDOWN, Reflective, 5.5" X 1.75", Qty. 1, 596-00474 ,Wattage: nan ,Non-Commissionable: No ,Item Classification: Electrical BOS ,Item Status: Shippable | 2.94 | 536 | Shippable & Stock Qty Available |  | To be Listed
506 | 550-0084 | Description: PV Wire, 10AWG, UL4703 with MC4, 600VDC, 50', 19-JMC4MF10PVDB6050 ,Wattage: nan ,Non-Commissionable: No ,Item Classification: Electrical BOS ,Item Status: Shippable | 25.88 | 530 | Shippable & Stock Qty Available |  | To be Listed
507 | 210-0538 | Description: SnapNrack, Standoff Base 1-Hole, 242-00017 ,Wattage: nan ,Non-Commissionable: No ,Item Classification: Racking ,Item Status: Vendor De-listing | 3.19 | 529 | De-Listing but Stock Qty Available |  | To be Listed
508 | 260-0111 | Description: IronRidge, Stopper Sleeve, 38mm, Clear, Qty. 1, UFO-STP-38MM-M1 ,Wattage: nan ,Non-Commissionable: No ,Item Classification: Racking ,Item Status: Shippable | 0.71 | 525 | Shippable & Stock Qty Available | USMS100-0100 | Already Listed
509 | 530-0152 | Description: Square D, 50A, 2-Pole Breaker, Qty.1, HOM250 ,Wattage: nan ,Non-Commissionable: No ,Item Classification: Electrical BOS ,Item Status: Shippable | 15 | 522 | Shippable & Stock Qty Available |  | To be Listed
510 | 260-0761 | Description: UniRac, SolarMount End Clamp, B, Preassembled, 30mm - 32mm, 2.00" Bolt, Dark, Qty. 1, 302021D ,Wattage: nan ,Non-Commissionable: No ,Item Classification: Racking ,Item Status: Shippable | 2.66 | 519 | Shippable & Stock Qty Available | USSSP110-1492 | Already Listed
511 | 550-0517 | Description: Heyco, Strain Relief, Cord Grip, 3-Hole, 1/2", Nylon NPT, 5-6mm holes, Liquid-tight, Qty. 1, 18-M3200GAH-SM ,Wattage: nan ,Non-Commissionable: No ,Item Classification: Electrical BOS ,Item Status: Shippable | 1.14 | 517 | Shippable & Stock Qty Available |  | To be Listed
512 | 550-0295 | Description: UniRac, Ecolibrium, Wire Management EcoTray, Cap 96", ES10811 ,Wattage: nan ,Non-Commissionable: No ,Item Classification: Racking ,Item Status: Shippable | 33.43 | 512 | Shippable & Stock Qty Available |  | To be Listed
513 | 213-0084 | Description: Roof Tech, RT-Mini II Base Kit, Pack of 20 Bases, 40 Screws, and 4 extra RT-Butyl shims, RT2-00-MINIBK2 ,Wattage: nan ,Non-Commissionable: No ,Item Classification: Racking ,Item Status: Shippable | 123.04 | 509 | Shippable & Stock Qty Available | USMS100-0597 | Already Listed
514 | 211-0357 | Description: UniRac, Standoff, 2 Piece Aluminum Flat-top , 4", Dark, without lag bolts, Qty. 1, 004400D ,Wattage: nan ,Non-Commissionable: No ,Item Classification: Racking ,Item Status: Shippable | 9.52 | 508 | Shippable & Stock Qty Available | USMS100-0631 | Already Listed
515 | 260-0884 | Description: SunModo, End Clamp Kit, 30-46mm Clear, K10299-BK2 ,Wattage: nan ,Non-Commissionable: No ,Item Classification: Racking ,Item Status: Vendor De-listing | 1.42 | 504 | De-Listing but Stock Qty Available |  | To be Listed
516 | 360-0025 | Description: NEP, BQ Tail Cable with Female Connector and 5 meter cable, M2020098 ,Wattage: nan ,Non-Commissionable: No ,Item Classification: Inverters ,Item Status: Shippable | 30.67 | 504 | Shippable & Stock Qty Available | USSB100-0121 | Already Listed
517 | 530-0031 | Description: Midnite Solar, Circuit Breaker, DIN Mount, 15A, 150VDC, MNEPV15 ,Wattage: nan ,Non-Commissionable: No ,Item Classification: Electrical BOS ,Item Status: Shippable | 14.97 | 502 | Shippable & Stock Qty Available |  | To be Listed
518 | 360-0001 | Description: APsystems, AC Cable Connector (splice) – Male, 2300531032 ,Wattage: nan ,Non-Commissionable: No ,Item Classification: Inverters ,Item Status: Shippable | 9.33 | 500 | Shippable & Stock Qty Available | USSE100-0309 | Already Listed
519 | 551-0208 | Description: 3/4" PVC Schedule 40, Qty.1FT, 0002-7424 Full 10" Stick ,Wattage: nan ,Non-Commissionable: No ,Item Classification: Electrical BOS ,Item Status: Shippable | 10.17 | 500 | Shippable & Stock Qty Available |  | To be Listed
520 | 211-0011 | Description: ProSolar, FastJack, Standoff, 3", Qty. 1, FJ-300-1 ,Wattage: nan ,Non-Commissionable: No ,Item Classification: Racking ,Item Status: Shippable | 5.42 | 497 | Shippable & Stock Qty Available | USMS100-0445 | Already Listed
521 | 560-0069 | Description: Enphase, IQ Load Controller for use with Enpower Auxiliary Contacts to Shed Heavy Loads, EP-NA-LK02-040 ,Wattage: nan ,Non-Commissionable: No ,Item Classification: Energy Storage ,Item Status: Shippable | 339.36 | 496 | Shippable & Stock Qty Available | USSS100-0029 | Already Listed
522 | 210-1102 | Description: SunModo, HR300 Rail, 168” Mill Finish, A20288-168-ML ,Wattage: nan ,Non-Commissionable: No ,Item Classification: Racking ,Item Status: Soligent De-listing | 38.64 | 494 | De-Listing but Stock Qty Available | USMS100-0473 | Already Listed
523 | 211-0531 | Description: K2, 44X Rail Connector (splice) with Hardware, 4000051 ,Wattage: nan ,Non-Commissionable: No ,Item Classification: Racking ,Item Status: Shippable | 4.8 | 494 | Shippable & Stock Qty Available | USMS100-0019 | Already Listed
524 | 270-0896 | Description: ProSolar, End Cap, 1.5", UV resistant plastic, Black, Qty. 1, A-ENDCAP-1-B ,Wattage: nan ,Non-Commissionable: No ,Item Classification: Racking ,Item Status: Vendor De-listing | 0.57 | 486 | De-Listing but Stock Qty Available |  | To be Listed
525 | 551-0041 | Description: 3/4" LR Aluminum, with Cover & Gasket, Qty.1, TOPAZ LR2CG ,Wattage: nan ,Non-Commissionable: No ,Item Classification: Electrical BOS ,Item Status: Shippable | 4.08 | 481 | Shippable & Stock Qty Available |  | To be Listed
526 | 210-1027 | Description: IronRidge, XR10, Rail 204" (17') Black, Qty. 1, XR-10-204B ,Wattage: nan ,Non-Commissionable: No ,Item Classification: Racking ,Item Status: Shippable | 36.46 | 475 | Shippable & Stock Qty Available | USMS100-0071 | Already Listed
527 | 250-1448 | Description: UniRac, Roof Mount, RM5, Wind Deflector 98”, Qty. 1, 310811 ,Wattage: nan ,Non-Commissionable: No ,Item Classification: Racking ,Item Status: Shippable | 25.77 | 472 | Shippable & Stock Qty Available |  | To be Listed
528 | 260-0765 | Description: UniRac, SolarMount End Clamp, D, Preassembled, 38MM - 40MM, 2.25" Bolt, Dark, Qty. 1, 302023D ,Wattage: nan ,Non-Commissionable: No ,Item Classification: Racking ,Item Status: Shippable | 2.46 | 472 | Shippable & Stock Qty Available | USMS100-0326 | Already Listed
529 | 360-0005 | Description: APsystems, Y3 AC Bus (Trunk) Cable for DS3, YC600 & QS1 Micro Inverters, (order 1 per Inverter), 12 AWG, 2m, 2322301303 ,Wattage: nan ,Non-Commissionable: No ,Item Classification: Inverters ,Item Status: Shippable | 25.33 | 470 | Shippable & Stock Qty Available | USWC001-0069 | Already Listed
530 | 110-1366 | Description: Sunergy, Bifacial 400W PV Module, MC-4 Compatible Connector, PV Wire 1300mm (~51.2"), 30mm Black Frame with Transparent Back-Mesh Back-Sheet, 108 1/2 Cell Mono, 30A Max Fuse, 1500VDC, 372.9W PTC, 12/30 Warranty, VSUN400-108BMH-1300 ,Wattage: 400.0 ,Non-Commissionable: No ,Item Classification: PV Modules ,Item Status: Soligent De-listing | 136 | 469 | De-Listing but Stock Qty Available |  | To be Listed
531 | 210-1075 | Description: UniRac, Standoff, 2 Piece Aluminum Flat-top , 3", Mill Finish, without Lag Bolts, Qty. 1, 004300M ,Wattage: nan ,Non-Commissionable: No ,Item Classification: Racking ,Item Status: Shippable | 8.29 | 469 | Shippable & Stock Qty Available | USSSP110-1464 | Already Listed
532 | 590-0043 | Description: Wiley Electronics, WEEB Replacement Part, washer for 6.7 Grounding lug ,Wattage: nan ,Non-Commissionable: No ,Item Classification: Electrical BOS ,Item Status: Soligent De-listing | 1.11 | 462 | De-Listing but Stock Qty Available |  | To be Listed
533 | 590-0134 | Description: K2, Everest Ground Lug, Tin Plated Aluminum with SS Hardware, 4000006-H ,Wattage: nan ,Non-Commissionable: No ,Item Classification: Racking ,Item Status: Shippable | 5.2 | 462 | Shippable & Stock Qty Available | USMS100-0003 | Already Listed
534 | 250-1412 | Description: UniRac, Ecolibrium, MLPE Tiger Clip, 008115M ,Wattage: nan ,Non-Commissionable: No ,Item Classification: Racking ,Item Status: Shippable | 2.53 | 461 | Shippable & Stock Qty Available | USMS100-0396 | Already Listed
535 | 211-0535 | Description: SunModo, SMR300 Rail End Cap, Clear, A20445-001 ,Wattage: nan ,Non-Commissionable: No ,Item Classification: Racking ,Item Status: Soligent De-listing | 1.14 | 460 | De-Listing but Stock Qty Available |  | To be Listed
536 | 110-1357 | Description: Sunmac, 405W PV Module, MC-4 Compatible Connector, PV Wire 1200mm (~47.2"), 30mm Black Frame with Black Back-Sheet, BOB, 108 1/2 Cell Mono PERC, 25A Max Fuse, 1500VDC, 373.5 PTC, 25/25 Warranty, SM405-M754SH-BB ,Wattage: 405.0 ,Non-Commissionable: No ,Item Classification: PV Modules ,Item Status: Soligent De-listing | 229.29 | 459 | De-Listing but Stock Qty Available |  | To be Listed
537 | 270-0870 | Description: QuickMount, Flashing, Conduit Penetration Flashings, for Tile, Mill Finish, Qty. 1, QMCPT-A-12 ,Wattage: nan ,Non-Commissionable: No ,Item Classification: Racking ,Item Status: Shippable | 19.96 | 457 | Shippable & Stock Qty Available | USMS100-0238 | Already Listed
538 | 270-0056 | Description: IronRidge, FX, Rail-Less Trim, Black, 40mm, For 2 60 Cell Portrait Module, 2008mm, ~79", Qty 1, FX-TRIM-40MM-B-2P ,Wattage: nan ,Non-Commissionable: No ,Item Classification: Racking ,Item Status: Soligent De-listing | 29.28 | 455 | De-Listing but Stock Qty Available |  | To be Listed
539 | 110-1379 | Description: Mission,380W PV Module, 1.2m (~47.2”) PV Wire, 40mm Black Frame, Black Back Sheet, BOB,66 Cell P-Type Mono, 20A Fuse, 1000VDC, 6BB, BAA, 354.6 PTC, 25/25 Warranty, MSE380SX5R ,Wattage: 380.0 ,Non-Commissionable: No ,Item Classification: PV Modules ,Item Status: Vendor De-listing | 186.2 | 453 | De-Listing but Stock Qty Available |  | To be Listed
540 | 550-0133 | Description: Heyco, Strain Relief, Cord Grip, 1-Hole, 1/2" Nylon NPT (No locknut), 11.4mm hole, Qty. 1, M3231 ,Wattage: nan ,Non-Commissionable: No ,Item Classification: Electrical BOS ,Item Status: Shippable | 1.02 | 452 | Shippable & Stock Qty Available |  | To be Listed
541 | 270-0746 | Description: QuickMount, Flashing, New Roof Shake and Slate Mounts, 18" x 18", with 3.25" post/ net 3.75, Mill Finish, QBASE, Qty. 1, QMNS-A-12 ,Wattage: nan ,Non-Commissionable: No ,Item Classification: Racking ,Item Status: Shippable | 32.64 | 450 | Shippable & Stock Qty Available | USMS100-0220 | Already Listed
542 | 530-0013 | Description: Square D, Circuit Breaker, QO Breaker, 60A, 120/240VAC, 2-Pole, for QO Load Centers, QO260 ,Wattage: nan ,Non-Commissionable: No ,Item Classification: Electrical BOS ,Item Status: Soligent De-listing | 32.13 | 448 | De-Listing but Stock Qty Available |  | To be Listed
543 | 260-0808 | Description: ProSolar, End Clamp, 1.757"-1.782" (44.7mm-45.2mm), Includes (1) non-bonding Channel Nut and hardware, Clear, Qty. 1, C1762EC-1-G ,Wattage: nan ,Non-Commissionable: No ,Item Classification: Racking ,Item Status: Shippable | 2.68 | 447 | Shippable & Stock Qty Available |  | To be Listed
544 | 570-2239 | Description: Enphase, IQ Envoy, Single Phase, Metered Revenue Grade, accuracy (ANSI C12.20 +/- 0.5%) (IEEE1547:2018) with Calibrated 200A Solid-Core CT, Consumption Metering available when used with Split Core CTs, ENV2-IQ-AM1-240 M ,Wattage: nan ,Non-Commissionable: No ,Item Classification: Inverters ,Item Status: Shippable | 486.6 | 447 | Shippable & Stock Qty Available |  | To be Listed
545 | 590-0012 | Description: Wiley Electronics, WEEB Grounding clip for ProSolar, WEEB-PMC ,Wattage: nan ,Non-Commissionable: No ,Item Classification: Electrical BOS ,Item Status: Vendor De-listing | 1.71 | 447 | De-Listing but Stock Qty Available |  | To be Listed
546 | 590-0107 | Description: UniRac, MicroRail, Enphase Engage Cable Clip, 205000S ,Wattage: nan ,Non-Commissionable: No ,Item Classification: Racking ,Item Status: Soligent De-listing | 1.01 | 447 | De-Listing but Stock Qty Available | USSSP110-1489 | Already Listed
547 | 220-0770 | Description: IronRidge, U-Bolt hardware Kit for 3” Pipe, 29-0300-HDW ,Wattage: nan ,Non-Commissionable: No ,Item Classification: Racking ,Item Status: Shippable | 3.61 | 446 | Shippable & Stock Qty Available |  | To be Listed
548 | 250-1409 | Description: UniRac, Ecolibrium, EcoFoot Universal Clamp Kit, ES10466 ,Wattage: nan ,Non-Commissionable: No ,Item Classification: Racking ,Item Status: Shippable | 18.31 | 441 | Shippable & Stock Qty Available | USMS100-0397 | Already Listed
549 | 360-0000 | Description: APsystems, AC Cable Connector (splice)– Female, 2300532032 ,Wattage: nan ,Non-Commissionable: No ,Item Classification: Inverters ,Item Status: Shippable | 9.33 | 441 | Shippable & Stock Qty Available | USSE100-0308 | Already Listed
550 | 260-0092 | Description: S-5!, Clamp, SolarFoot mount for Trapezoidal metal roofs, with butyl pads, (4) 8mm mounting holes and (1) M8-1.25 X 17mm Threaded Stud with Flange Nut, fasteners not included, for direct L-Foot mounting, SolarFoot ,Wattage: nan ,Non-Commissionable: No ,Item Classification: Racking ,Item Status: Shippable | 5.02 | 437 | Shippable & Stock Qty Available | USMS100-0256 | Already Listed
551 | 550-0232 | Description: Arlington, Strain Relief, Cord Grip, 1-Hole, 1/2", with locknut, 5 to 12mm holes (.200" - .472") OD Wire, Qty. 1, ARL LPCG50, 15-LPCG50 ,Wattage: nan ,Non-Commissionable: No ,Item Classification: Electrical BOS ,Item Status: Shippable | 3.03 | 436 | Shippable & Stock Qty Available |  | To be Listed
552 | 270-0158 | Description: QuickMount, Flashing, Tile Replacement, W-Tile, 4" Post, order with Base Mount #270-0898, Black Finish, Qty. 1, QMTR-W4-B-12 ,Wattage: nan ,Non-Commissionable: No ,Item Classification: Racking ,Item Status: Shippable | 13.19 | 434 | Shippable & Stock Qty Available | USMS100-0228 | Already Listed
553 | 250-1380 | Description: UniRac, RoofMount, RM5 & RMDT, Wire Management Clip, Qty. 1, 310850 ,Wattage: nan ,Non-Commissionable: No ,Item Classification: Racking ,Item Status: Shippable | 1.52 | 432 | Shippable & Stock Qty Available | USMS100-0350 | Already Listed
554 | 210-1082 | Description: UniRac, SolarMount Light Rail, 246", Mill Finish, 315246M ,Wattage: nan ,Non-Commissionable: No ,Item Classification: Racking ,Item Status: Shippable | 45.73 | 431 | Shippable & Stock Qty Available | USMS100-0300 | Already Listed
555 | 360-0026 | Description: NEP, BQ Female Connector, M1080250 ,Wattage: nan ,Non-Commissionable: No ,Item Classification: Inverters ,Item Status: Shippable | 12 | 430 | Shippable & Stock Qty Available | USEC001-0133 | Already Listed
556 | 360-0016 | Description: NEP, BQ Male Connector, M1080249 ,Wattage: nan ,Non-Commissionable: No ,Item Classification: Inverters ,Item Status: Shippable | 12 | 425 | Shippable & Stock Qty Available | USEC001-0134 | Already Listed
557 | 550-0296 | Description: UniRac, Ecolibrium, Wire Management EcoTray, Tray 96", ES10812 ,Wattage: nan ,Non-Commissionable: No ,Item Classification: Racking ,Item Status: Shippable | 39.72 | 424 | Shippable & Stock Qty Available |  | To be Listed
558 | 590-0003 | Description: UniRac, Grounding Lug, Tin Plated Copper, Qty. 1, 008002S ,Wattage: nan ,Non-Commissionable: No ,Item Classification: Racking ,Item Status: Shippable | 8.42 | 422 | Shippable & Stock Qty Available | USMS100-0338 | Already Listed
559 | 210-0526 | Description: SnapNrack, UR SpeedSeal Foot, Black, 242-02167 ,Wattage: nan ,Non-Commissionable: No ,Item Classification: Racking ,Item Status: Shippable | 6.12 | 421 | Shippable & Stock Qty Available |  | To be Listed
560 | 530-0011 | Description: Square D, Circuit Breaker, QO Breaker, 40A, 120/240VAC, 2-Pole, for QO Load Centers, 37366, QO240 ,Wattage: nan ,Non-Commissionable: No ,Item Classification: Electrical BOS ,Item Status: Shippable | 45.62 | 419 | Shippable & Stock Qty Available |  | To be Listed
561 | 210-1086 | Description: ProSolar, Support Rail, 2.0" Deep X 130” Black RoofTrac Rail, Qty. 1, R130-2.0B ,Wattage: nan ,Non-Commissionable: No ,Item Classification: Racking ,Item Status: Shippable | 33.59 | 418 | Shippable & Stock Qty Available | USMS100-0638 | Already Listed
562 | 260-0763 | Description: UniRac, SolarMount End Clamp, C, Preassembled, 33mm - 36mm, 2.00" Bolt, Dark, Qty. 1, 302022D ,Wattage: nan ,Non-Commissionable: No ,Item Classification: Racking ,Item Status: Shippable | 2.66 | 417 | Shippable & Stock Qty Available | USSSP110-1494 | Already Listed
563 | 270-0691 | Description: Oatey, Flashing, 0.5" to 1" dia, 18" x 18" Aluminum base, Clear, Qty. 1, 11833 ,Wattage: nan ,Non-Commissionable: No ,Item Classification: Racking ,Item Status: Shippable | 15.19 | 410 | Shippable & Stock Qty Available | USMS100-0585 | Already Listed
564 | 260-0170 | Description: IronRidge, BX Top Clamp Mill Finish, 32mm, BX-TCL-32MM-M1 ,Wattage: nan ,Non-Commissionable: No ,Item Classification: Racking ,Item Status: Shippable | 1.27 | 407 | Shippable & Stock Qty Available | USSE100-0100 | Already Listed
565 | 550-9063 | Description: UniRac, Heyco Sunrunner 1-2 PV Wire Clip, 008019S ,Wattage: nan ,Non-Commissionable: No ,Item Classification: Racking ,Item Status: Shippable | 47.85 | 407 | Shippable & Stock Qty Available |  | To be Listed
566 | 211-0422 | Description: ProSolar, FastJack, Standoff, E-Series 2", Qty. 1, FJE-200-1 ,Wattage: nan ,Non-Commissionable: No ,Item Classification: Racking ,Item Status: Shippable | 3.93 | 406 | Shippable & Stock Qty Available |  | To be Listed
567 | 210-1088 | Description: ProSolar, Support Rail, 2.0" Deep X 172” Clear RoofTrac Rail, Qty. 1, R172-2.0 ,Wattage: nan ,Non-Commissionable: No ,Item Classification: Racking ,Item Status: Shippable | 47.86 | 405 | Shippable & Stock Qty Available | USMS100-0641 | Already Listed
568 | 250-1405 | Description: UniRac, Ecolibrium, EcoFoot5D 83'' Ballast Tray, ES10488 ,Wattage: nan ,Non-Commissionable: No ,Item Classification: Racking ,Item Status: Shippable | 32.99 | 405 | Shippable & Stock Qty Available | USSSP110-1545 | Already Listed
569 | 271-0023-B | Description: "B" Grade UniRac, FlashLoc-RM, Flat Roof Attachment Base, Chem Link M-1 and 1-Part included in kit, Qty. 1 Pack of 10, 310999 ,Wattage: nan ,Non-Commissionable: No ,Item Classification: Racking ,Item Status: Soligent De-listing | 326.84 | 400 | De-Listing but Stock Qty Available |  | To be Listed
570 | 501-1051 | Description: Hellermann, Labels, WARNING: 120-VOLT SUPPLY, NEC.2014. Qty. 1, 596-00591 ,Wattage: nan ,Non-Commissionable: No ,Item Classification: Electrical BOS ,Item Status: Shippable | 1.75 | 395 | Shippable & Stock Qty Available |  | To be Listed
571 | 270-0999 | Description: QuickBolt, Flashing, Wide Based Hook Flashing, Galvolume (Coated Steel), 9" x 14", Qty. 1, 15890 ,Wattage: nan ,Non-Commissionable: No ,Item Classification: Racking ,Item Status: Shippable | 3.96 | 394 | Shippable & Stock Qty Available | USSE100-0222 | Already Listed
572 | 212-0006 | Description: UniRac, Tile Roof Hook, Flat Tile Side Mount, with 2 #14 X 3.5” Screws, 004AT1H ,Wattage: nan ,Non-Commissionable: No ,Item Classification: Racking ,Item Status: Shippable | 6.46 | 387 | Shippable & Stock Qty Available | USMS100-0433 | Already Listed
573 | 220-0349 | Description: IronRidge, SGA Top Cap, for 2" pipe, 70-0200-SGA ,Wattage: nan ,Non-Commissionable: No ,Item Classification: Racking ,Item Status: Shippable | 36.32 | 386 | Shippable & Stock Qty Available | USMS100-0052 | Already Listed
574 | 110-1308 | Description: Canadian Solar, 395W PV Module, 1250mm (~49.2 in) PV Wire, MC-4, 35mm Black Frame on Black Back-Sheet, BOB, Mono-PERC, 20A Fuse, 1000VDC, 369.1 PTC, 25/25 Warranty, CS3N-395MS,F23 ,Wattage: 395.0 ,Non-Commissionable: No ,Item Classification: PV Modules ,Item Status: Soligent De-listing | 158 | 376 | De-Listing but Stock Qty Available | USSP100-0010 | Already Listed
575 | 260-0812 | Description: ProSolar, End Clamp, 1.963"-1.988" (49.9mm-50.4mm), Includes (1) non-bonding Channel Nut and hardware, Clear, Qty. 1, C1968EC-1-G ,Wattage: nan ,Non-Commissionable: No ,Item Classification: Racking ,Item Status: Shippable | 2.68 | 376 | Shippable & Stock Qty Available |  | To be Listed
576 | 270-2001 | Description: Heyco, SunScreener (Critter-Guard) Stainless Steel Wire Mesh Clip, Color: Black, Qty.1 Box of 100, 18-S6438 ,Wattage: nan ,Non-Commissionable: No ,Item Classification: Racking ,Item Status: Shippable | 58.23 | 375 | Shippable & Stock Qty Available | USMS100-0573 | Already Listed
577 | 260-0643 | Description: EJOT, Stainless Steel Hanger Bolt for Metal, 8mm x 85mm Self-Drilling, 10mm x 50mm Stud, JT3-SB-3-8.0 x 85/50 FZD, 3340898905 ,Wattage: nan ,Non-Commissionable: No ,Item Classification: Racking ,Item Status: Shippable | 5.26 | 374 | Shippable & Stock Qty Available | USMS100-0556 | Already Listed
578 | 550-0056 | Description: Multi-Contact, Latching Connector Dis-Assembly Tool Pair, Red, Include with MC4 locking connectors, PV-MS, 32.6024 ,Wattage: nan ,Non-Commissionable: No ,Item Classification: Electrical BOS ,Item Status: Shippable | 0.76 | 374 | Shippable & Stock Qty Available |  | To be Listed
579 | 550-0080 | Description: PV Wire, 10AWG, UL4703 with MC4, 600VDC, 6', 19-JMC4MF10PVDB6006 ,Wattage: nan ,Non-Commissionable: No ,Item Classification: Electrical BOS ,Item Status: Shippable | 6.76 | 369 | Shippable & Stock Qty Available |  | To be Listed
580 | 530-0012 | Description: Square D, Circuit Breaker, QO Breaker, 50A, 120/240VAC, 2-Pole, for QO Load Centers, QO250 ,Wattage: nan ,Non-Commissionable: No ,Item Classification: Electrical BOS ,Item Status: Shippable | 37.33 | 365 | Shippable & Stock Qty Available |  | To be Listed
581 | 580-0019 | Description: Square D, AC Disconnect, NEMA 3R, 60A, 240V, 2-Pole Fused, Neutral Bar, Hub, 49705, D222NRB ,Wattage: nan ,Non-Commissionable: No ,Item Classification: Electrical BOS ,Item Status: Shippable | 145.99 | 364 | Shippable & Stock Qty Available |  | To be Listed
582 | 270-0942 | Description: IronRidge, Conduit Mount/Flashing for Composition roofs, for ¾ / 1” EMT, 9" x 12", Black, Qty. 1 box of 4, FM-CM-001-B ,Wattage: nan ,Non-Commissionable: No ,Item Classification: Racking ,Item Status: Vendor De-listing | 55.84 | 362 | De-Listing but Stock Qty Available | USMS100-0120 | Already Listed
583 | 260-0820 | Description: ProSolar, Mid Clamp, 2.75" (49.9mm to 50.4mm), Includes (1) Channel Nut with grounding buss bar, lock washer and hardware, Clear, Qty. 1, C275IMC-1-G ,Wattage: nan ,Non-Commissionable: No ,Item Classification: Racking ,Item Status: Shippable | 2.68 | 358 | Shippable & Stock Qty Available |  | To be Listed
584 | 580-0235 | Description: Siemens, 30A 2 Pole 240V Non-Fused Disconnect, GNF221RA ,Wattage: nan ,Non-Commissionable: No ,Item Classification: Electrical BOS ,Item Status: Shippable | 51.72 | 358 | Shippable & Stock Qty Available |  | To be Listed
585 | 540-0201 | Description: Bussmann, FRN-R-20, 20A Class RK5 Cartridge Fuse, 250Vac, Qty. 1, FRN-R-20 OR ECNR20 ,Wattage: nan ,Non-Commissionable: No ,Item Classification: Electrical BOS ,Item Status: Shippable | 5.68 | 357 | Shippable & Stock Qty Available |  | To be Listed
586 | 580-0236 | Description: Siemens, 60A 2 Pole 240V Non-Fused Disconnect, GNF222RA ,Wattage: nan ,Non-Commissionable: No ,Item Classification: Electrical BOS ,Item Status: Shippable | 58.74 | 357 | Shippable & Stock Qty Available |  | To be Listed
587 | 210-0990 | Description: UniRac, SolarMount Rail, 132", Mill Finish, Qty. 1, 310132M ,Wattage: nan ,Non-Commissionable: No ,Item Classification: Racking ,Item Status: Shippable | 34.18 | 355 | Shippable & Stock Qty Available |  | To be Listed
588 | 540-0212 | Description: 80A Class RK5 Time Delay Cartridge Fuse, 250Vac, FLNR080 ,Wattage: nan ,Non-Commissionable: No ,Item Classification: Electrical BOS ,Item Status: Shippable | 28.89 | 354 | Shippable & Stock Qty Available |  | To be Listed
589 | 210-1119 | Description: K2, 44X CrossRail, 166" Mill Finish, 4000019 ,Wattage: nan ,Non-Commissionable: No ,Item Classification: Racking ,Item Status: Shippable | 30.39 | 353 | Shippable & Stock Qty Available | USMS100-0005 | Already Listed
590 | 260-0412 | Description: EJOT, Stainless Steel Hanger Bolt for wood, 8mm dia x 150mm long Lag, 10mm dia x 50mm Stud, JA3-SB-8.0x150/50-FZD, Qty. 1, 6660108009 ,Wattage: nan ,Non-Commissionable: No ,Item Classification: Racking ,Item Status: Shippable | 4.44 | 351 | Shippable & Stock Qty Available | USMS100-0564 | Already Listed
591 | 260-0772 | Description: UniRac, SolarMount Mid Clamp, B-C, 30mm-36mm, Preassembled Integrated Bonding, Clear SS, Qty. 1 , 302027C ,Wattage: nan ,Non-Commissionable: No ,Item Classification: Racking ,Item Status: Shippable | 2.75 | 351 | Shippable & Stock Qty Available | USSSP110-1501 | Already Listed
592 | 270-0193 | Description: S-5!, ¼-14 X 1-1/2” Metal to Wood, 3/8” Hex Washer Head Milled Point Screw, Qty. 1 pack of 50, 1.5” Metal to Wood Screw ,Wattage: nan ,Non-Commissionable: No ,Item Classification: Racking ,Item Status: Shippable | 12.66 | 349 | Shippable & Stock Qty Available | USMS100-0540 | Already Listed
593 | 590-0062 | Description: Wiley Electronics, WEEB Bonding Jumper 8.0 for Splicing, with grounding clip, hardware not included, WEEB-BNDJMP8.0 ,Wattage: nan ,Non-Commissionable: No ,Item Classification: Electrical BOS ,Item Status: Soligent De-listing | 5.79 | 349 | De-Listing but Stock Qty Available |  | To be Listed
594 | 260-0560 | Description: ProSolar, End Clamp 1.660" (42.0mm-42.6mm), Clear, Qty. 1, C1660EC-1 ,Wattage: nan ,Non-Commissionable: No ,Item Classification: Racking ,Item Status: Vendor De-listing | 1.57 | 348 | De-Listing but Stock Qty Available | USMS100-0427 | Already Listed
595 | 570-1228 | Description: SolarEdge, Energy Net Communications Plug-In, for Wireless Communication with Energy Bank Batter or Home Load Controller, 1 EACH, ENET-HBNP-01 ,Wattage: nan ,Non-Commissionable: No ,Item Classification: Energy Storage ,Item Status: Shippable | 57.58 | 347 | Shippable & Stock Qty Available | USCG001-0006 | Already Listed
596 | 480-0029 | Description: Enphase, IQ Battery 5P, Base Unit, Cover, and Wall Bracket, 5kWh LFP Battery, with 6 Integrated IQ8D-BAT Inverters, NEMA 3R, IQBATTERY-5P-1P-NA ,Wattage: 5000.0 ,Non-Commissionable: No ,Item Classification: Energy Storage ,Item Status: Shippable | 3240.74 | 345 | Shippable & Stock Qty Available |  | To be Listed
597 | 570-0014 | Description: NEP, BDG-256 External Package with Wi-Fi Dongle, Wi-Fi Booster and Outdoor Enclosure, NC0124-US-BK ,Wattage: nan ,Non-Commissionable: No ,Item Classification: Inverters ,Item Status: Shippable | 385.33 | 345 | Shippable & Stock Qty Available | USSB100-0122 | Already Listed
598 | 260-0896 | Description: SunModo, Mid Clamp Kit with Shared Rail Adaptor, Clear, K10182-001 ,Wattage: nan ,Non-Commissionable: No ,Item Classification: Racking ,Item Status: Vendor De-listing | 3.99 | 344 | De-Listing but Stock Qty Available |  | To be Listed
599 | 540-0210 | Description: 50A Class RK5 Time Delay Cartridge Fuse, 250Vac, FLNR050 ,Wattage: nan ,Non-Commissionable: No ,Item Classification: Electrical BOS ,Item Status: Shippable | 11.54 | 340 | Shippable & Stock Qty Available |  | To be Listed
600 | 580-0037 | Description: Square D, Disconnect, NEMA 3R, 30A, 600VAC/600VDC, 3-Pole Unfused, Hub, 63833, HU361RB ,Wattage: nan ,Non-Commissionable: No ,Item Classification: Electrical BOS ,Item Status: Shippable | 135.8 | 340 | Shippable & Stock Qty Available |  | To be Listed
601 | 211-0201 | Description: ProSolar, FastJack, Standoff, Commercial E-Series, 12"H, 1.25" Dia, Hardware not included, Qty. 1, CFJE-1200-1 ,Wattage: nan ,Non-Commissionable: No ,Item Classification: Racking ,Item Status: Shippable | 10.47 | 338 | Shippable & Stock Qty Available |  | To be Listed
602 | 260-0103 | Description: IronRidge, Stopper Sleeve, 30mm, Clear, Qty. 1, UFO-STP-30MM-M1 ,Wattage: nan ,Non-Commissionable: No ,Item Classification: Racking ,Item Status: Shippable | 0.71 | 337 | Shippable & Stock Qty Available | USMS100-0089 | Already Listed
603 | 550-0526 | Description: Amphenol, UTX Connector with Boot for 4.5 mm to 7.4 mm OD #10AWG PV Wire, Male, 1500VDC UL, Machined/Cold-formed Contacts, 18-UTXCMB6AM ,Wattage: nan ,Non-Commissionable: No ,Item Classification: Electrical BOS ,Item Status: Shippable | 1.76 | 337 | Shippable & Stock Qty Available |  | To be Listed
604 | 501-0150 | Description: Hellermann, Label, RAPID SHUTDOWN SWITCH FOR SOLAR PV SYSTEM, Reflective, 6.5 X 1", NEC 2017, Qty. 1, 596-00887 ,Wattage: nan ,Non-Commissionable: No ,Item Classification: Electrical BOS ,Item Status: Shippable | 3.61 | 336 | Shippable & Stock Qty Available |  | To be Listed
605 | 270-0058 | Description: IronRidge, FX, Rail-Less Trim End Caps Kit, All Sizes, 1 Pair, Qty 1 Kit, FX-TRIM-CAP ,Wattage: nan ,Non-Commissionable: No ,Item Classification: Racking ,Item Status: Shippable | 1.11 | 335 | Shippable & Stock Qty Available | USMS100-0497 | Already Listed
606 | 551-0023 | Description: 4x4x4 PVC Junction Box, Qyt.1, KRALOY JB444 ,Wattage: nan ,Non-Commissionable: No ,Item Classification: Electrical BOS ,Item Status: Shippable | 25.44 | 335 | Shippable & Stock Qty Available |  | To be Listed
607 | 250-1402 | Description: UniRac, Ecolibrium, EcoFoot5D 82'' Wind Deflector, ES10496 ,Wattage: nan ,Non-Commissionable: No ,Item Classification: Racking ,Item Status: Shippable | 13.04 | 334 | Shippable & Stock Qty Available | USSSP110-1547 | Already Listed
608 | 211-0058 | Description: QuickMount, Single Slot L-Foot Only, Black Finish, Qty. 1, QMC-LF-B-12 ,Wattage: nan ,Non-Commissionable: No ,Item Classification: Racking ,Item Status: Shippable | 2.06 | 332 | Shippable & Stock Qty Available | USMS100-0217 | Already Listed
609 | 510-0288 | Description: EZ-Solar, Flashed Wire Entry/Junction Box for Comp Roofs, 12 X 12” Flashing, Polycarbonate with mounting Screws, JB-1.XL ,Wattage: nan ,Non-Commissionable: No ,Item Classification: Electrical BOS ,Item Status: Shippable | 47.84 | 332 | Shippable & Stock Qty Available |  | To be Listed
610 | 550-0527 | Description: Amphenol, UTX Connector with Boot for 4.5 mm to 7.4 mm OD #10AWG PV Wire, Female, 1500VDC UL, Machined/Cold-formed Contacts, 18-UTXCFB6AM ,Wattage: nan ,Non-Commissionable: No ,Item Classification: Electrical BOS ,Item Status: Shippable | 2.12 | 332 | Shippable & Stock Qty Available |  | To be Listed
611 | 551-0100 | Description: 1" EMT RainTight Compression Connector, Qty: 1, 653SRT, 0259-2753 ,Wattage: nan ,Non-Commissionable: No ,Item Classification: Electrical BOS ,Item Status: Shippable | 2.26 | 330 | Shippable & Stock Qty Available |  | To be Listed
612 | 550-9060 | Description: UniRac, NXT HORIZON WIRE MGMT CLIP, WRMCLPD1 ,Wattage: nan ,Non-Commissionable: No ,Item Classification: Racking ,Item Status: Shippable | 0.31 | 329 | Shippable & Stock Qty Available | USMS100-0363 | Already Listed
613 | 250-1376 | Description: UniRac, Roof Mount, RM5, Wind Deflector 84”, Qty. 1, 310810 ,Wattage: nan ,Non-Commissionable: No ,Item Classification: Racking ,Item Status: Shippable | 21.49 | 328 | Shippable & Stock Qty Available | USMS100-0355 | Already Listed
614 | 501-0119 | Description: Hellermann, Labels, Clear Overlaminate for Variable Imprint Rating Label, 4.2 X 2.25" Qty. 1, 596-00242 ,Wattage: nan ,Non-Commissionable: No ,Item Classification: Electrical BOS ,Item Status: Shippable | 1.09 | 327 | Shippable & Stock Qty Available |  | To be Listed
615 | 501-0151 | Description: Hellermann, Label, SOLAR PV SYSTEM EQUIPPED WITH RAPID SHUTDOWN, Yellow, 6 X 4", NEC 2017, Qty. 1, 596-00885 ,Wattage: nan ,Non-Commissionable: No ,Item Classification: Electrical BOS ,Item Status: Shippable | 4.9 | 326 | Shippable & Stock Qty Available |  | To be Listed
616 | 551-0254 | Description: 3/4" 2 Screw NM Cable Connector, (Romex Connector) ,Wattage: nan ,Non-Commissionable: No ,Item Classification: Electrical BOS ,Item Status: Shippable | 3.43 | 325 | Shippable & Stock Qty Available |  | To be Listed
617 | 210-1077 | Description: UniRac, Standoff, 2 Piece Aluminum Flat-top, 6", Mill Finish, without Lag Bolts, Qty. 1, 004600M ,Wattage: nan ,Non-Commissionable: No ,Item Classification: Racking ,Item Status: Shippable | 10.44 | 324 | Shippable & Stock Qty Available | USMS100-0576 | Already Listed
618 | 270-0157 | Description: QuickMount, Flashing, Tile Replacement, Flat Tile, 3-1/4" Post, order with Base Mount #270-0898, Black Finish, Qty. 1, QMTR-F3.25-B-12 ,Wattage: nan ,Non-Commissionable: No ,Item Classification: Racking ,Item Status: Shippable | 13.19 | 324 | Shippable & Stock Qty Available | USMS100-0508 | Already Listed
619 | 270-0776 | Description: QuickMount, Flashing, Conduit Penetration Flashings, Mill Finish, CONDUIT, Qty. 1, QMCPC-A-12 ,Wattage: nan ,Non-Commissionable: No ,Item Classification: Racking ,Item Status: Shippable | 11.88 | 324 | Shippable & Stock Qty Available | USMS100-0237 | Already Listed
620 | 321-0234 | Description: APsystems, DS3-S Micro Inverter, compatible with Dual 60/72-cell PV Modules, 240 volt, 60Hz, 640VA Peak Power, 60Vdc, 16A X 2 Max Input, MC4 Connector, 10 year Warranty, UL1741-SA, Rule-21, 119001 ,Wattage: 640.0 ,Non-Commissionable: No ,Item Classification: Inverters ,Item Status: Shippable | 201.22 | 324 | Shippable & Stock Qty Available | USIN100-0104 | Already Listed
621 | 213-0052 | Description: UniRac, Ecolibrium, MetalX, PM Adjust Slotted, ES11209 ,Wattage: nan ,Non-Commissionable: No ,Item Classification: Racking ,Item Status: Shippable | 7.71 | 323 | Shippable & Stock Qty Available |  | To be Listed
622 | 360-0004 | Description: APsystems, AC Bus Cable End Cap, for DS3, YC600 & QS1, 2060700017 ,Wattage: nan ,Non-Commissionable: No ,Item Classification: Inverters ,Item Status: Shippable | 10.67 | 323 | Shippable & Stock Qty Available | USWC001-0023 | Already Listed
623 | 270-1112 | Description: SnapNrack, Comp Flashing, 9” x 12”, Silver Alum (requires Umbrella Lag), 232-01376 ,Wattage: nan ,Non-Commissionable: No ,Item Classification: Racking ,Item Status: Shippable | 2.55 | 320 | Shippable & Stock Qty Available |  | To be Listed
624 | 210-1002 | Description: IronRidge, XR100, Rail 132" (11') Black, Qty. 1, XR-100-132B ,Wattage: nan ,Non-Commissionable: No ,Item Classification: Racking ,Item Status: Shippable | 37.54 | 316 | Shippable & Stock Qty Available | USMS100-0575 | Already Listed
625 | 570-1202 | Description: SolarEdge, Wireless Gateway (WiFi) with Antenna, SE-WFGW-B-S1-NA ,Wattage: nan ,Non-Commissionable: No ,Item Classification: Inverters ,Item Status: Shippable | 147.93 | 316 | Shippable & Stock Qty Available | USSSP110-1287 | Already Listed
626 | 211-0501 | Description: IronRidge, BOSS (Bonded Structural Splice) XR1000, Tool-Less Bonding Splice, Mill, Qty. 1, XR1000-BOSS-01-M1 ,Wattage: nan ,Non-Commissionable: No ,Item Classification: Racking ,Item Status: Shippable | 8 | 315 | Shippable & Stock Qty Available | USMS100-0589 | Already Listed
627 | 260-0796 | Description: ProSolar, End Clamp, 1.353"-1.378" (34.4mm-35.0mm), Includes (1) non-bonding Channel Nut and hardware, Black, Qty. 1, C1358EC-1B-G ,Wattage: nan ,Non-Commissionable: No ,Item Classification: Racking ,Item Status: Shippable | 2.97 | 313 | Shippable & Stock Qty Available | USMS100-0565 | Already Listed
628 | 110-1351 | Description: Sunmac, 370W PV Module, MC-4 Compatible Connector, PV Wire 1200mm (~47.2"), 35mm Black Frame with Black Back-Sheet, BOB, 120 1/2 Cell Mono PERC, 20A Max Fuse, 1500VDC, 345.7 PTC, 25/25 Warranty, SM370-M660NH-BB ,Wattage: 370.0 ,Non-Commissionable: No ,Item Classification: PV Modules ,Item Status: Vendor De-listing | 215.16 | 312 | De-Listing but Stock Qty Available |  | To be Listed
629 | 577-0248 | Description: SATIC, SaticShield Power Perfect Box, Single/Split Phase Electricity Conditioner by Filtering EMF (ElectroMagnetic Field) Radiation, Filtering Harmonics, Phase Correction, Voltage Regulation and Surge Protection, NEMA 3X, ES1PN, PPB ,Wattage: nan ,Non-Commissionable: No ,Item Classification: Electrical BOS ,Item Status: Shippable | 448.75 | 312 | Shippable & Stock Qty Available |  | To be Listed
630 | 310-0657 | Description: SolarEdge, SE10000H-US, HD-Wave, 1-Ph, Grid Tied Inverter, 10kW, 240Vac, 60 Hz, 3 Unfused Input, 12 Yr Warr, Ground-Fault/Arc-Fault Protection, Ungrounded, RS485 and Ethernet, - 40C, AC-RSD, UL-1741-SA, SetApp Enabled, Compatible with Energy Net Communicator, SE10000H- US000BEU4 ,Wattage: 10000.0 ,Non-Commissionable: No ,Item Classification: Inverters ,Item Status: Shippable | 2286.68 | 309 | Shippable & Stock Qty Available |  | To be Listed
631 | 570-0150 | Description: Enphase, Enpower USB Adapter Kit for IQ Envoy, Enables Wireless Communication with Encharge and Enpower, COMMS-KIT-01 ,Wattage: nan ,Non-Commissionable: No ,Item Classification: Energy Storage ,Item Status: Soligent De-listing | 107.95 | 309 | De-Listing but Stock Qty Available | USSE100-0072 | Already Listed
632 | 580-0227 | Description: Siemens, 60A 2 Pole 240V Fused Disconnect, GF222NRA ,Wattage: nan ,Non-Commissionable: No ,Item Classification: Electrical BOS ,Item Status: Shippable | 97.32 | 309 | Shippable & Stock Qty Available |  | To be Listed
633 | 260-0859 | Description: S-5!, Clamp, Size N, Mini, fits 1.5" nail strip metal roof profiles including triangle type profiles, No Bolt, S-5-N 1.5 Mini ,Wattage: nan ,Non-Commissionable: No ,Item Classification: Racking ,Item Status: Shippable | 5.03 | 306 | Shippable & Stock Qty Available | USSSP110-1132 | Already Listed
634 | 501-0125 | Description: Hellermann, Labels, WARNING: PHOTOVOLTAIC POWER SOURCE, Qty. 1, 596-00206 ,Wattage: nan ,Non-Commissionable: No ,Item Classification: Electrical BOS ,Item Status: Shippable | 2.2 | 305 | Shippable & Stock Qty Available |  | To be Listed
635 | 540-0037 | Description: 50A Class RK5 Time Delay Cartridge Fuse, 250Vac, Qty. 1, EDISON ECNR50 ,Wattage: nan ,Non-Commissionable: No ,Item Classification: Electrical BOS ,Item Status: Shippable | 9.11 | 301 | Shippable & Stock Qty Available |  | To be Listed
636 | 360-0033 | Description: NEP, MC-4 Male Sealing Cap, M3020022 ,Wattage: nan ,Non-Commissionable: No ,Item Classification: Inverters ,Item Status: Shippable | 3.66 | 300 | Shippable & Stock Qty Available | USEC001-0117 | Already Listed
637 | 360-0035 | Description: NEP, MC-4 Female Sealing Cap, M3020023 ,Wattage: nan ,Non-Commissionable: No ,Item Classification: Inverters ,Item Status: Shippable | 4 | 300 | Shippable & Stock Qty Available | USEC001-0118 | Already Listed
638 | 530-0153 | Description: Square D, 60A, 2-Pole Breaker, Qty.1, HOM260 ,Wattage: nan ,Non-Commissionable: No ,Item Classification: Electrical BOS ,Item Status: Shippable | 15 | 300 | Shippable & Stock Qty Available |  | To be Listed
639 | 540-0025 | Description: Ferraz, Fuse for Square D, AC Disconnect, TR, 60A, 250VAC, TR60R OR ECNR60 ,Wattage: nan ,Non-Commissionable: No ,Item Classification: Electrical BOS ,Item Status: Shippable | 11.3 | 300 | Shippable & Stock Qty Available |  | To be Listed
640 | 590-0120 | Description: IronRidge, BX 38” Row Bonding Jumper, BX-RB38-M1 ,Wattage: nan ,Non-Commissionable: No ,Item Classification: Racking ,Item Status: Shippable | 7.99 | 300 | Shippable & Stock Qty Available | USMS100-0073 | Already Listed
641 | 530-0010 | Description: Square D, Circuit Breaker, QO Breaker, 30A, 120/240VAC, 2-Pole, for QO Load Centers, 37245, QO230 ,Wattage: nan ,Non-Commissionable: No ,Item Classification: Electrical BOS ,Item Status: Shippable | 32.13 | 299 | Shippable & Stock Qty Available |  | To be Listed
642 | 270-1028 | Description: UniRac, Solarmount End Cap, for Standard rail, UV Black, Qty. 1, 309003P ,Wattage: nan ,Non-Commissionable: No ,Item Classification: Racking ,Item Status: Shippable | 0.71 | 297 | Shippable & Stock Qty Available | USMS100-0309 | Already Listed
643 | 550-0297 | Description: UniRac, Ecolibrium, Wire Management EcoTray, Base, 6", ES10810 ,Wattage: nan ,Non-Commissionable: No ,Item Classification: Racking ,Item Status: Shippable | 4.01 | 297 | Shippable & Stock Qty Available | USMS100-0532 | Already Listed
644 | 210-0527 | Description: SnapNrack, UR-40 Rail End Cap, 232-02452 ,Wattage: nan ,Non-Commissionable: No ,Item Classification: Racking ,Item Status: Shippable | 0.92 | 296 | Shippable & Stock Qty Available |  | To be Listed
645 | 210-0992 | Description: UniRac, SolarMount Rail, 208", Mill Finish, Qty. 1, 320208M ,Wattage: nan ,Non-Commissionable: No ,Item Classification: Racking ,Item Status: Shippable | 53.84 | 295 | Shippable & Stock Qty Available | USMS100-0294 | Already Listed
646 | 240-0666 | Description: ProSolar, U-Bolt Assembly, 2”, Qty. 1, A-UAS-1S-2” ,Wattage: nan ,Non-Commissionable: No ,Item Classification: Racking ,Item Status: Shippable | 7.41 | 295 | Shippable & Stock Qty Available | USMS100-0534 | Already Listed
647 | 550-0139 | Description: Strain Relief, EL Strain Relf, Nylon 3/4", (.385-.750), ARL-LPCG757 ,Wattage: nan ,Non-Commissionable: No ,Item Classification: Electrical BOS ,Item Status: Shippable | 4.7 | 293 | Shippable & Stock Qty Available |  | To be Listed
648 | 540-0022 | Description: Ferraz, Fuse for Square D, AC Disconnect, TR, 30A, 250VAC, TR30R ,Wattage: nan ,Non-Commissionable: No ,Item Classification: Electrical BOS ,Item Status: Shippable | 6.91 | 290 | Shippable & Stock Qty Available |  | To be Listed
649 | 110-1354 | Description: Sunergy, 365W PV Module, MC-4 Compatible Connector, PV Wire 1200mm ~47.2"), 35mm Black Frame with Black Back-Sheet, BOB, 120 1/2 Cell Mono, 20A Max Fuse, 1000VDC, 336.6W PTC, 12/25 Warranty, VSUN365-120M-BB ,Wattage: 365.0 ,Non-Commissionable: No ,Item Classification: PV Modules ,Item Status: Soligent De-listing | 104.025 | 285 | De-Listing but Stock Qty Available |  | To be Listed
650 | 110-1401 | Description: Canadian Solar, 400W PV Module, 1250mm (~49.2 in) PV Wire, MC-4, 35mm Black Frame on Black Back-Sheet, BOB, 132 Mono-PERC Cells, 20A Fuse, 1000VDC, 373.9 PTC, 25/25 Warranty, CS3N-400MS,F30 ,Wattage: 400.0 ,Non-Commissionable: No ,Item Classification: PV Modules ,Item Status: Vendor De-listing | 231.6 | 283 | De-Listing but Stock Qty Available |  | To be Listed
651 | 210-1081 | Description: UniRac, SolarMount Rail, 246", Clear Anodized Finish, Qty. 1, 310246C ,Wattage: nan ,Non-Commissionable: No ,Item Classification: Racking ,Item Status: Shippable | 78.45 | 283 | Shippable & Stock Qty Available | USMS100-0304 | Already Listed
652 | 590-0129 | Description: QuickMount, QMR Quick Rail, M8 X 20mm T-Bolt w/ Nut, w/Nylon Patch, SS, Qty 1 Bag of 50, QMR-TB20P-A-300 ,Wattage: nan ,Non-Commissionable: No ,Item Classification: Racking ,Item Status: Shippable | 30.38 | 283 | Shippable & Stock Qty Available | USMS100-0607 | Already Listed
653 | 260-0666 | Description: ProSolar, End Clamp 1.762" (44.7mm-45.2mm), Black, Qty. 1, C1762EC-1B ,Wattage: nan ,Non-Commissionable: No ,Item Classification: Racking ,Item Status: Vendor De-listing | 1.71 | 282 | De-Listing but Stock Qty Available | USMS100-0652 | Already Listed
654 | 210-1076 | Description: UniRac, Standoff, 2 Piece Aluminum Flat-top, 4", Mill Finish, without Lag Bolts, Qty. 1, 004400M ,Wattage: nan ,Non-Commissionable: No ,Item Classification: Racking ,Item Status: Shippable | 8.99 | 281 | Shippable & Stock Qty Available | USMS100-0601 | Already Listed
655 | 530-1106 | Description: SolarEdge, 63A Breaker for StorEdge Backup Interface, Qty.1, CB-UPG-63-01 ,Wattage: nan ,Non-Commissionable: No ,Item Classification: Energy Storage ,Item Status: Shippable | 36.24 | 281 | Shippable & Stock Qty Available | USSE100-0255 | Already Listed
656 | 211-0016 | Description: QuickMount, Post, 1.25” OD X 3.25", Mill Finish, Qty. 1, QM-QBP-3.25-M1 ,Wattage: nan ,Non-Commissionable: No ,Item Classification: Racking ,Item Status: Shippable | 3.3 | 280 | Shippable & Stock Qty Available | USSSP110-1001 | Already Listed
657 | 260-0861 | Description: S-5!, Clamp, Size S, Mini, for Snap-Together roofs with Horizontal Seams under .540”, S-5-S mini ,Wattage: nan ,Non-Commissionable: No ,Item Classification: Racking ,Item Status: Shippable | 3.73 | 280 | Shippable & Stock Qty Available | USMS100-0592 | Already Listed
659 | 360-0352 | Description: Aptos, Female AC End Cable, 12AWG, 2m, AC_End_Cable-F-2m ,Wattage: nan ,Non-Commissionable: No ,Item Classification: Inverters ,Item Status: Vendor De-listing | 25.33 | 280 | De-Listing but Stock Qty Available |  | To be Listed
660 | 530-0199 | Description: Eaton, Circuit Breaker, BR Breaker, 30A, 240VAC, 2-Pole, for Enphase IQ Combiner+, and Enpower Smart Switch, BR230 ,Wattage: nan ,Non-Commissionable: No ,Item Classification: Electrical BOS ,Item Status: Shippable | 32.78 | 280 | Shippable & Stock Qty Available |  | To be Listed
661 | 590-0075 | Description: UniRac, SM(E) Grounding Clip, UGC-3 , Qty. 1, 008006S ,Wattage: nan ,Non-Commissionable: No ,Item Classification: Electrical BOS ,Item Status: Vendor De-listing | 0.76 | 280 | De-Listing but Stock Qty Available |  | To be Listed
662 | 551-0074 | Description: GroundRod 5/8" X 8', Qty.1, ERICO 615880 ,Wattage: nan ,Non-Commissionable: No ,Item Classification: Electrical BOS ,Item Status: Shippable | 28.32 | 278 | Shippable & Stock Qty Available |  | To be Listed
663 | 210-0596 | Description: UniRac, SolarMount Rail, 208", Clear Anodized Finish, Qty. 1, 310208C ,Wattage: nan ,Non-Commissionable: No ,Item Classification: Racking ,Item Status: Soligent De-listing | 64.51 | 276 | De-Listing but Stock Qty Available | USMS100-0305 | Already Listed
664 | 270-0045 | Description: IronRidge, FX, Rail-Less Mount 32mm, Black, Qty 1, FX-MOUNT-32MM-B ,Wattage: nan ,Non-Commissionable: No ,Item Classification: Racking ,Item Status: Soligent De-listing | 10.86 | 276 | De-Listing but Stock Qty Available |  | To be Listed
665 | 210-1037 | Description: UniRac, DGFT - Ground Fixed Tilt RAIL 246" MILL, 411246M ,Wattage: nan ,Non-Commissionable: No ,Item Classification: Racking ,Item Status: Shippable | 88.98 | 275 | Shippable & Stock Qty Available | USMS100-0374 | Already Listed
666 | 270-0919 | Description: UniRac, MicroRail, 40mm, 9" Splice , includes: base, cap, (3) cap screws, and bonding pins, Qty. 1, 230140B ,Wattage: nan ,Non-Commissionable: No ,Item Classification: Racking ,Item Status: Vendor De-listing | 8.91 | 273 | De-Listing but Stock Qty Available |  | To be Listed
667 | 540-0191 | Description: Littlefuse Fuse, 80A/600V-RK5, Fuse Qty.1, 15-FLSR080 ,Wattage: nan ,Non-Commissionable: No ,Item Classification: Electrical BOS ,Item Status: Shippable | 45.98 | 273 | Shippable & Stock Qty Available |  | To be Listed
668 | 110-1344 | Description: Boviet, Bifacial 370W PV Module, MC4 Compatible, 39.38" PV-Wire, 35mm Black Frame/Transparent-White Back Sheet, 120 1/2 Cut Cell, 347.8 PTC, 12/25 Warranty, BVM6610M-370S-H-HC-BF ,Wattage: 370.0 ,Non-Commissionable: No ,Item Classification: PV Modules ,Item Status: Soligent De-listing | 105.45 | 270 | De-Listing but Stock Qty Available |  | To be Listed
669 | 310-0663 | Description: SolarEdge, SE7600H-US HD-Wave, 1-Ph, Grid Tied Inverter, 7600W, 240Vac, 60 Hz, 2 Unfused Input, 12 Yr. Warranty, Ground-Fault/Arc-Fault Protection, Ungrounded, RS485 and Ethernet, -40C, AC RSD, UL1741-SA, SetApp Enabled, Compatible with Energy Net Communicator, SE7600H-US000BEU4 ,Wattage: 7600.0 ,Non-Commissionable: No ,Item Classification: Inverters ,Item Status: Shippable | 1819.51 | 270 | Shippable & Stock Qty Available |  | To be Listed
670 | 550-0522 | Description: UniRac, DGFT - Ground Fixed Tilt WIRE MANAGEMENT CLIP, 404015 ,Wattage: nan ,Non-Commissionable: No ,Item Classification: Racking ,Item Status: Shippable | 3.13 | 270 | Shippable & Stock Qty Available | USMS100-0665 | Already Listed
671 | 260-0118 | Description: IronRidge, Stopper Sleeve, 46mm, Black, Qty. 1, UFO-STP-46MM-B1 ,Wattage: nan ,Non-Commissionable: No ,Item Classification: Racking ,Item Status: Shippable | 0.79 | 269 | Shippable & Stock Qty Available | USMS100-0107 | Already Listed
672 | 260-0169 | Description: IronRidge, BX Top Clamp Mill Finish, 30mm, BX-TCL-30MM-M1 ,Wattage: nan ,Non-Commissionable: No ,Item Classification: Racking ,Item Status: Shippable | 1.33 | 268 | Shippable & Stock Qty Available | USSE100-0090 | Already Listed
673 | 270-0065 | Description: UniRac, E-Boss Bridge Tray, for Perpendicular to Rails Wire Management ~62”, use with Bridge Clips, 00802BT ,Wattage: nan ,Non-Commissionable: No ,Item Classification: Racking ,Item Status: Shippable | 4.36 | 267 | Shippable & Stock Qty Available |  | To be Listed
674 | 550-0170 | Description: QuickMount, QMR, SS Wire Management Clip for QMR Rails, QMR-WC-A-300 ,Wattage: nan ,Non-Commissionable: No ,Item Classification: Racking ,Item Status: Shippable | 0.26 | 267 | Shippable & Stock Qty Available | USMS100-0442 | Already Listed
675 | 270-1005 | Description: IronRidge, FX, Rail-Less Trim, Black, 35mm, For 2 60 Cell Portrait Module, 2008mm, ~79", Qty 1, FX-TRIM-35MM-B-2P ,Wattage: nan ,Non-Commissionable: No ,Item Classification: Racking ,Item Status: Shippable | 29.28 | 265 | Shippable & Stock Qty Available |  | To be Listed
676 | 270-9097 | Description: UniRac, #12-14 X 2.50 SS Screw, for FlashLoc, FlashLoc Duo, 003250W ,Wattage: nan ,Non-Commissionable: No ,Item Classification: Racking ,Item Status: Shippable | 0.98 | 264 | Shippable & Stock Qty Available | USSSP110-1553 | Already Listed
677 | 250-1401 | Description: UniRac, Ecolibrium, EcoFoot5D Base, 5° Landscape, ES10490 ,Wattage: nan ,Non-Commissionable: No ,Item Classification: Racking ,Item Status: Shippable | 7.14 | 262 | Shippable & Stock Qty Available | USMS100-0390 | Already Listed
678 | 260-0860 | Description: S-5!, Clamp, Size N, Mini, fits 1" nail strip metal roof profiles including triangle type profiles, S-5-N Mini ,Wattage: nan ,Non-Commissionable: No ,Item Classification: Racking ,Item Status: Shippable | 5.03 | 257 | Shippable & Stock Qty Available | USMS100-0623 | Already Listed
679 | 210-0216-B | Description: "B" Grade UniRac, FlashLoc Comp Kit, with Lag Bolt, Chemlink Sealant and Rail Hardware, Dark Finish, Qty. 1 Box of 20, 004085D ,Wattage: nan ,Non-Commissionable: No ,Item Classification: Racking ,Item Status: Soligent De-listing | 125.4 | 252 | De-Listing but Stock Qty Available |  | To be Listed
680 | 530-0232 | Description: Eaton-Cutler Hammer, Circuit Breaker, BR Breaker, 70A, 240VAC, 2-Pole, 18-C-H BR270 ,Wattage: nan ,Non-Commissionable: No ,Item Classification: Electrical BOS ,Item Status: Shippable | 18.53 | 252 | Shippable & Stock Qty Available |  | To be Listed
681 | 590-0132 | Description: SunModo, HR Ground Lug, K10469-003 ,Wattage: nan ,Non-Commissionable: No ,Item Classification: Racking ,Item Status: Vendor De-listing | 4.62 | 252 | De-Listing but Stock Qty Available |  | To be Listed
682 | 210-0194 | Description: UniRac, Tile Roof Hook, Flashing Flat Tile Mount, 004FLAT ,Wattage: nan ,Non-Commissionable: No ,Item Classification: Racking ,Item Status: Shippable | 4.01 | 251 | Shippable & Stock Qty Available |  | To be Listed
683 | 551-0028 | Description: 3/4 X 1/4" Pilot Drill, Qty.1, Ideal 36-576 ,Wattage: nan ,Non-Commissionable: No ,Item Classification: Electrical BOS ,Item Status: Shippable | 10.68 | 250 | Shippable & Stock Qty Available |  | To be Listed
684 | 260-0107 | Description: IronRidge, Stopper Sleeve, 33mm, Clear, Qty. 1, UFO-STP-33MM-M1 ,Wattage: nan ,Non-Commissionable: No ,Item Classification: Racking ,Item Status: Shippable | 0.71 | 247 | Shippable & Stock Qty Available | USMS100-0096 | Already Listed
685 | 210-0524 | Description: SunModo, Shared Rail Adaptor, K10176-001 ,Wattage: nan ,Non-Commissionable: No ,Item Classification: Racking ,Item Status: Soligent De-listing | 2.14 | 245 | De-Listing but Stock Qty Available |  | To be Listed
686 | 501-0155 | Description: Hellermann, Label, WARNING: ELECTRIC SHOCK HAZARD, 3.75 X 2", NEC 2017, Qty. 1, 596-00878 ,Wattage: nan ,Non-Commissionable: No ,Item Classification: Electrical BOS ,Item Status: Shippable | 1.75 | 245 | Shippable & Stock Qty Available |  | To be Listed
687 | 501-1032 | Description: Hellermann, Labels, WARNING: ELECTRIC SHOCK HAZARD, 2" x 3.75", NEC.2014. Qty. 1, 596-00497 ,Wattage: nan ,Non-Commissionable: No ,Item Classification: Electrical BOS ,Item Status: Shippable | 1.85 | 245 | Shippable & Stock Qty Available |  | To be Listed
688 | 211-0018 | Description: QuickMount, Post, 1.25” OD X 6.5", Mill Finish, Qty. 1, QM-QBP-6.5-M1 ,Wattage: nan ,Non-Commissionable: No ,Item Classification: Racking ,Item Status: Shippable | 4.48 | 243 | Shippable & Stock Qty Available | USSS100-0136 | Already Listed
689 | 260-0283 | Description: S-5!, PV Kit2.0, EdgeGrab, Bonding and Mounting Universal End-Clamp, for 30-46mm (1.18-1.81”) Frame, with 8mm Bolt, Stainless Steel mounting Disc, Use with S5! Clamps or Brackets, UL2703, S-5-PV Kit 2.0 Edge ,Wattage: nan ,Non-Commissionable: No ,Item Classification: Racking ,Item Status: Shippable | 7.23 | 243 | Shippable & Stock Qty Available | USMS100-0263 | Already Listed
690 | 210-1087 | Description: ProSolar, Support Rail, 2.0" Deep X 172” Black RoofTrac Rail, Qty. 1, R172-2.0B ,Wattage: nan ,Non-Commissionable: No ,Item Classification: Racking ,Item Status: Shippable | 42.57 | 242 | Shippable & Stock Qty Available | USMS100-0610 | Already Listed
691 | 270-0055 | Description: IronRidge, FX, Rail-Less Trim, Black, 40mm, For 1 60 Cell Landscape Module, 1663mm, ~65.5", Qty 1, FX-TRIM-40MM-B-L ,Wattage: nan ,Non-Commissionable: No ,Item Classification: Racking ,Item Status: Soligent De-listing | 24.47 | 241 | De-Listing but Stock Qty Available |  | To be Listed
692 | 501-0098 | Description: Hellermann, Labels, SOLAR DISCONNECT, 1" x 6.5", Qty. 1, 596-00246 ,Wattage: nan ,Non-Commissionable: No ,Item Classification: Electrical BOS ,Item Status: Shippable | 2.08 | 239 | Shippable & Stock Qty Available |  | To be Listed
693 | 530-0228 | Description: Square D, 20A, 2-Pole Breaker, Qty.1, 15-SD-HOM220 ,Wattage: nan ,Non-Commissionable: No ,Item Classification: Electrical BOS ,Item Status: Shippable | 21.62 | 237 | Shippable & Stock Qty Available |  | To be Listed
694 | 501-1040 | Description: Hellermann, Labels, CAUTION: PHOTOVOLTAIC SYSTEM IS BACKFED, NEC.2014. Qty. 1, 596-00587 ,Wattage: nan ,Non-Commissionable: No ,Item Classification: Electrical BOS ,Item Status: Shippable | 1.53 | 233 | Shippable & Stock Qty Available |  | To be Listed
695 | 540-0211 | Description: 60A Class RK5 Time Delay Cartridge Fuse, 250Vac, FLNR060 ,Wattage: nan ,Non-Commissionable: No ,Item Classification: Electrical BOS ,Item Status: Shippable | 12.88 | 233 | Shippable & Stock Qty Available |  | To be Listed
696 | 551-0014 | Description: 1" Insulated Bonding Bushing with Lug, Qty.1, ARL 452 ,Wattage: nan ,Non-Commissionable: No ,Item Classification: Electrical BOS ,Item Status: Shippable | 4.35 | 233 | Shippable & Stock Qty Available |  | To be Listed
697 | 260-0174 | Description: IronRidge, BX Top Clamp, Mill Finish 46mm, BX-TCL-46MM-M1 ,Wattage: nan ,Non-Commissionable: No ,Item Classification: Racking ,Item Status: Shippable | 1.27 | 231 | Shippable & Stock Qty Available | USMS100-0065 | Already Listed
698 | 270-0066 | Description: UniRac, E-Boss Comp Conduit Mount Kit, 8 X 12” Flashing for ¾ & 1” Conduit, 00822CM ,Wattage: nan ,Non-Commissionable: No ,Item Classification: Racking ,Item Status: Shippable | 9.57 | 231 | Shippable & Stock Qty Available | USMS100-0400 | Already Listed
699 | 551-0024 | Description: 6x6x4 PVC Junction Box, Qyt.1, KRALOY JB664 ,Wattage: nan ,Non-Commissionable: No ,Item Classification: Electrical BOS ,Item Status: Shippable | 22.7 | 231 | Shippable & Stock Qty Available |  | To be Listed
700 | 210-1007 | Description: IronRidge, XR1000, Rail 132" (11') Clear, Qty. 1, XR-1000-132A ,Wattage: nan ,Non-Commissionable: No ,Item Classification: Racking ,Item Status: Shippable | 54.86 | 230 | Shippable & Stock Qty Available | USMS100-0541 | Already Listed
701 | 270-0889 | Description: QuickMount, Accessory Frame Mount Bracket, for Solaredge Power Optimizer, 33mm module frame, racking agnostic, UL2703, Mill finish, COMPONENT, Qty. 1, QMAFB-33 A 1 ,Wattage: nan ,Non-Commissionable: No ,Item Classification: Racking ,Item Status: Vendor De-listing | 5.39 | 230 | De-Listing but Stock Qty Available |  | To be Listed
702 | 550-0384 | Description: PV Wire, 10AWG, UL4703 with H4, 600VDC, 15', 19-JH4MF10PVDB6015 ,Wattage: nan ,Non-Commissionable: No ,Item Classification: Electrical BOS ,Item Status: Soligent De-listing | 7.94 | 230 | De-Listing but Stock Qty Available |  | To be Listed
703 | 551-0197 | Description: 3/4" Flexible Aluminum Conduit Reduced Wall Flex Conduit, 100' Coil, 0012-6922 ,Wattage: nan ,Non-Commissionable: No ,Item Classification: Electrical BOS ,Item Status: Shippable | 110.46 | 230 | Shippable & Stock Qty Available |  | To be Listed
704 | 210-1039 | Description: UniRac, MicroRail, Raised Seal Flashing, 004020D ,Wattage: nan ,Non-Commissionable: No ,Item Classification: Racking ,Item Status: Vendor De-listing | 10.59 | 229 | De-Listing but Stock Qty Available | USMS100-0345 | Already Listed
705 | 270-9083 | Description: IronRidge, Contour Trim Outer Corner Cap, Black, Qty. 1, CTR-OUT-01-B1 ,Wattage: nan ,Non-Commissionable: No ,Item Classification: Racking ,Item Status: Shippable | 27.16 | 227 | Shippable & Stock Qty Available | USMS100-0176 | Already Listed
706 | 270-0897 | Description: ProSolar, End Cap, 2.5", Deep Channel, UV resistant plastic, Black, Qty. 1, A-ENDCAPD-1-B ,Wattage: nan ,Non-Commissionable: No ,Item Classification: Racking ,Item Status: Vendor De-listing | 0.72 | 225 | De-Listing but Stock Qty Available |  | To be Listed
707 | 430-0023 | Description: Cobra, Battery Cable, 2/0 AWG, Black, 600V, THW, by the foot, Code Approved, 2/0-X-FLEX-B, 430-0023 ,Wattage: nan ,Non-Commissionable: No ,Item Classification: Electrical BOS ,Item Status: Shippable | 5.94 | 225 | Shippable & Stock Qty Available |  | To be Listed
708 | 560-0072 | Description: Eaton-Cutler Hammer, Load Center, Surface Mount, 8 space 125A Main Lug, 120/240Vac, use BR breakers, NEMA 3R, BR816L125RP ,Wattage: nan ,Non-Commissionable: No ,Item Classification: Electrical BOS ,Item Status: Shippable | 73.58 | 224 | Shippable & Stock Qty Available |  | To be Listed
709 | 260-0792 | Description: ProSolar, End Clamp, 1.205"-1.30" (30.7mm-32mm), Includes (1) non-bonding Channel Nut and hardware, Black, Qty. 1, C1210EC-1B-G ,Wattage: nan ,Non-Commissionable: No ,Item Classification: Racking ,Item Status: Shippable | 2.97 | 221 | Shippable & Stock Qty Available | USMS100-0655 | Already Listed
710 | 550-9119 | Description: Solaria, BYD PV-TS02 Female to Staubli MC4 Male Extension/Adaptor, 45cm, ~17.7”, use with 550-9120 ,Wattage: nan ,Non-Commissionable: No ,Item Classification: Electrical BOS ,Item Status: Shippable |  | 221 | Shippable & Stock Qty Available |  | To be Listed
711 | 550-9120 | Description: Solaria, BYD PV-TS02 Male to Staubli MC4 Female Extension/Adaptor, 45cm, ~17.7”, use with 550-9119 ,Wattage: nan ,Non-Commissionable: No ,Item Classification: Electrical BOS ,Item Status: Shippable |  | 221 | Shippable & Stock Qty Available |  | To be Listed
712 | 260-0172 | Description: IronRidge, BX Top Clamp Mill Finish, 38mm, BX-TCL-38MM-M1 ,Wattage: nan ,Non-Commissionable: No ,Item Classification: Racking ,Item Status: Shippable | 1.27 | 218 | Shippable & Stock Qty Available | USMS100-0064 | Already Listed
713 | 260-0584 | Description: IronRidge, Frameless Mid Clamp, 0.07-0.38” (1.8-9.6mm), Black, FMLS-MC-001-B ,Wattage: nan ,Non-Commissionable: No ,Item Classification: Racking ,Item Status: Shippable | 10.56 | 218 | Shippable & Stock Qty Available | USMS100-0050 | Already Listed
714 | 250-1408 | Description: UniRac, Ecolibrium, EcoFoot5D Mid-Support Kit, ES10480 ,Wattage: nan ,Non-Commissionable: No ,Item Classification: Racking ,Item Status: Shippable | 2.62 | 212 | Shippable & Stock Qty Available | USMS100-0392 | Already Listed
715 | 550-9048 | Description: C-Tap Connector, Brown, 8-4AWG, Thin Wall, 15-54720 YC4L12 ,Wattage: nan ,Non-Commissionable: No ,Item Classification: Electrical BOS ,Item Status: Shippable | 11.18 | 212 | Shippable & Stock Qty Available |  | To be Listed
716 | 260-0898 | Description: SunModo, End Clamp Kit, 40mm Clear, K10224-140 ,Wattage: nan ,Non-Commissionable: No ,Item Classification: Racking ,Item Status: Vendor De-listing | 2.41 | 210 | De-Listing but Stock Qty Available |  | To be Listed
717 | 270-9100 | Description: QuickMount, Base Mount, for use with Tile Replacement, Mill Finish, QBLOCK, Qty. 1, QMTR-BM-A-12 ,Wattage: nan ,Non-Commissionable: No ,Item Classification: Racking ,Item Status: Shippable | 14.38 | 209 | Shippable & Stock Qty Available | USMS100-0671 | Already Listed
718 | 550-0523 | Description: TE Connectivity, SolarLok PV4 Connector with Boot for 6.0 to 7.8mm OD #10 AWG PV Wire, Male (-), 1500VDC, 18-2270024-1 ,Wattage: nan ,Non-Commissionable: No ,Item Classification: Electrical BOS ,Item Status: Shippable | 1.8 | 209 | Shippable & Stock Qty Available |  | To be Listed
719 | 270-0049 | Description: IronRidge, FX, Rail-Less Bridge, 32mm Black, Qty 1, FX-BRIDGE-32MM-B ,Wattage: nan ,Non-Commissionable: No ,Item Classification: Racking ,Item Status: Soligent De-listing | 8.01 | 208 | De-Listing but Stock Qty Available |  | To be Listed
720 | 440-0083 | Description: Quick Cable, Heat Shrink, 1/0-250MCM, 1.5”, Black, Qty. 1, UL Listed, 440-0083 ,Wattage: nan ,Non-Commissionable: No ,Item Classification: Electrical BOS ,Item Status: Shippable | 1.08 | 208 | Shippable & Stock Qty Available |  | To be Listed
721 | 450-0186 | Description: Enphase, IQ Battery 10T UL9540A Middle Wall Mounting Bracket, B10T-MWM-1280-O ,Wattage: nan ,Non-Commissionable: No ,Item Classification: Energy Storage ,Item Status: Shippable |  | 207 | Shippable & Stock Qty Available |  | To be Listed
722 | 500-0040 | Description: Outback, Busbar, 180A, Black, Long, TBB-BLACK ,Wattage: nan ,Non-Commissionable: No ,Item Classification: Inverters ,Item Status: Shippable | 23.61 | 205 | Shippable & Stock Qty Available | USSE100-0145 | Already Listed
723 | 210-1078 | Description: UniRac, Standoff, 2 Piece Aluminum Flat-top, 7", Mill Finish, without Lag Bolts, Qty. 1, 004700M ,Wattage: nan ,Non-Commissionable: No ,Item Classification: Racking ,Item Status: Shippable | 11.27 | 202 | Shippable & Stock Qty Available | USMS100-0602 | Already Listed
724 | 260-0822 | Description: IronRidge, End Clamp, M, 1.50", 38.1mm, Clear, Qty. 4, 29-7000-150 ,Wattage: nan ,Non-Commissionable: No ,Item Classification: Racking ,Item Status: Vendor De-listing | 5.22 | 202 | De-Listing but Stock Qty Available | USMS100-0476 | Already Listed
725 | 271-0007-B | Description: "B" Grade Curb only, Chemlink, Solar penetration seals, Low-Slope, 5” Diameter E-Curb Round Kit, contains: (3) curbs, F1367GR ,Wattage: nan ,Non-Commissionable: No ,Item Classification: Electrical BOS ,Item Status: Soligent De-listing | 31.96 | 200 | De-Listing but Stock Qty Available |  | To be Listed
726 | 551-0119 | Description: 1" Threaded LL Type Rigid Conduit Body with Cover & Gasket, Qty: 1, LL3CG, 0012-2044 ,Wattage: nan ,Non-Commissionable: No ,Item Classification: Electrical BOS ,Item Status: Shippable | 6.84 | 200 | Shippable & Stock Qty Available |  | To be Listed
727 | 551-0153 | Description: 1-1/4" EMT RainTight Compression Coupling, Qty: 1, 664SRT, 0259-0521 ,Wattage: nan ,Non-Commissionable: No ,Item Classification: Electrical BOS ,Item Status: Shippable | 4.36 | 200 | Shippable & Stock Qty Available |  | To be Listed
728 | 551-0233 | Description: 3/4" Insulated Bonding Bushing with Lug, Qty.1, APP GIB-75L-4AC 3/4 MALL GRD BUSH Pn: 6836594 ,Wattage: nan ,Non-Commissionable: No ,Item Classification: Electrical BOS ,Item Status: Soligent De-listing | 3.7 | 199 | De-Listing but Stock Qty Available |  | To be Listed
729 | 551-0120 | Description: 1" Threaded LR Type Rigid Conduit Body with Cover & Gasket, Qty: 1, LR3CG, 0012-2071 ,Wattage: nan ,Non-Commissionable: No ,Item Classification: Electrical BOS ,Item Status: Shippable | 6.84 | 197 | Shippable & Stock Qty Available |  | To be Listed
730 | 580-0189 | Description: Generac, SnapRS, Module Level RSD, 1 in-line with each PV module, 15A Max for NEC-2017/2020 Compliant, RS802 ,Wattage: nan ,Non-Commissionable: No ,Item Classification: Energy Storage ,Item Status: Shippable | 40.26 | 197 | Shippable & Stock Qty Available | USSE100-0086 | Already Listed
731 | 260-0764 | Description: UniRac, SolarMount End Clamp, D, Preassembled, 38MM - 40MM, 2.25" Bolt, Clear, Qty. 1 ,302023C ,Wattage: nan ,Non-Commissionable: No ,Item Classification: Racking ,Item Status: Shippable | 2.35 | 196 | Shippable & Stock Qty Available | USSSP110-1495 | Already Listed
732 | 430-0017 | Description: Battery Cable, Code Approved THW, Black, 2/0 x 12", with 3/8" lugs ,Wattage: nan ,Non-Commissionable: No ,Item Classification: Electrical BOS ,Item Status: Shippable | 12.76 | 196 | Shippable & Stock Qty Available |  | To be Listed
733 | 551-0108 | Description: 1" Flexible Aluminum Conduit Reduced Wall Flex Conduit, 100' Coil, 0012-6955 ,Wattage: nan ,Non-Commissionable: No ,Item Classification: Electrical BOS ,Item Status: Shippable | 208.2 | 196 | Shippable & Stock Qty Available |  | To be Listed
734 | 270-0941 | Description: QuickMount, Accessory Frame Mount Bracket Universal, UL2703 for SolarEdge Optimizer, or Enphase IQ, module frame thickness and racking agnostic, Mill finish, Qty. 1, QMAFBU-A-25 ,Wattage: nan ,Non-Commissionable: No ,Item Classification: Racking ,Item Status: Shippable | 4.85 | 195 | Shippable & Stock Qty Available | USMS100-0611 | Already Listed
735 | 551-0012 | Description: 1" EMT Rain Tight Compression Coupling, Qty.1, RACO 2924RT ,Wattage: nan ,Non-Commissionable: No ,Item Classification: Electrical BOS ,Item Status: Shippable | 5.81 | 195 | Shippable & Stock Qty Available |  | To be Listed
736 | 211-0485 | Description: IronRidge, Fixed Tilt Leg, Kit, 30", Mill, Qty. 1, TM-FTL-030 ,Wattage: nan ,Non-Commissionable: No ,Item Classification: Racking ,Item Status: Shippable | 30.79 | 194 | Shippable & Stock Qty Available | USMS100-0134 | Already Listed
737 | 321-0231 | Description: Enphase, IQ 8H Micro Inverter, compatible with 60 -72 cell PV Modules, 240V, 384VA Peak Power, MC4 DC Connectors, Female AC Connector, IQ8H-240-72-2-US / IQ8H-240-72-M-US ,Wattage: 384.0 ,Non-Commissionable: No ,Item Classification: Inverters ,Item Status: Shippable | 204.57 | 192 | Shippable & Stock Qty Available | USIN100-0108 | Already Listed
738 | 250-1450 | Description: UniRac, Roof Mount, RM-10-EVO North Ballast Bay, 10 Degrees, Qty. 1, 370011 ,Wattage: nan ,Non-Commissionable: No ,Item Classification: Racking ,Item Status: Shippable | 41.5 | 190 | Shippable & Stock Qty Available |  | To be Listed
739 | 260-0802 | Description: ProSolar, End Clamp, 1.567"-1.592" (39.9mm-40.4mm), Includes (1) non-bonding Channel Nut and hardware, Black, Qty. 1, C1572EC-1B-G ,Wattage: nan ,Non-Commissionable: No ,Item Classification: Racking ,Item Status: Shippable | 2.97 | 190 | Shippable & Stock Qty Available | USMS100-0600 | Already Listed
740 | 270-9080 | Description: IronRidge, Contour Trim Splice, Qty. 1, CTR-SPLC-01-M1 ,Wattage: nan ,Non-Commissionable: No ,Item Classification: Racking ,Item Status: Shippable | 1.81 | 190 | Shippable & Stock Qty Available | USMS100-0177 | Already Listed
741 | 551-0222 | Description: 3/4" Metallic Liquid Tight Straight Connector, Qty. 1, 1TOPAZ ELECTRIC 472 ,Wattage: nan ,Non-Commissionable: No ,Item Classification: Electrical BOS ,Item Status: Shippable | 5.62 | 189 | Shippable & Stock Qty Available |  | To be Listed
742 | 211-0484 | Description: IronRidge, Fixed Tilt Leg, Kit, 25", Mill, Qty. 1, TM-FTL-025 ,Wattage: nan ,Non-Commissionable: No ,Item Classification: Racking ,Item Status: Shippable | 29.31 | 187 | Shippable & Stock Qty Available | USMS100-0133 | Already Listed
743 | 430-0025 | Description: Cobra, Battery Cable, 4/0 AWG, Black, 600V, THW, by the foot, Code Approved, 4/0-X-FLEX-B, 430-0025 ,Wattage: nan ,Non-Commissionable: No ,Item Classification: Electrical BOS ,Item Status: Shippable | 8.78 | 187 | Shippable & Stock Qty Available |  | To be Listed
744 | 210-1092-B | Description: "B" Grade UniRac, NXT HORIZON STRONGHOLD Attachment Base and Open Slot L-Foot Kit for Comp Roof, Dark, SHCPKTD1 ,Wattage: nan ,Non-Commissionable: No ,Item Classification: Racking ,Item Status: Soligent De-listing | 113.6 | 186 | De-Listing but Stock Qty Available |  | To be Listed
745 | 270-0917 | Description: UniRac, Hardware, 3/8" bolt and EPDM washer, for 2-piece Aluminum Standoff, Qty. 1, 330007M ,Wattage: nan ,Non-Commissionable: No ,Item Classification: Racking ,Item Status: Shippable | 2.15 | 185 | Shippable & Stock Qty Available | USMS100-0292 | Already Listed
746 | 530-0190 | Description: Square D, 30A, 2-Pole Breaker, Qty.1, HOM230 ,Wattage: nan ,Non-Commissionable: No ,Item Classification: Electrical BOS ,Item Status: Shippable | 15 | 183 | Shippable & Stock Qty Available |  | To be Listed
747 | 530-1122 | Description: Eaton, Circuit Breaker, CHF Breaker, 20A, 240VAC, 2-Pole, CHF220 ,Wattage: nan ,Non-Commissionable: No ,Item Classification: Electrical BOS ,Item Status: Shippable | 25.59 | 183 | Shippable & Stock Qty Available |  | To be Listed
748 | 270-0899 | Description: QuickMount, Flashing, Tile Replacement, Flat Tile, 3-1/4" Post, order with Base Mount #270-0898, Mill Finish, Qty. 1, QMTR-F3.25-A-12 ,Wattage: nan ,Non-Commissionable: No ,Item Classification: Racking ,Item Status: Shippable | 12.75 | 182 | Shippable & Stock Qty Available | USMS100-0672 | Already Listed
749 | 210-1122 | Description: IronRidge, Aire Rail A1, Black, 170", AE-A1-170B ,Wattage: nan ,Non-Commissionable: No ,Item Classification: Racking ,Item Status: Shippable | 35.19 | 180 | Shippable & Stock Qty Available |  | To be Listed
750 | 260-0285 | Description: UniRac, Universal Aesthetic Fastener (Universal-AF) Mid Clamp, 30-46mm, Preassembled Integrated Bonding, Mill Finish, Qty. 1, 302045M ,Wattage: nan ,Non-Commissionable: No ,Item Classification: Racking ,Item Status: Shippable | 2.63 | 180 | Shippable & Stock Qty Available | USMS100-0316 | Already Listed
751 | 550-0137 | Description: Connector Adapter, TE Male(Neutral) to MC4 Male(-), 6-1394461-4 to 32.0017P0001-, PV Wire, Purchase in a set with #550-0421, 19-AMC4MTEMN10PVDB66 ,Wattage: nan ,Non-Commissionable: No ,Item Classification: Electrical BOS ,Item Status: Soligent De-listing | 4.1 | 180 | De-Listing but Stock Qty Available |  | To be Listed
752 | 590-0130 | Description: SunModo, Ground Lug, K10179-002 ,Wattage: nan ,Non-Commissionable: No ,Item Classification: Racking ,Item Status: Vendor De-listing | 4.41 | 179 | De-Listing but Stock Qty Available |  | To be Listed
753 | 213-0051 | Description: UniRac, Ecolibrium, EcoX Coupling, End, ES10146 ,Wattage: nan ,Non-Commissionable: No ,Item Classification: Racking ,Item Status: Shippable | 7.38 | 177 | Shippable & Stock Qty Available |  | To be Listed
754 | 310-0660 | Description: SolarEdge, SE3800H-US HD-Wave, 1-Ph, Grid Tied Inverter, 3800W, 208/240Vac, 60 Hz, 2 Unfused Input, 12 Yr. Warranty, Ground-Fault/Arc-Fault Protection, Ungrounded, RS485 and Ethernet, -40C, AC RSD, UL1741-SA, SetApp Enabled, Compatible with Energy Net Communicator, SE3800H-US000BEU4 ,Wattage: 3800.0 ,Non-Commissionable: No ,Item Classification: Inverters ,Item Status: Shippable | 1191.44 | 175 | Shippable & Stock Qty Available |  | To be Listed
755 | 450-0185 | Description: Enphase, IQ Battery 10T UL9540A Additional Wall Mounting Bracket, B10T-AWM-1280-O ,Wattage: nan ,Non-Commissionable: No ,Item Classification: Energy Storage ,Item Status: Shippable |  | 175 | Shippable & Stock Qty Available |  | To be Listed
756 | 551-0151 | Description: 1-1/4" EMT RainTight Compression Connector, Qty: 1, 654SRT, 0259-3896 ,Wattage: nan ,Non-Commissionable: No ,Item Classification: Electrical BOS ,Item Status: Shippable | 4.18 | 175 | Shippable & Stock Qty Available |  | To be Listed
757 | 212-0000 | Description: IronRidge, All Tile Hook Side Mount, (Incl. 2 Lags), Qty. 1, ATH-01-M1 ,Wattage: nan ,Non-Commissionable: No ,Item Classification: Racking ,Item Status: Shippable | 8.19 | 173 | Shippable & Stock Qty Available | USMS100-0115 | Already Listed
758 | 360-0009 | Description: APsystems, Sealing cap for MC-4 DC Connector - Male (purchase w/ F), 2060401006 ,Wattage: nan ,Non-Commissionable: No ,Item Classification: Inverters ,Item Status: Shippable | 1.33 | 173 | Shippable & Stock Qty Available | USEC001-0017 | Already Listed
759 | 360-0006 | Description: APsystems, Y3 AC Bus (Trunk) Cable for DS3, YC600 & QS1 Micro Inverters, (order 1 per Inverter), 12 AWG, 4m (~157”), 2322401303 ,Wattage: nan ,Non-Commissionable: No ,Item Classification: Inverters ,Item Status: Shippable | 30.67 | 171 | Shippable & Stock Qty Available | USWC001-0064 | Already Listed
760 | 501-0118 | Description: Hellermann, Labels, DC RATING LABEL, Variable Imprint Rating Label, Qty. 1, 596-00241 ,Wattage: nan ,Non-Commissionable: No ,Item Classification: Electrical BOS ,Item Status: Shippable | 1.02 | 169 | Shippable & Stock Qty Available |  | To be Listed
761 | 551-0252 | Description: Yellow Lumber Crayon, DCY3P ,Wattage: nan ,Non-Commissionable: No ,Item Classification: Electrical BOS ,Item Status: Shippable | 1.47 | 168 | Shippable & Stock Qty Available |  | To be Listed
762 | 570-1217 | Description: SolarEdge, 225A CT, 2 used with 240V Consumption Meter, QTY. 1, SECT-SPL-225A-T-20 ,Wattage: nan ,Non-Commissionable: No ,Item Classification: Inverters ,Item Status: Shippable | 32.25 | 167 | Shippable & Stock Qty Available |  | To be Listed
763 | 260-0175 | Description: IronRidge, BX Bottom Clamp, Mill Finish with 5/16” Flange Nut, BX-BCL-M1 ,Wattage: nan ,Non-Commissionable: No ,Item Classification: Racking ,Item Status: Shippable | 1.59 | 166 | Shippable & Stock Qty Available | USMS100-0066 | Already Listed
764 | 240-1529 | Description: SunModo, SunTurf, 2.5” Pipe Splice Kit, Internal, K10448-001 ,Wattage: nan ,Non-Commissionable: No ,Item Classification: Racking ,Item Status: Vendor De-listing | 8.25 | 165 | De-Listing but Stock Qty Available |  | To be Listed
765 | 250-1395 | Description: UniRac, Ecolibrium, EcoFoot2+ Base, 5° Portrait, 10° Landscape with EPDM Slip Strips , ES20142 ,Wattage: nan ,Non-Commissionable: No ,Item Classification: Racking ,Item Status: Shippable | 31.15 | 164 | Shippable & Stock Qty Available | USMS100-0395 | Already Listed
766 | 270-9082 | Description: IronRidge, Contour Trim Inside Corner Cap, Black, Qty. 1, CTR-IN-01-B1 ,Wattage: nan ,Non-Commissionable: No ,Item Classification: Racking ,Item Status: Shippable | 27.16 | 164 | Shippable & Stock Qty Available | USMS100-0175 | Already Listed
767 | 530-0112 | Description: Midnite Solar, Circuit Breaker, DIN Mount, 60A, 120VAC, UL1077, MNEAC60 ,Wattage: nan ,Non-Commissionable: No ,Item Classification: Electrical BOS ,Item Status: Shippable | 16.28 | 164 | Shippable & Stock Qty Available |  | To be Listed
768 | 211-0525 | Description: SunModo, HR300 Rail End Cap, Grey, A20297-001 ,Wattage: nan ,Non-Commissionable: No ,Item Classification: Racking ,Item Status: Vendor De-listing | 0.72 | 163 | De-Listing but Stock Qty Available |  | To be Listed
769 | 250-1452 | Description: UniRac, Roof Mount, RM-10-EVO Module Clamp Side Bolt, Bulk Packaging, Qty. 1, 370022 ,Wattage: nan ,Non-Commissionable: No ,Item Classification: Racking ,Item Status: Shippable | 0.59 | 162 | Shippable & Stock Qty Available | USMS100-0347 | Already Listed
770 | 501-0154 | Description: Hellermann, Label, WARNING: ELECTRIC SHOCK HAZARD DC VOLT PRESENT, NEC 2017, Qty. 1, 596-00879 ,Wattage: nan ,Non-Commissionable: No ,Item Classification: Electrical BOS ,Item Status: Shippable | 1.96 | 161 | Shippable & Stock Qty Available |  | To be Listed
771 | 530-1127 | Description: GE, Circuit Breaker, THQL Breaker, 40A, 240VAC, 2-Pole, THQL2140 ,Wattage: nan ,Non-Commissionable: No ,Item Classification: Electrical BOS ,Item Status: Shippable | 89.89 | 161 | Shippable & Stock Qty Available |  | To be Listed
772 | 212-0010 | Description: SnapNrack, Ultra Rail Tile Roof Hook WS, 242-01248 ,Wattage: nan ,Non-Commissionable: No ,Item Classification: Racking ,Item Status: Shippable | 7.53 | 160 | Shippable & Stock Qty Available |  | To be Listed
773 | 240-0767 | Description: SunModo, SunTurf, Pipe, HSS, 2", 2.375" OD X 12 Gauge, G-90, 60”, A21165-060 ,Wattage: nan ,Non-Commissionable: No ,Item Classification: Racking ,Item Status: Soligent De-listing | 22.46 | 160 | De-Listing but Stock Qty Available |  | To be Listed
774 | 510-0006 | Description: Midnite Solar, Combiner box, 120A for 6 PV breakers or 4 Fuses, MNPV6 ,Wattage: nan ,Non-Commissionable: No ,Item Classification: Electrical BOS ,Item Status: Shippable | 142.93 | 159 | Shippable & Stock Qty Available |  | To be Listed
775 | 210-0216 | Description: UniRac, FlashLoc Comp Kit, with Lag Bolt, Chemlink Sealant and Rail Hardware, Dark Finish, Qty. 1 Box of 20, 004085D ,Wattage: nan ,Non-Commissionable: No ,Item Classification: Racking ,Item Status: Shippable | 198.78 | 158 | Shippable & Stock Qty Available |  | To be Listed
776 | 360-0010 | Description: APsystems, Sealing cap for MC-4 DC Connector - Female (purchase w/ M), 2060402006 ,Wattage: nan ,Non-Commissionable: No ,Item Classification: Inverters ,Item Status: Shippable | 1.33 | 158 | Shippable & Stock Qty Available | USSE100-0260 | Already Listed
777 | 580-0152 | Description: SolarEdge, Energy Hub, Backup Interface, with 5kW Autoformer, Import/Export Meter, w/CT’s, Main Lug Only rated for Load Side Connection, BI-NUSGN-01 ,Wattage: nan ,Non-Commissionable: No ,Item Classification: Energy Storage ,Item Status: Vendor De-listing | 2150.64 | 158 | De-Listing but Stock Qty Available |  | To be Listed
778 | 110-1342 | Description: Sonali, 370W PV Module, MC4 Compatible, 400mm (~15.7”)Negative , 300mm (~11.8”) Positive PV Wire, 35mm Black Frame, White Back Sheet, BOW, 120 Mono 1/2 Cell, 20A Fuse, 1500VDC, 339.6 PTC, 20/25 Warranty, SS-M-370 ,Wattage: 370.0 ,Non-Commissionable: No ,Item Classification: PV Modules ,Item Status: Soligent De-listing | 193.6 | 156 | De-Listing but Stock Qty Available |  | To be Listed
779 | 270-0028 | Description: UniRac, U-LA Brace, 10.5 ft, 2", Aluminum, Qty. 1, 403201C ,Wattage: nan ,Non-Commissionable: No ,Item Classification: Racking ,Item Status: Shippable | 50.78 | 154 | Shippable & Stock Qty Available | USMS100-0281 | Already Listed
780 | 501-0149 | Description: Hellermann, Label, WARNING: POWER SOURCE OUTPUT CONNECTION. DO NOT RELOCATE THIS OVERCURRENT DEVICE, 2 X 1.25", NEC 2017, Qty. 1, 596-00883 ,Wattage: nan ,Non-Commissionable: No ,Item Classification: Electrical BOS ,Item Status: Shippable | 1.36 | 154 | Shippable & Stock Qty Available |  | To be Listed
781 | 550-0083 | Description: PV Wire, 10AWG, UL4703 with MC4, 600VDC, 30', 19-JMC4MF10PVDB6030 ,Wattage: nan ,Non-Commissionable: No ,Item Classification: Electrical BOS ,Item Status: Shippable | 22.72 | 154 | Shippable & Stock Qty Available |  | To be Listed
782 | 580-0020 | Description: Square D, AC Disconnect, NEMA 3R, 100A, 240V, 2-Pole Fused, Neutral Bar, 49821, D223NRB, 8390 ,Wattage: nan ,Non-Commissionable: No ,Item Classification: Electrical BOS ,Item Status: Shippable | 354.82 | 154 | Shippable & Stock Qty Available |  | To be Listed
783 | 110-1310 | Description: REC, 395W PV Module, 1.1/1.2m (43/47”)PV Wire, MC-4, 30mm Black Frame on Black Back-Sheet, BOB, 132 Heterojunction Cells, 25A Max Fuse, 1000VDC, 376.2 PTC, 20/25 Standard Warranty, REC395AA Pure ,Wattage: 395.0 ,Non-Commissionable: No ,Item Classification: PV Modules ,Item Status: Soligent De-listing | 250.825 | 153 | De-Listing but Stock Qty Available |  | To be Listed
784 | 220-0365 | Description: IronRidge, Diagonal Brace, 3in Sleeve, GM-DB3-SLV01-M1 ,Wattage: nan ,Non-Commissionable: No ,Item Classification: Racking ,Item Status: Shippable | 21.91 | 152 | Shippable & Stock Qty Available | USMS100-0141 | Already Listed
785 | 260-0821 | Description: ProSolar, Mid Clamp, 2.75" (49.9mm to 50.4mm), Includes (1) Channel Nut with grounding buss bar, lock washer and hardware, Black, Qty. 1, C275IMC-1B-G ,Wattage: nan ,Non-Commissionable: No ,Item Classification: Racking ,Item Status: Shippable | 2.7 | 152 | Shippable & Stock Qty Available |  | To be Listed
786 | 310-0661 | Description: SolarEdge, SE5000H-US HD-Wave, 1-Ph, Grid Tied Inverter, 5000W, 240Vac, 60 Hz, 2 Unfused Input, 12 Yr. Warranty, Ground-Fault/Arc-Fault Protection, Ungrounded, RS485 and Ethernet, -40C, AC RSD, UL1741-SA, SetApp Enabled, Compatible with Energy Net Communicator, SE5000H-US000BEU4 ,Wattage: 5000.0 ,Non-Commissionable: No ,Item Classification: Inverters ,Item Status: Shippable | 1516.25 | 152 | Shippable & Stock Qty Available |  | To be Listed
787 | 211-0044 | Description: UniRac, Adjustable Tilt Leg, 30", without L-Foot, Clear, Qty. 1, 307115M ,Wattage: nan ,Non-Commissionable: No ,Item Classification: Racking ,Item Status: Shippable | 28 | 151 | Shippable & Stock Qty Available | USMS100-0403 | Already Listed
788 | 501-0117 | Description: Hellermann, Labels, DC BACKUP RATING LABEL, Variable Imprint Rating Label, Qty. 1, 596-00240 ,Wattage: nan ,Non-Commissionable: No ,Item Classification: Electrical BOS ,Item Status: Shippable | 1.07 | 149 | Shippable & Stock Qty Available |  | To be Listed
789 | 540-0018 | Description: Ferraz, Fuse for Square D, AC Disconnect, TR, 100A, 250VAC, TR100R ,Wattage: nan ,Non-Commissionable: No ,Item Classification: Electrical BOS ,Item Status: Shippable | 19.97 | 147 | Shippable & Stock Qty Available |  | To be Listed
790 | 530-0200 | Description: Eaton, Circuit Breaker, BR Breaker, 40A, 240VAC, 2-Pole, for Enphase IQ Combiner+, and Enpower Smart Switch, BR240 ,Wattage: nan ,Non-Commissionable: No ,Item Classification: Electrical BOS ,Item Status: Shippable | 21.62 | 146 | Shippable & Stock Qty Available |  | To be Listed
791 | 260-0411 | Description: EJOT, Stainless Steel Hanger Bolt for wood, 8mm dia x 130mm long Lag, 10mm dia x 50mm Stud, JA3-SB-8.0x130/50-FZD, Qty. 1, 6660108008 ,Wattage: nan ,Non-Commissionable: No ,Item Classification: Racking ,Item Status: Shippable | 4.36 | 145 | Shippable & Stock Qty Available | USMS100-0563 | Already Listed
792 | 270-1004 | Description: IronRidge, FX, Rail-Less Trim, Black, 35mm, For 1 60 Cell Landscape Module, 1663mm, ~65.5", Qty 1, FX-TRIM-35MM-B-L ,Wattage: nan ,Non-Commissionable: No ,Item Classification: Racking ,Item Status: Shippable | 24.47 | 145 | Shippable & Stock Qty Available |  | To be Listed
793 | 501-0097 | Description: Hellermann, Labels, DC DISCONNECT, Variable Imprint Rating Label, 1" x 3.75", Qty. 1, 596-00238 ,Wattage: nan ,Non-Commissionable: No ,Item Classification: Electrical BOS ,Item Status: Shippable | 1.07 | 145 | Shippable & Stock Qty Available |  | To be Listed
794 | 270-0725 | Description: QuickMount, Flashing, Composition Mounts, 12" x 12", 3 1/4" post + 1/2" Q-Base, Mill Finish, Qty. 1, QMNC-A-12 ,Wattage: nan ,Non-Commissionable: No ,Item Classification: Racking ,Item Status: Shippable | 22.46 | 144 | Shippable & Stock Qty Available | USMS100-0218 | Already Listed
795 | 551-0273 | Description: Blue/Grey Wire Nuts, #14 to #6 AWG, Jug of 250, 3M B/G+JUG ,Wattage: nan ,Non-Commissionable: No ,Item Classification: Electrical BOS ,Item Status: Shippable | 74.47 | 144 | Shippable & Stock Qty Available |  | To be Listed
796 | 270-0838 | Description: UniRac, SolarMount Integrated Bonding, T-Bolt & Nut, 1/4"X2.50", Clear SS, Qty. 1, 330052S ,Wattage: nan ,Non-Commissionable: No ,Item Classification: Racking ,Item Status: Shippable | 1.3 | 143 | Shippable & Stock Qty Available | USMS100-0289 | Already Listed
797 | 270-0168 | Description: QuickBolt, All Tile Roof Hook, Side Mount Rails, for flat and Spanish tile, 6mm thickness, 8mm adjustable height, 140 mm wide base, 9mm x 18 mm mounting screw slots, 10mm x 46mm rail attachment slot, includes (2) 5/16 x 3" SS screws, Qty. 1, 17587(1) ,Wattage: nan ,Non-Commissionable: No ,Item Classification: Racking ,Item Status: Shippable | 8.44 | 141 | Shippable & Stock Qty Available | USMS100-0584 | Already Listed
798 | 310-0643 | Description: SolarEdge, Energy Hub SE7600H-US HD-Wave, 1-Ph, Grid Tied Inverter, Dual Rated 7.6kW/7kW Battery Access, 240Vac, 60 Hz, 2 Unfused Input, 12 Yr Warr,Ground-Fault/Arc-Fault Protection, RS485 and Ethernet, with 5 Year Cell plan, -40C, AC RSD, w/RGM, and Consumption Meter (Add CT’s), SetApp Enabled, UL1741-SA, SE7600H-USSNBBL14 ,Wattage: 7600.0 ,Non-Commissionable: No ,Item Classification: Inverters ,Item Status: Shippable | 2484.18 | 141 | Shippable & Stock Qty Available |  | To be Listed
799 | 430-0013 | Description: Battery Cable, Code Approved THW, Black, 4/0 x 5', with 3/8" lugs ,Wattage: nan ,Non-Commissionable: No ,Item Classification: Electrical BOS ,Item Status: Shippable | 46.15 | 141 | Shippable & Stock Qty Available |  | To be Listed
800 | 211-0237 | Description: ProSolar, SolarWedge, 15 Degrees, with 1 ea 5" lower & 17" upper post, Qty. 1, SW15A-1 ,Wattage: nan ,Non-Commissionable: No ,Item Classification: Racking ,Item Status: Shippable | 27.02 | 140 | Shippable & Stock Qty Available | USMS100-0605 | Already Listed
801 | 213-0054 | Description: UniRac, Ecolibrium, MetalX, End Clamp Kit, ES10828 ,Wattage: nan ,Non-Commissionable: No ,Item Classification: Racking ,Item Status: Shippable | 5.15 | 140 | Shippable & Stock Qty Available |  | To be Listed
802 | 270-0865 | Description: QuickMount, Accessory Frame Mount Bracket, for Solaredge Series 5 Optimizer, 35mm module frame, racking agnostic, UL2703, Bronze finish, COMPONENT, Qty. 1, QMAFB-35 B 1 ,Wattage: nan ,Non-Commissionable: No ,Item Classification: Racking ,Item Status: Vendor De-listing | 5.6 | 140 | De-Listing but Stock Qty Available |  | To be Listed
803 | 551-0036 | Description: 3/4" EMT, Qty.1, 1FT, 15-CON-EMT-3/4 ,Wattage: nan ,Non-Commissionable: No ,Item Classification: Electrical BOS ,Item Status: Soligent De-listing | 1.37 | 140 | De-Listing but Stock Qty Available |  | To be Listed
804 | 551-0156 | Description: 1-1/4" Insulated Zinc Metallic Grounding Bushings, Qty: 1, 334, 0219-6549 ,Wattage: nan ,Non-Commissionable: No ,Item Classification: Electrical BOS ,Item Status: Shippable | 7.53 | 140 | Shippable & Stock Qty Available |  | To be Listed
805 | 540-0088 | Description: Bussmann, Midget Fuse, 10A, 1000VDC, PV-10A10F ,Wattage: nan ,Non-Commissionable: No ,Item Classification: Electrical BOS ,Item Status: Shippable | 5.26 | 138 | Shippable & Stock Qty Available |  | To be Listed
806 | 570-1196 | Description: Enphase, AC Combiner-3 with IQ Envoy and 2 Split Core Consumption CTs, Single Phase, Revenue Grade accuracy (ANSI C12.20 +/- 0.5%) with Calibrated Solid-Core Production CT, Space for 4 Eaton BR 2 Pole Breakers NOT included, 80A, Includes Silver Solar Shield, Use with IQ-6 or IQ-7, X-IQ-AM1-240-3-ES ,Wattage: nan ,Non-Commissionable: No ,Item Classification: Inverters ,Item Status: Shippable | 724.37 | 138 | Shippable & Stock Qty Available | USBE100-0016 | Already Listed
807 | 260-0001 | Description: S-5!, Clamp, Size E, fits Butler roof with rolled top seam, S-5-E ,Wattage: nan ,Non-Commissionable: No ,Item Classification: Racking ,Item Status: Shippable | 4.98 | 137 | Shippable & Stock Qty Available | USSSP110-1127 | Already Listed
808 | 260-0264 | Description: S-5!, Clamp, Size B, Brass Clamp with 10mm bolt, S-5-B ,Wattage: nan ,Non-Commissionable: No ,Item Classification: Racking ,Item Status: Soligent De-listing | 15.54 | 137 | De-Listing but Stock Qty Available | USMS100-0265 | Already Listed
809 | 260-0016 | Description: UniRac, SolarMount Pro-Series, Universal End Clamp, with Rail End Cap, Preassembled, Qty. 1, 302035M ,Wattage: nan ,Non-Commissionable: No ,Item Classification: Racking ,Item Status: Soligent De-listing | 2.99 | 136 | De-Listing but Stock Qty Available | USMS100-0318 | Already Listed
810 | 260-0760 | Description: UniRac, SolarMount End Clamp, B, Preassembled, 30mm - 32mm, 2.00" Bolt, Clear, Qty. 1,302021C ,Wattage: nan ,Non-Commissionable: No ,Item Classification: Racking ,Item Status: Shippable | 2.35 | 136 | Shippable & Stock Qty Available | USSSP110-1491 | Already Listed
811 | 321-0230 | Description: Enphase, IQ 8A Micro Inverter, compatible with 60 -72 cell PV Modules, 240V, 366VA Peak Power, MC4 DC Connectors, Female AC Connector, IQ8A-72-2-US / IQ8A-72-M-US ,Wattage: 366.0 ,Non-Commissionable: No ,Item Classification: Inverters ,Item Status: Shippable | 188.57 | 135 | Shippable & Stock Qty Available | USIN100-0113 | Already Listed
812 | 510-0293 | Description: Soladeck, 4 STRING, DC PASS THRU KIT, 01604 ,Wattage: nan ,Non-Commissionable: No ,Item Classification: Electrical BOS ,Item Status: Shippable | 19.76 | 135 | Shippable & Stock Qty Available |  | To be Listed
813 | 250-1391 | Description: UniRac, RoofMount, RMDT, Mid Clamp, 36-40mm, Qty. 1, 310825 ,Wattage: nan ,Non-Commissionable: No ,Item Classification: Racking ,Item Status: Shippable | 2.51 | 134 | Shippable & Stock Qty Available | USMS100-0352 | Already Listed
814 | 310-0598 | Description: SolarEdge, SE7600H-US HD-Wave, 1-Ph, Grid Tied Inverter, 7600W, 240Vac, 60 Hz, 2 Unfused Input, 12 Yr Warr, Ground-Fault/Arc-Fault Protection, Ungrounded, RS485 and Ethernet, -40C, AC RSD, UL1741-SA, SetApp Enabled, SE7600H-US000BNU4 ,Wattage: 7600.0 ,Non-Commissionable: No ,Item Classification: Inverters ,Item Status: Vendor De-listing | 1759.54 | 134 | De-Listing but Stock Qty Available | USIN100-0066 | Already Listed
815 | 551-0032 | Description: Roof Channel Support Block(DuraBlock), Qty.1, BLINE DB10 ,Wattage: nan ,Non-Commissionable: No ,Item Classification: Electrical BOS ,Item Status: Shippable | 56.62 | 134 | Shippable & Stock Qty Available |  | To be Listed
816 | 501-1058 | Description: Hellermann, Labels, DC Module Rating Label from NEC 2011, Variable Imprint Rating Label, Qty. 1, 596-00253 ,Wattage: nan ,Non-Commissionable: No ,Item Classification: Electrical BOS ,Item Status: Shippable | 1.49 | 133 | Shippable & Stock Qty Available |  | To be Listed
817 | 321-0216 | Description: Enphase, IQ 7+ Micro Inverter, compatible with 60- and 72-cell PV, modules, 208/240 volt, 295VA Peak Power, MC4 DC connectors, Female AC Connector, IQ7PLUS-72-2-US ,Wattage: 295.0 ,Non-Commissionable: No ,Item Classification: Inverters ,Item Status: Shippable | 148.48 | 132 | Shippable & Stock Qty Available | USIN100-0112 | Already Listed
818 | 501-0115 | Description: Hellermann, Labels, PHOTOVOLTAIC AC DISCONNECT, Variable Imprint Rating Label, Qty. 1, 596-00237 ,Wattage: nan ,Non-Commissionable: No ,Item Classification: Electrical BOS ,Item Status: Shippable | 1.01 | 132 | Shippable & Stock Qty Available |  | To be Listed
819 | 577-0249 | Description: SATIC, SaticShield Power Perfect Box, Single/Split Phase Electricity Conditioner by Filtering EMF (ElectroMagnetic Field) Radiation, Filtering Harmonics, Phase Correction, Voltage Regulation and Surge Protection, NEMA 4X, ES1PPN + ES1PP, PPSD, SD ,Wattage: nan ,Non-Commissionable: No ,Item Classification: Electrical BOS ,Item Status: Shippable | 573.75 | 130 | Shippable & Stock Qty Available |  | To be Listed
820 | 240-0191 | Description: UniRac, DGFT - Ground Fixed Tilt C-PILE, 126" – (10.5’), 404004 ,Wattage: nan ,Non-Commissionable: No ,Item Classification: Racking ,Item Status: Shippable | 189.38 | 129 | Shippable & Stock Qty Available | USMS100-0377 | Already Listed
821 | 310-0658 | Description: SolarEdge, SE11400H-US, HD-Wave, 1-Ph, Grid Tied Inverter, 11.4kW, 208/240Vac, 60 Hz, 3 Unfused Input, 12 Yr Warr, Ground-Fault/Arc-Fault Protection, Ungrounded, RS485 and Ethernet, -40C, AC-RSD, UL1741-SA, SetApp Enabled, Compatible with Energy Net Communicator, SE11400H-US000BEU4 ,Wattage: 11400.0 ,Non-Commissionable: No ,Item Classification: Inverters ,Item Status: Shippable | 2440.9 | 127 | Shippable & Stock Qty Available |  | To be Listed
822 | 440-0025 | Description: Quick Cable, Magna Lug, 2/0 Straight Lug, 3/8", Qty. 1, 440-0025 ,Wattage: nan ,Non-Commissionable: No ,Item Classification: Electrical BOS ,Item Status: Shippable | 3.53 | 127 | Shippable & Stock Qty Available |  | To be Listed
823 | 550-0082 | Description: PV Wire, 10AWG, UL4703 with MC4, 600VDC, 25', 19-JMC4MF10PVDB6025 ,Wattage: nan ,Non-Commissionable: No ,Item Classification: Electrical BOS ,Item Status: Shippable | 12.36 | 126 | Shippable & Stock Qty Available |  | To be Listed
824 | 270-0940 | Description: UniRac, MicroRail, Floating Trim Clip, 240905C ,Wattage: nan ,Non-Commissionable: No ,Item Classification: Racking ,Item Status: Vendor De-listing | 2 | 125 | De-Listing but Stock Qty Available | USWC001-0046 | Already Listed
825 | 550-9066 | Description: Wiley Electronics, Cable Clip for Modules, Stainless Steel, for PV Wire, ACC-PV ,Wattage: nan ,Non-Commissionable: No ,Item Classification: Electrical BOS ,Item Status: Shippable | 48.15 | 125 | Shippable & Stock Qty Available |  | To be Listed
826 | 551-0031 | Description: 3/4" EMT Strut-Strap, Qty.1, Power PS1000AS ,Wattage: nan ,Non-Commissionable: No ,Item Classification: Electrical BOS ,Item Status: Shippable | 3.59 | 125 | Shippable & Stock Qty Available |  | To be Listed
827 | 551-0077 | Description: 3/4" Conduit Hanger (Minerallac) with 1/4" Bolt, Qty.1, MIN1B ,Wattage: nan ,Non-Commissionable: No ,Item Classification: Electrical BOS ,Item Status: Shippable | 0.14 | 125 | Shippable & Stock Qty Available |  | To be Listed
828 | 211-0024 | Description: QuickMount, Post, 1.25” OD X 17.5", Mill Finish, Qty. 1, QM-QBP-17.5-M1 ,Wattage: nan ,Non-Commissionable: No ,Item Classification: Racking ,Item Status: Shippable | 9.95 | 124 | Shippable & Stock Qty Available | USMS100-0171 | Already Listed
829 | 250-1453 | Description: UniRac, Roof Mount, RM-10-EVO Module Clamp, Bulk Packaging, Qty. 1, 370023 ,Wattage: nan ,Non-Commissionable: No ,Item Classification: Racking ,Item Status: Shippable | 2.72 | 124 | Shippable & Stock Qty Available | USMS100-0346 | Already Listed
830 | 270-0920 | Description: UniRac, MicroRail, 40mm, 3" Microrail, includes: 3" Base, 3" Cap, Socket-head cap screw, Bonding pin, Helix, Tower, 6.75" slider, Qty. 1, 230340B ,Wattage: nan ,Non-Commissionable: No ,Item Classification: Racking ,Item Status: Vendor De-listing | 8.39 | 124 | De-Listing but Stock Qty Available |  | To be Listed
831 | 530-0820 | Description: Midnite Solar, Circuit Breaker, DIN Mount, 15A, 300VDC, 1-Pole, 1.0" Wide, MNEPV15-300 ,Wattage: nan ,Non-Commissionable: No ,Item Classification: Electrical BOS ,Item Status: Shippable | 34.42 | 123 | Shippable & Stock Qty Available |  | To be Listed
832 | 530-1119 | Description: 90A Eaton-Cutler Hammer, Circuit Breaker, BR Breaker,10kAIC, 2 Pole, BR290 ,Wattage: nan ,Non-Commissionable: No ,Item Classification: Electrical BOS ,Item Status: Shippable | 53.76 | 122 | Shippable & Stock Qty Available |  | To be Listed
833 | 550-9046 | Description: THHN/THWN-2, 2 AWG, Black, 600V, 315', 01-THHN-2X-BLK ,Wattage: nan ,Non-Commissionable: No ,Item Classification: Electrical BOS ,Item Status: Shippable | 800.27 | 122 | Shippable & Stock Qty Available |  | To be Listed
834 | 260-0284 | Description: QuickMount, QMR Quick Rail, Universal Hidden End Clamp, QMR-HEC-A-20 ,Wattage: nan ,Non-Commissionable: No ,Item Classification: Racking ,Item Status: Shippable | 3.54 | 120 | Shippable & Stock Qty Available | USMS100-0658 | Already Listed
835 | 310-0006 | Description: SolarEdge, SE11400H-US, Home-Wave, 1-Ph, Grid Tied Inverter, 11.4kW, 208/240Vac, 60 Hz, 3 Unfused Input, 12 Yr Warr, Ground-Fault/Arc-Fault Protection, Ungrounded, RS485 and Ethernet, -40C, AC-RSD, UL1741-SB, SetApp Enabled, Home-Net Compatible, SE11400H-US000BEU5 ,Wattage: 11400.0 ,Non-Commissionable: No ,Item Classification: Inverters ,Item Status: Shippable | 2440.9 | 120 | Shippable & Stock Qty Available |  | To be Listed
836 | 501-1036 | Description: Hellermann, Labels, WARNING: ELECTRIC SHOCK HAZARD DC VOLT PRESENT, NEC.2014. Qty. 1, 596-00496 ,Wattage: nan ,Non-Commissionable: No ,Item Classification: Electrical BOS ,Item Status: Shippable | 1.96 | 120 | Shippable & Stock Qty Available |  | To be Listed
837 | 510-0294 | Description: EZ-Solar, Flashed Wire Entry/Junction Box for Tile Roofs, Universal Flashing, Polycarbonate with mounting Screws, JB-2 ,Wattage: nan ,Non-Commissionable: No ,Item Classification: Electrical BOS ,Item Status: Shippable | 67.3 | 120 | Shippable & Stock Qty Available |  | To be Listed
838 | 551-0253 | Description: Ilsco Piercing Connector 4/0-4 Main to 6-14 AWG, 15-IPC-4/0-6 ,Wattage: nan ,Non-Commissionable: No ,Item Classification: Electrical BOS ,Item Status: Shippable | 16.69 | 120 | Shippable & Stock Qty Available |  | To be Listed
839 | 210-0193 | Description: UniRac, SolarMount Light Rail, 246", Dark Finish, 315246D ,Wattage: nan ,Non-Commissionable: No ,Item Classification: Racking ,Item Status: Shippable | 60.24 | 118 | Shippable & Stock Qty Available |  | To be Listed
840 | 211-0084 | Description: ProSolar, FastJack, Standoff, Commercial E-Series, 6"H, 1.25" Dia, Hardware not included, Qty. 1, CFJE-600-1 ,Wattage: nan ,Non-Commissionable: No ,Item Classification: Racking ,Item Status: Shippable | 7.18 | 118 | Shippable & Stock Qty Available | USMS100-0596 | Already Listed
841 | 270-0191 | Description: S-5!, ¼-14 X 1-1/2” Metal to Metal, 3/8” Hex Washer Head Self Drilling Screw, Qty. 1 pack of 50, 1.5" Metal to Metal Screw ,Wattage: nan ,Non-Commissionable: No ,Item Classification: Racking ,Item Status: Shippable | 13.92 | 118 | Shippable & Stock Qty Available | USMS100-0548 | Already Listed
842 | 550-0088 | Description: PV Wire, 10AWG, UL4703 , 600VDC, Black, 500' spool, 01-PV-1007X-DJ-BLK-6(500) ,Wattage: nan ,Non-Commissionable: No ,Item Classification: Electrical BOS ,Item Status: Shippable | 217.11 | 118 | Shippable & Stock Qty Available |  | To be Listed
843 | 270-0900 | Description: QuickMount, Flashing, Tile Replacement, W-Tile, 4" Post, order with Base Mount #270-0898, Mill Finish, Qty. 1, QMTR-W4-A-12 ,Wattage: nan ,Non-Commissionable: No ,Item Classification: Racking ,Item Status: Shippable | 12.75 | 117 | Shippable & Stock Qty Available | USMS100-0227 | Already Listed
844 | 210-0579 | Description: QuickMount, Flashing, Shake Mounts, 18" x 18", Mill Finish, QBLOCK, Qty. 1, QMLC-A-12 ,Wattage: nan ,Non-Commissionable: No ,Item Classification: Racking ,Item Status: Vendor De-listing | 30.38 | 116 | De-Listing but Stock Qty Available | USMS100-0683 | Already Listed
845 | 260-0585 | Description: IronRidge, Frameless End Clamp, 0.07-0.38” (1.8-9.6mm), Black, FMLS-EC-001-B ,Wattage: nan ,Non-Commissionable: No ,Item Classification: Racking ,Item Status: Shippable | 9.47 | 116 | Shippable & Stock Qty Available | USMS100-0049 | Already Listed
846 | 570-1142 | Description: Enphase, IQ Envoy, Single Phase, Metered Revenue Grade, accuracy (ANSI C12.20 +/- 0.5%) with Calibrated Solid-Core CT, Consumption Metering available when used with Split Core CTs, ENV-IQ-AM1-240 M ,Wattage: nan ,Non-Commissionable: No ,Item Classification: Inverters ,Item Status: Vendor De-listing | 486.6 | 115 | De-Listing but Stock Qty Available | USCG001-0001 | Already Listed
847 | 213-0015 | Description: UniRac, SFM Infinity Rail-Less, 6.5" Splice, includes: 6.5” Base, Cap, Socket-head cap screw and bonding pins, Qty. 1, 250010U ,Wattage: nan ,Non-Commissionable: No ,Item Classification: Racking ,Item Status: Shippable | 8.49 | 114 | Shippable & Stock Qty Available |  | To be Listed
848 | 220-0360 | Description: IronRidge, SGA 3", 7.5' Brace Assembly, 70-0300-CBR ,Wattage: nan ,Non-Commissionable: No ,Item Classification: Racking ,Item Status: Vendor De-listing | 148.78 | 114 | De-Listing but Stock Qty Available | USMS100-0057 | Already Listed
849 | 260-0119 | Description: ProSolar, End Clamp 1.175-1.2” (29.9-30.5mm), Includes (1) non-bonding Channel Nut and hardware, Black, Qty. 1, C1180EC-1B ,Wattage: nan ,Non-Commissionable: No ,Item Classification: Racking ,Item Status: Shippable | 2.97 | 114 | Shippable & Stock Qty Available | USMS100-0521 | Already Listed
850 | 260-0477 | Description: S-5!, Clamp, RibBracket I, mount for corrugated metal roofs to mount directly into the crown, with EPDM rubber gasket seal, (4) 8mm thru holes & (1) slotted .4" x 1.25" hole, 4 self-tapping screws & 1, M8 flange nut included, RibBracket I ,Wattage: nan ,Non-Commissionable: No ,Item Classification: Racking ,Item Status: Shippable | 5.54 | 114 | Shippable & Stock Qty Available |  | To be Listed
851 | 540-0190 | Description: Littlefuse Fuse, 60A/600V-RK5, Fuse Qty.1, 15-FLSR060 ,Wattage: nan ,Non-Commissionable: No ,Item Classification: Electrical BOS ,Item Status: Shippable | 78.96 | 114 | Shippable & Stock Qty Available |  | To be Listed
852 | 550-0052 | Description: USE-2 Cable, 10AWG, 7-strand with MC4, 600VDC, 25', 19-JMC4MF10USEB6025 ,Wattage: nan ,Non-Commissionable: No ,Item Classification: Electrical BOS ,Item Status: Shippable | 11.68 | 114 | Shippable & Stock Qty Available |  | To be Listed
853 | 270-1241 | Description: SunModo, HR Rail Microinverter Mount Kit, K10363-001 ,Wattage: nan ,Non-Commissionable: No ,Item Classification: Racking ,Item Status: Vendor De-listing | 1.03 | 113 | De-Listing but Stock Qty Available | USSE100-0118 | Already Listed
854 | 430-0021 | Description: Battery Cable, Code Approved THW, Black, 4/0 x 12", with 3/8" lugs ,Wattage: nan ,Non-Commissionable: No ,Item Classification: Electrical BOS ,Item Status: Shippable | 20.58 | 113 | Shippable & Stock Qty Available |  | To be Listed
855 | 270-0850 | Description: ProSolar, front skirt bracket, single, (1) 5/16” x 3/8” SS set screw, (1) 5/16” x 1” SS set screw, 2 per module, Black, Qty. 1, A-FSB-SINGLE-1 ,Wattage: nan ,Non-Commissionable: No ,Item Classification: Racking ,Item Status: Shippable | 3.03 | 112 | Shippable & Stock Qty Available |  | To be Listed
856 | 540-0208 | Description: 20A Class RK5 Time Delay Cartridge Fuse, 250Vac, FLNR020 ,Wattage: nan ,Non-Commissionable: No ,Item Classification: Electrical BOS ,Item Status: Shippable | 7.05 | 112 | Shippable & Stock Qty Available |  | To be Listed
857 | 330-0597 | Description: SMA, Sunny Tripower 62000-TL (Core 1, STP-62) 3-Ph Grid Tied Inverter, 62kW, 277/480VAC, 60Hz, Integrated AC & DC Discon, 6 MPPT Input, (2 Strings each), UTX Connectors, 10 Yr Warr, Transformerless, AFCI, Built in Ethernet, NO WLAN (Wi-FI), SunSpec Compliant, 03-62-1000-2-41-V2 ,Wattage: 62000.0 ,Non-Commissionable: No ,Item Classification: Inverters ,Item Status: Shippable | 6283.64 | 110 | Shippable & Stock Qty Available |  | To be Listed
858 | 501-0111 | Description: Hellermann, Labels, WARNING: GROUNDED CONNECTORS ENERGIZED, Qty. 1, 596-00234 ,Wattage: nan ,Non-Commissionable: No ,Item Classification: Electrical BOS ,Item Status: Shippable | 1.16 | 110 | Shippable & Stock Qty Available |  | To be Listed
859 | 530-0540 | Description: Square D, Circuit Breaker, QO Breaker, 70A, 120/240VAC, 2-Pole, for QO Load Centers, QO270 ,Wattage: nan ,Non-Commissionable: No ,Item Classification: Electrical BOS ,Item Status: Shippable | 100.21 | 110 | Shippable & Stock Qty Available |  | To be Listed
860 | 270-0176 | Description: UniRac, SolarMount Trim End Clip, 008025S ,Wattage: nan ,Non-Commissionable: No ,Item Classification: Racking ,Item Status: Shippable | 0.96 | 109 | Shippable & Stock Qty Available | USMS100-0340 | Already Listed
861 | 270-0834 | Description: UniRac, SolarMount Integrated Bonding, T-Bolt & Nut, 1/4"X2.00", Clear SS, Qty. 1, 330050S ,Wattage: nan ,Non-Commissionable: No ,Item Classification: Racking ,Item Status: Shippable | 1.12 | 109 | Shippable & Stock Qty Available | USMS100-0290 | Already Listed
862 | 551-0002 | Description: 3/4" EMT Rain Tight Compression Coupling, Qty.1, RACO 2923RT ,Wattage: nan ,Non-Commissionable: No ,Item Classification: Electrical BOS ,Item Status: Vendor De-listing | 1.97 | 109 | De-Listing but Stock Qty Available |  | To be Listed
863 | 551-0274 | Description: Red/Yellow Wire Nuts, #22 to #8 AWG, Jug of 500, 3M R/Y+JUG ,Wattage: nan ,Non-Commissionable: No ,Item Classification: Electrical BOS ,Item Status: Shippable | 81.08 | 109 | Shippable & Stock Qty Available |  | To be Listed
864 | 580-0181 | Description: Eaton-Cutler Hammer, Disconnect, 100A 3 Pole 600Vac, Fusible w/Neutral, NEMA 3R, 15-CHW-DH363NRK ,Wattage: nan ,Non-Commissionable: No ,Item Classification: Electrical BOS ,Item Status: Shippable | 844.86 | 109 | Shippable & Stock Qty Available |  | To be Listed
865 | 501-0148 | Description: Hellermann, Label, WARNING: POWER SORCE OUTPUT CONNECTION. DO NOT RELOCATE THIS OVERCURRENT DEVICE, 4.1 X .75", NEC 2017, Qty. 1, 596-00880 ,Wattage: nan ,Non-Commissionable: No ,Item Classification: Electrical BOS ,Item Status: Shippable | 1.36 | 108 | Shippable & Stock Qty Available |  | To be Listed
866 | 270-9099 | Description: UniRac, SolarMount Trim, 168", Black, (Must sell multiples of 8 so items can ship in original packaging), Qty. 1, 206072D-B ,Wattage: nan ,Non-Commissionable: No ,Item Classification: Racking ,Item Status: Shippable | 64.52 | 107 | Shippable & Stock Qty Available | USMS100-0331 | Already Listed
867 | 211-0083 | Description: ProSolar, FastJack, Standoff, Commercial E-Series, 4.5"H, 1.25" Dia, Hardware not included, Qty. 1, CFJE-450-1 ,Wattage: nan ,Non-Commissionable: No ,Item Classification: Racking ,Item Status: Shippable | 7.16 | 106 | Shippable & Stock Qty Available | USMS100-0436 | Already Listed
868 | 260-0791 | Description: ProSolar, End Clamp, 1.205"-1.30" (30.7mm-32mm), Includes (1) non-bonding Channel Nut and hardware, Clear, Qty. 1, C1210EC-1-G ,Wattage: nan ,Non-Commissionable: No ,Item Classification: Racking ,Item Status: Shippable | 2.77 | 106 | Shippable & Stock Qty Available | USMS100-0557 | Already Listed
869 | 270-0851 | Description: ProSolar, front skirt bracket, double (used at joint between two skirts), (1) 5/16” x 3/8” SS set screw, (1) 5/16” x 1” SS set screw, Black, Qty. 1, A-FSB-DOUBLE-1 ,Wattage: nan ,Non-Commissionable: No ,Item Classification: Racking ,Item Status: Shippable | 5.91 | 106 | Shippable & Stock Qty Available |  | To be Listed
870 | 270-0888 | Description: QuickMount, Accessory Frame Mount Bracket, for Solaredge Power Optimizer, 35mm module frame, racking agnostic, UL2703, Mill finish, COMPONENT, Qty. 1, QMAFB-35 A 1 ,Wattage: nan ,Non-Commissionable: No ,Item Classification: Racking ,Item Status: Vendor De-listing | 5.27 | 106 | De-Listing but Stock Qty Available |  | To be Listed
871 | 310-0648 | Description: SolarEdge, Energy Hub SE6000H-US HD-Wave, Single Phase, Grid Tied Inverter, Dual Rated 6kW/6kW Battery Access, 240Vac, 60 Hz, 2 Unfused Input, 12 Yr Warr, Ground-Fault/Arc-Fault Protection, RS485 and Ethernet, with 5 Year Cell plan, -40C, AC RSD, w/RGM, and Consumption Meter (Add CT’s), SetApp Enabled, UL1741-SA, SE6000H-USSNBBL14 ,Wattage: 6000.0 ,Non-Commissionable: No ,Item Classification: Inverters ,Item Status: Shippable | 2249.03 | 106 | Shippable & Stock Qty Available |  | To be Listed
872 | 240-0684 | Description: SunModo, SunTurf 2” Aluminum Pipe Clamp Kit, K10219-001 ,Wattage: nan ,Non-Commissionable: No ,Item Classification: Racking ,Item Status: Soligent De-listing | 10.53 | 104 | De-Listing but Stock Qty Available |  | To be Listed
873 | 260-0895 | Description: SunModo, Mid Clamp Kit with Shared Rail Adaptor, Black, K10182-001-BK ,Wattage: nan ,Non-Commissionable: No ,Item Classification: Racking ,Item Status: Vendor De-listing | 4.14 | 104 | De-Listing but Stock Qty Available |  | To be Listed
874 | 210-0552 | Description: SnapNrack, Ultra Rail Umbrella L Foot, Silver, 242-01219 ,Wattage: nan ,Non-Commissionable: No ,Item Classification: Racking ,Item Status: Shippable | 3.67 | 103 | Shippable & Stock Qty Available |  | To be Listed
875 | 211-0015 | Description: ProSolar, FastJack, Standoff, 7.5", Qty. 1, FJ-750-1 ,Wattage: nan ,Non-Commissionable: No ,Item Classification: Racking ,Item Status: Shippable | 9.13 | 102 | Shippable & Stock Qty Available | USMS100-0544 | Already Listed
876 | 510-0000 | Description: Enphase, IQ Combiner-5 with IQ Gateway, Production CT, 2 Consumption CT’s and 1 Battery CT, Single Phase, Revenue Grade accuracy (ANSI C12.20 +/- 0.5%) Calibrated Solid-Core Production CT, Space for 4 PV Branch Circuits with Hold Down kits, Breakers NOT Included, X-IQ-AM1-240-5 ,Wattage: nan ,Non-Commissionable: No ,Item Classification: Inverters ,Item Status: Shippable | 724.37 | 102 | Shippable & Stock Qty Available |  | To be Listed
877 | 510-0004 | Description: Midnite Solar, Baby Box enclosure for 1-4 DIN mount Breakers, MNBABYBOX ,Wattage: nan ,Non-Commissionable: No ,Item Classification: Electrical BOS ,Item Status: Shippable | 44.15 | 102 | Shippable & Stock Qty Available |  | To be Listed
878 | 530-0166 | Description: Midnite Solar, Circuit Breaker, Panel Mount, 100A, 150VDC, 1-Pole, 0.75" Wide, 1/4" Studs, MNEDC100 ,Wattage: nan ,Non-Commissionable: No ,Item Classification: Electrical BOS ,Item Status: Shippable | 20.2 | 102 | Shippable & Stock Qty Available |  | To be Listed
879 | 530-1121 | Description: Eaton, Circuit Breaker, BR Breaker, 25A, 240VAC, 2-Pole, BR225 ,Wattage: nan ,Non-Commissionable: No ,Item Classification: Electrical BOS ,Item Status: Shippable | 26.06 | 102 | Shippable & Stock Qty Available |  | To be Listed
880 | 580-0025 | Description: Square D, AC Disconnect, NEMA 3R, 30A, 240VAC, 2-Pole Unfused, Hub, 59123, DU221RB ,Wattage: nan ,Non-Commissionable: No ,Item Classification: Electrical BOS ,Item Status: Shippable | 64.16 | 102 | Shippable & Stock Qty Available |  | To be Listed
881 | 210-0581 | Description: UniRac, SunFrame Cap Strip 192", D, use 3/4" Screws, Clear, Qty. 1, 202002C ,Wattage: nan ,Non-Commissionable: No ,Item Classification: Racking ,Item Status: Soligent De-listing | 20.02 | 101 | De-Listing but Stock Qty Available |  | To be Listed
882 | 210-1038 | Description: UniRac, DGFT - Ground Fixed Tilt RAIL 168" MILL, 411168M ,Wattage: nan ,Non-Commissionable: No ,Item Classification: Racking ,Item Status: Shippable | 66.53 | 100 | Shippable & Stock Qty Available | USMS100-0705 | Already Listed
883 | 240-0392 | Description: Hollaender, Tee-E Assembly, 1 1/2" Adjustable Elbow, 17E-8 ,Wattage: nan ,Non-Commissionable: No ,Item Classification: Racking ,Item Status: Shippable | 22.36 | 100 | Shippable & Stock Qty Available | USMS100-0446 | Already Listed
884 | 250-1456 | Description: UniRac, Roof Mount, RM-10-EVO Mid Support, Qty. 1, 370030 ,Wattage: nan ,Non-Commissionable: No ,Item Classification: Racking ,Item Status: Shippable | 19.72 | 100 | Shippable & Stock Qty Available |  | To be Listed
885 | 260-0766 | Description: UniRac, SolarMount End Clamp, E, Preassembled, 50MM - 52MM, 2.50" Bolt, Clear, Qty. 1 ,302024C ,Wattage: nan ,Non-Commissionable: No ,Item Classification: Racking ,Item Status: Shippable | 2.35 | 100 | Shippable & Stock Qty Available | USSSP110-1496 | Already Listed
886 | 270-0166 | Description: QuickBolt, Stone Coated Steel Roof Hook, Side Mount Rails, 5mm thickness, 63.5mm Batten Bridge, 32-48mm Batten Height Adjustment, 10 x 38mm rail attachment slot, includes (2) 5/16 x 3" SS screws, Qty. 1, 17612 ,Wattage: nan ,Non-Commissionable: No ,Item Classification: Racking ,Item Status: Shippable | 9.04 | 100 | Shippable & Stock Qty Available | USMS100-0582 | Already Listed
887 | 310-0647 | Description: SolarEdge, Energy Hub SE3800H-US HD-Wave, Single Phase, Grid Tied Inverter, Dual Rated 3.8kW/7kW Battery Access, 240Vac, 60 Hz, 2 Unfused Input, 12 Yr Warr, Ground-Fault/Arc-Fault Protection, RS485 and Ethernet, with 5 Year Cell plan, -40C, AC RSD, w/RGM, and Consumption Meter (Add CT’s), SetApp Enabled, UL1741-SA, SE3800H-USMNBBL14 ,Wattage: 3800.0 ,Non-Commissionable: No ,Item Classification: Inverters ,Item Status: Shippable | 1933.1 | 100 | Shippable & Stock Qty Available |  | To be Listed
888 | 550-0285 | Description: Amphenol, Helios H4 10 AWG Machined Male Contact Only, 18-PV-090508-M06 ,Wattage: nan ,Non-Commissionable: No ,Item Classification: Electrical BOS ,Item Status: Shippable | 1.44 | 100 | Shippable & Stock Qty Available |  | To be Listed
889 | 550-1000 | Description: C-Tap Connector, Brown, 8-4AWG, Heavy Wall, 15-54720 YC4CB ,Wattage: nan ,Non-Commissionable: No ,Item Classification: Electrical BOS ,Item Status: Shippable | 11.18 | 100 | Shippable & Stock Qty Available |  | To be Listed
890 | 577-0227 | Description: Generac, Smart Management Module (SMM) 50A for Automatic Load Shedding, use with Load Management ATS or Gen-Set, 7000 ,Wattage: nan ,Non-Commissionable: No ,Item Classification: Energy Storage ,Item Status: Shippable | 151.58 | 100 | Shippable & Stock Qty Available | USSS100-0121 | Already Listed
891 | 270-0145 | Description: QuickMount, L-Mount, 9 X 12” Flashing with Single Slot L-Foot, 5/16 X 4” Lag and EDPM Washer, Mill Finish, Qty. 1, QMLM-A-12 ,Wattage: nan ,Non-Commissionable: No ,Item Classification: Racking ,Item Status: Vendor De-listing | 5.96 | 99 | De-Listing but Stock Qty Available | USMS100-0155 | Already Listed
892 | 501-0106 | Description: Hellermann, Labels, CAUTION: SOLAR CIRCUIT, Reflective, Coil, 4" X 2", Qty. 1, 596-00249 ,Wattage: nan ,Non-Commissionable: No ,Item Classification: Electrical BOS ,Item Status: Shippable | 2.79 | 99 | Shippable & Stock Qty Available |  | To be Listed
893 | 530-1112 | Description: Eaton, Circuit Breaker, BR Breaker, 50A, 240VAC, 2-Pole, BR250 ,Wattage: nan ,Non-Commissionable: No ,Item Classification: Electrical BOS ,Item Status: Shippable | 12.68 | 99 | Shippable & Stock Qty Available |  | To be Listed
894 | 220-0361 | Description: IronRidge, SGA 3", 9' Brace Assembly, 70-0305-CBR , 5-panel ,Wattage: nan ,Non-Commissionable: No ,Item Classification: Racking ,Item Status: Vendor De-listing | 192.74 | 98 | De-Listing but Stock Qty Available | USMS100-0058 | Already Listed
895 | 250-1055 | Description: IronRidge, BX Flat Roof Attachment Kit w/L-Feet, BX-MA-FRA-M1 ,Wattage: nan ,Non-Commissionable: No ,Item Classification: Racking ,Item Status: Shippable | 10.2 | 98 | Shippable & Stock Qty Available | USMS100-0095 | Already Listed
896 | 270-0159 | Description: QuickMount, Flashing, Tile Replacement, S-Tile, 3-1/4" Post, order with Base Mount #270-0898, Black Finish, Qty. 1, QMTR-S3.25-B-12 ,Wattage: nan ,Non-Commissionable: No ,Item Classification: Racking ,Item Status: Shippable | 13.19 | 98 | Shippable & Stock Qty Available | USMS100-0673 | Already Listed
897 | 270-9079 | Description: IronRidge, Contour Trim Rail, Black, 84", Qty. 1, CTR-TR84-01-B1 ,Wattage: nan ,Non-Commissionable: No ,Item Classification: Racking ,Item Status: Shippable | 29.61 | 98 | Shippable & Stock Qty Available | USMS100-0178 | Already Listed
898 | 321-0235 | Description: APsystems, DS3-L Micro Inverter, compatible with Dual 60/72-cell PV Modules, 240 volt, 60Hz, 768VA Peak Power, 60Vdc, 18A X 2 Max Input, MC4 Connector, 10 year Warranty, UL1741-SA, Rule-21, 118001 ,Wattage: 768.0 ,Non-Commissionable: No ,Item Classification: Inverters ,Item Status: Shippable | 113.64 | 98 | Shippable & Stock Qty Available | USMI100-0011 | Already Listed
899 | 530-0019 | Description: Circuit Breaker, 20A, 120Vac 50/60Hz, DIN Mount, 1 Pole, 0.5” (13 mm) wide. DIN-20-AC, MNEAC20 ,Wattage: nan ,Non-Commissionable: No ,Item Classification: Electrical BOS ,Item Status: Shippable | 16.28 | 98 | Shippable & Stock Qty Available |  | To be Listed
900 | 210-0981 | Description: ProSolar, Support Rail, 3" Extra Deep support rail, 172", Qty. 1, R-172XD ,Wattage: nan ,Non-Commissionable: No ,Item Classification: Racking ,Item Status: Shippable | 53.27 | 97 | Shippable & Stock Qty Available | USMS100-0637 | Already Listed
901 | 250-1406 | Description: UniRac, Ecolibrium, EcoFoot5D 71'' Ballast Tray, ES10486 ,Wattage: nan ,Non-Commissionable: No ,Item Classification: Racking ,Item Status: Shippable | 28.32 | 97 | Shippable & Stock Qty Available | USMS100-0391 | Already Listed
902 | 540-0213 | Description: 100A Class RK5 Time Delay Cartridge Fuse, 250Vac, FLNR100 ,Wattage: nan ,Non-Commissionable: No ,Item Classification: Electrical BOS ,Item Status: Shippable | 28.89 | 97 | Shippable & Stock Qty Available |  | To be Listed
903 | 580-0192 | Description: Enphase, IQ System Controller 2, Microgrid Interconnect Device (MID), with RSD Switch, Grid Side Install, with 200A Capacity, includes Neutral-Forming Transformer, Intelligent Load Control, Generator Interconnection, Use with IQ-6, IQ-7 or IQ-8, EP200G-SC2-RSD-KIT ,Wattage: nan ,Non-Commissionable: No ,Item Classification: Energy Storage ,Item Status: Soligent De-listing | 1619.32 | 97 | De-Listing but Stock Qty Available | USIN100-0165 | Already Listed
904 | 211-0026 | Description: UniRac, DGFT Rail End Cap, Black, GFT-CAP ,Wattage: nan ,Non-Commissionable: No ,Item Classification: Racking ,Item Status: Shippable | 1.4 | 96 | Shippable & Stock Qty Available | USMS100-0702 | Already Listed
905 | 260-9089 | Description: IronRidge, Aire Lock Stealth (Hidden End Clamp), AE-STLTH-01-M1 ,Wattage: nan ,Non-Commissionable: No ,Item Classification: Racking ,Item Status: Shippable | 4.43 | 96 | Shippable & Stock Qty Available |  | To be Listed
906 | 360-0356 | Description: Aptos, Female AC End Cable, 12AWG, 5m, AC_End_Cable-F-5m ,Wattage: nan ,Non-Commissionable: No ,Item Classification: Inverters ,Item Status: Vendor De-listing | 41.33 | 96 | De-Listing but Stock Qty Available |  | To be Listed
907 | 530-0059 | Description: Outback, Circuit Breaker, 40A, 150VDC, 1-Pole, 0.75" Wide, Panel Mount, PNL-40-AC/DC ,Wattage: nan ,Non-Commissionable: No ,Item Classification: Electrical BOS ,Item Status: Shippable | 19.44 | 95 | Shippable & Stock Qty Available |  | To be Listed
908 | 530-0210 | Description: Circuit Breaker, 60A, 150Vdc/120Vac, Panel Mount, 1 Pole, ¾” Wide, ¼” stud terminals, PNL-60-AC/DC, MNEDC60 ,Wattage: nan ,Non-Commissionable: No ,Item Classification: Electrical BOS ,Item Status: Shippable | 20.2 | 95 | Shippable & Stock Qty Available |  | To be Listed
909 | 240-0680 | Description: SunModo, SunTurf Swivel Pipe Cap Kit, K10373-001 ,Wattage: nan ,Non-Commissionable: No ,Item Classification: Racking ,Item Status: Soligent De-listing | 43.66 | 94 | De-Listing but Stock Qty Available | USMS100-0486 | Already Listed
910 | 212-0002 | Description: IronRidge, Tile Replacement Base (Incl. 1 L-Foot (Black), 1 Lag and Hardware) use with Tile Replacement Flashing, Qty. 1, KOB-1L01-B1 ,Wattage: nan ,Non-Commissionable: No ,Item Classification: Racking ,Item Status: Vendor De-listing | 11.1 | 93 | De-Listing but Stock Qty Available | USMS100-0123 | Already Listed
911 | 240-0765 | Description: SunModo, SunTurf, Pipe, HSS, 2.5", 2.875" OD X 12 Gauge, G-90, 112”, A21168-112 ,Wattage: nan ,Non-Commissionable: No ,Item Classification: Racking ,Item Status: Soligent De-listing | 44.42 | 93 | De-Listing but Stock Qty Available |  | To be Listed
912 | 540-0194 |  | 62.61 | 93 | Price & Stock Qty. Available |  | To be Listed
913 | 550-0078 | Description: Multi-Contact, Branch Connector, MC4, PV-AZB4, 2 Female/1 Male, 18-32.0018 ,Wattage: nan ,Non-Commissionable: No ,Item Classification: Electrical BOS ,Item Status: Shippable | 7.31 | 93 | Shippable & Stock Qty Available |  | To be Listed
914 | 550-9099 | Description: Wiley Electronics, Cable Clip for Module Frame, Straight or 180 degrees, Stainless Steel, for 1 or 2 PV Cables (4.1 - 8mm) ACC-FPV180 ,Wattage: nan ,Non-Commissionable: No ,Item Classification: Electrical BOS ,Item Status: Shippable | 59.61 | 93 | Shippable & Stock Qty Available |  | To be Listed
915 | 590-0121 | Description: IronRidge, BX Module Ground Lug with Hardware, PV-LUG-01-A1 ,Wattage: nan ,Non-Commissionable: No ,Item Classification: Racking ,Item Status: Shippable | 4.86 | 93 | Shippable & Stock Qty Available | USEC001-0026 | Already Listed
916 | 551-0042 | Description: 3/4" LL Aluminum, with Cover & Gasket, Qty.1, TOPAZ LL2CG ,Wattage: nan ,Non-Commissionable: No ,Item Classification: Electrical BOS ,Item Status: Shippable | 4.89 | 92 | Shippable & Stock Qty Available |  | To be Listed
917 | 211-0075 | Description: ProSolar, FoamJack 4.5" with Lag Bolt Base, 3/8" Post, Qty. 1, FMJ-450-38-1L ,Wattage: nan ,Non-Commissionable: No ,Item Classification: Racking ,Item Status: Shippable | 6.32 | 90 | Shippable & Stock Qty Available | USMS100-0474 | Already Listed
918 | 240-0268 | Description: UniRac, DGFT - Ground Fixed Tilt 4 Rail Hardware Kit, 404013 ,Wattage: nan ,Non-Commissionable: No ,Item Classification: Racking ,Item Status: Shippable | 26.5 | 90 | Shippable & Stock Qty Available | USMS100-0373 | Already Listed
920 | 551-0052 | Description: 3/4" Insulated Bonding Bushing with Lug, Qty.1, GBLL-75 ,Wattage: nan ,Non-Commissionable: No ,Item Classification: Electrical BOS ,Item Status: Shippable | 3.7 | 90 | Shippable & Stock Qty Available |  | To be Listed
921 | 590-0098 | Description: SolarEdge, Grounding Plate, Qty. 1 plate, SE-GNDPLATE-100 ,Wattage: nan ,Non-Commissionable: No ,Item Classification: Inverters ,Item Status: Shippable | 1.21 | 90 | Shippable & Stock Qty Available |  | To be Listed
922 | 240-0675 | Description: SunModo, SunTurf, Anchor Screw Auger 63” with Set Screws, for 2" Schedule 40 Pipe, Qty.1, K10423-063 ,Wattage: nan ,Non-Commissionable: No ,Item Classification: Racking ,Item Status: Soligent De-listing | 57.85 | 89 | De-Listing but Stock Qty Available |  | To be Listed
923 | 260-0858 | Description: S-5!, Clamp, Size K Grip-Mini, fits KlipRib and other Bulb snap-together seams, requires insert sold separately, No Bolt, S-5-K Grip Mini ,Wattage: nan ,Non-Commissionable: No ,Item Classification: Racking ,Item Status: Shippable | 4.48 | 89 | Shippable & Stock Qty Available |  | To be Listed
924 | 330-0596 | Description: SMA, Sunny Tripower 50000-TL (Core 1, STP-50) 3-Ph Grid Tied Inverter, 50kW, 277/480VAC, 60Hz, Integrated AC & DC Discon, 6 MPPT Input, (2 Strings each), UTX Connectors, 10 Yr Warr, Transformerless, AFCI, Built in Ethernet, NO WLAN (Wi-FI), SunSpec Compliant, 03-50-1000-2-41-V2 ,Wattage: 50000.0 ,Non-Commissionable: No ,Item Classification: Inverters ,Item Status: Shippable | 6156.33 | 89 | Shippable & Stock Qty Available |  | To be Listed
925 | 110-1312 | Description: REC, 405W PV Module, 1.1/1.2m (43/47”)PV Wire, MC-4, 30mm Black Frame on Black Back-Sheet, BOB, 132 Heterojunction Cells, 25A Max Fuse, 1000VDC, 385.9 PTC, 20/25 Standard Warranty, REC405AA Pure ,Wattage: 405.0 ,Non-Commissionable: No ,Item Classification: PV Modules ,Item Status: Shippable | 257.175 | 88 | Shippable & Stock Qty Available |  | To be Listed
926 | 260-0774 | Description: UniRac, SolarMount Mid Clamp, E-F, 45mm-52mm, Preassembled Integrated Bonding, Clear SS, Qty. 1, 302028C ,Wattage: nan ,Non-Commissionable: No ,Item Classification: Racking ,Item Status: Shippable | 2.75 | 88 | Shippable & Stock Qty Available | USMS100-0323 | Already Listed
927 | 430-0019 | Description: Battery Cable, Code Approved THW, Black, 2/0 x 20", with 3/8" lugs ,Wattage: nan ,Non-Commissionable: No ,Item Classification: Electrical BOS ,Item Status: Shippable | 15.93 | 87 | Shippable & Stock Qty Available |  | To be Listed
928 | 210-0648 | Description: Prosolar, GroundTrac Snow Load Rail Enhancer, Clear, Qty. 1, A-SLE-1 ,Wattage: nan ,Non-Commissionable: No ,Item Classification: Racking ,Item Status: Shippable | 1.15 | 86 | Shippable & Stock Qty Available | USMS100-0471 | Already Listed
929 | 260-0287 | Description: UniRac, Universal Aesthetic Fastener (Universal-AF) End Clamp, 30-46mm, Preassembled Integrated Bonding, Mill Finish, Qty. 1, 302050M ,Wattage: nan ,Non-Commissionable: No ,Item Classification: Racking ,Item Status: Shippable | 3.03 | 86 | Shippable & Stock Qty Available | USMS100-0314 | Already Listed
930 | 450-0171 | Description: Enphase, Encharge-10 Cover Kit, includes Cover, Screws, Raceway and Wires for 3 IQ 3 Batteries, B10-C-1050-O ,Wattage: nan ,Non-Commissionable: No ,Item Classification: Energy Storage ,Item Status: Shippable | 491.49 | 86 | Shippable & Stock Qty Available |  | To be Listed
931 | 501-0122 | Description: Hellermann, Labels, MAIN PV SYSTEM DISCONNECT, Qty. 1, 596-00243 ,Wattage: nan ,Non-Commissionable: No ,Item Classification: Electrical BOS ,Item Status: Shippable | 3.11 | 86 | Shippable & Stock Qty Available |  | To be Listed
932 | 210-0406 | Description: UniRac, SunFrame Cap Strip 192", F, use 1" Screws for Sharp, Dark, Qty. 1, 202004D ,Wattage: nan ,Non-Commissionable: No ,Item Classification: Racking ,Item Status: Soligent De-listing | 26.68 | 85 | De-Listing but Stock Qty Available |  | To be Listed
933 | 211-0240 | Description: QuickMount, Post, 1.25” OD X 8.5", Mill Finish, Qty. 1, QM-QBP-8.5-M1 ,Wattage: nan ,Non-Commissionable: No ,Item Classification: Racking ,Item Status: Shippable | 5.91 | 85 | Shippable & Stock Qty Available | USMS100-0663 | Already Listed
934 | 240-0766 | Description: SunModo, SunTurf, Pipe, HSS, 2", 2.375" OD X 12 Gauge, G-90, 120”, A21165-120 ,Wattage: nan ,Non-Commissionable: No ,Item Classification: Racking ,Item Status: Soligent De-listing | 36.56 | 85 | De-Listing but Stock Qty Available |  | To be Listed
935 | 260-0882 | Description: SunModo, Universal Mid Clamp, Clear, K10180-001 ,Wattage: nan ,Non-Commissionable: No ,Item Classification: Racking ,Item Status: Vendor De-listing | 3.1 | 85 | De-Listing but Stock Qty Available |  | To be Listed
936 | 551-0030 | Description: 3/4" EMT 2 Hole Steel Strap, Qty.1, ARL 361 ,Wattage: nan ,Non-Commissionable: No ,Item Classification: Electrical BOS ,Item Status: Shippable | 0.18 | 85 | Shippable & Stock Qty Available |  | To be Listed
937 | 551-0224 | Description: 3/4" Metallic Liquid Tight 90° Connector, Qty. 1, TOPAZ ELECTRIC 492 ,Wattage: nan ,Non-Commissionable: No ,Item Classification: Electrical BOS ,Item Status: Shippable | 7.69 | 85 | Shippable & Stock Qty Available |  | To be Listed
938 | 210-1079 | Description: UniRac, SolarMount Heavy Duty Rail, 246", Mill Finish, Qty. 1, 410246M ,Wattage: nan ,Non-Commissionable: No ,Item Classification: Racking ,Item Status: Shippable | 131.79 | 84 | Shippable & Stock Qty Available | USMS100-0287 | Already Listed
939 | 240-0678 | Description: SunModo, SunTurf Diagonal HSS Tube Brace 1.5 X 1.5” X 92”, A50164-092 ,Wattage: nan ,Non-Commissionable: No ,Item Classification: Racking ,Item Status: Soligent De-listing | 33.24 | 84 | De-Listing but Stock Qty Available | USMS100-0517 | Already Listed
940 | 270-0192 | Description: S-5!, ¼-14 X 2-1/2” Metal to Wood, 3/8” Hex Washer Head Milled Point Screw, Qty. 1 pack of 50, 2.5” Metal to Wood Screw ,Wattage: nan ,Non-Commissionable: No ,Item Classification: Racking ,Item Status: Shippable | 13.92 | 84 | Shippable & Stock Qty Available | USMS100-0490 | Already Listed
942 | 250-1399 | Description: UniRac, Ecolibrium, Ecofoot2+ 86" Wind Deflector, ES20311H ,Wattage: nan ,Non-Commissionable: No ,Item Classification: Racking ,Item Status: Shippable | 20.33 | 83 | Shippable & Stock Qty Available | USSSP110-1552 | Already Listed
943 | 260-0803 | Description: ProSolar, End Clamp, 1.601"-1.626" (40.7mm-41.3mm), Includes (1) non-bonding Channel Nut and hardware, Clear, Qty. 1, C1606EC-1-G ,Wattage: nan ,Non-Commissionable: No ,Item Classification: Racking ,Item Status: Shippable | 2.77 | 83 | Shippable & Stock Qty Available |  | To be Listed
944 | 270-0939 | Description: UniRac, MicroRail, Trim Roof Attachment, includes: Roof attachment, T-bolt, Tri-drive nut, Dovetail Locks, Square Nut, Clamp Bolt, 3" Slider, Use with Raised Seal Flashing, Qty. 1 assembly, 240904F ,Wattage: nan ,Non-Commissionable: No ,Item Classification: Racking ,Item Status: Vendor De-listing | 5.56 | 83 | De-Listing but Stock Qty Available |  | To be Listed
945 | 551-0164 | Description: 1-1/4" Threaded LB Type Rigid Conduit Body with Cover & Gasket, Qty: 1, LB4CG, 0219-0186 ,Wattage: nan ,Non-Commissionable: No ,Item Classification: Electrical BOS ,Item Status: Shippable | 14.12 | 83 | Shippable & Stock Qty Available |  | To be Listed
946 | 270-0901 | Description: QuickMount, Flashing, Tile Replacement, S-Tile, 3-1/4" Post, order with Base Mount #270-0898, Mill Finish, Qty. 1, QMTR-S3.25-A-12 ,Wattage: nan ,Non-Commissionable: No ,Item Classification: Racking ,Item Status: Shippable | 12.75 | 82 | Shippable & Stock Qty Available | USMS100-0223 | Already Listed
947 | 480-0136 | Description: SolarEdge, Energy Bank Battery, 9.7kWh, NMC (Nickel-Manganese-Cobalt) 5kW Continuous Output, Wall or Floor Mount, (One floor stand is required per Energy Bank), NEMA 3R, UL-9540, 10 Year Warranty, BAT-10K1PS0B-02 ,Wattage: 9700.0 ,Non-Commissionable: No ,Item Classification: Energy Storage ,Item Status: Shippable | 6086.96 | 82 | Shippable & Stock Qty Available |  | To be Listed
948 | 250-1449 | Description: UniRac, Roof Mount, RM-10-EVO Field Ballast Bay, 10 Degrees, Qty. 1, 370010 ,Wattage: nan ,Non-Commissionable: No ,Item Classification: Racking ,Item Status: Shippable | 41.5 | 81 | Shippable & Stock Qty Available |  | To be Listed
949 | 440-0026 | Description: Quick Cable, Magna Lug, 4/0 Straight Lug, 3/8", Qty, 1, 440-0026 ,Wattage: nan ,Non-Commissionable: No ,Item Classification: Electrical BOS ,Item Status: Shippable | 3.88 | 81 | Shippable & Stock Qty Available |  | To be Listed
950 | 510-0055 | Description: Midnite Solar, Combiner box, 200A for 12 PV breakers or 10 Fuses, 3R, MNPV12 ,Wattage: nan ,Non-Commissionable: No ,Item Classification: Electrical BOS ,Item Status: Shippable | 246.94 | 81 | Shippable & Stock Qty Available |  | To be Listed
951 | 510-0893 | Description: SnapNrack, Universal Wire Clamp for J Box, 242-09025 ,Wattage: nan ,Non-Commissionable: No ,Item Classification: Racking ,Item Status: Shippable | 2.38 | 81 | Shippable & Stock Qty Available |  | To be Listed
952 | 590-0020 | Description: Wiley Electronics, WEEB Grounding clip for Pole/Ground Mount with No Legs WEEB-9.5NL ,Wattage: nan ,Non-Commissionable: No ,Item Classification: Electrical BOS ,Item Status: Shippable | 1.71 | 81 | Shippable & Stock Qty Available |  | To be Listed
953 | 250-1441 | Description: UniRac, GridFlex 5/16” Hardware Kit, 360061 ,Wattage: nan ,Non-Commissionable: No ,Item Classification: Racking ,Item Status: Shippable | 32.33 | 80 | Shippable & Stock Qty Available | USSSP110-1539 | Already Listed
954 | 270-0934 | Description: UniRac, MicroRail, 46mm, 3" Microrail, includes: 3" Base, 3" Cap, Socket-head cap screw, Bonding pin, Helix, Tower, 6.75" slider, Use with Raised Seal Flashing, 230346F ,Wattage: nan ,Non-Commissionable: No ,Item Classification: Racking ,Item Status: Vendor De-listing | 8.57 | 80 | De-Listing but Stock Qty Available |  | To be Listed
955 | 270-0938 | Description: UniRac, MicroRail, 46mm, 9" Splice, includes: base, cap, (3) cap screws, and bonding pins, Use with Raised Seal Flashing, 230946F ,Wattage: nan ,Non-Commissionable: No ,Item Classification: Racking ,Item Status: Soligent De-listing | 14.1 | 80 | De-Listing but Stock Qty Available |  | To be Listed
956 | 550-9065 | Description: Wiley Electronics, Cable Clip for Modules, Stainless Steel, for 10AWG USE-2, WEEB-ACC ,Wattage: nan ,Non-Commissionable: No ,Item Classification: Electrical BOS ,Item Status: Shippable | 70.88 | 80 | Shippable & Stock Qty Available |  | To be Listed
957 | 213-0017 | Description: UniRac, SFM Infinity Rail-Less, 8" Attached Splice, includes: 8” Base, Cap, Socket-head cap screw, and bonding pins, 250030U ,Wattage: nan ,Non-Commissionable: No ,Item Classification: Racking ,Item Status: Shippable | 12.12 | 79 | Shippable & Stock Qty Available | USMS100-0341 | Already Listed
958 | 501-0152 | Description: Hellermann, Label, PV AC DISONNECT Rating, Variable Imprint Rating Label, NEC 2017, Qty. 1, 596-00892 ,Wattage: nan ,Non-Commissionable: No ,Item Classification: Electrical BOS ,Item Status: Shippable | 1.1 | 79 | Shippable & Stock Qty Available |  | To be Listed
959 | 590-0008 | Description: Square D, Ground Kit for Square D, Products, 3 Terminal, Max 4 AWG, 69767, GTK03 ,Wattage: nan ,Non-Commissionable: No ,Item Classification: Electrical BOS ,Item Status: Shippable | 8.95 | 79 | Shippable & Stock Qty Available |  | To be Listed
960 | 530-1117 | Description: Siemens, Circuit Breaker, Q Breaker, 40A, 240VAC, 2-Pole, Q240, 0028-4562 ,Wattage: nan ,Non-Commissionable: No ,Item Classification: Electrical BOS ,Item Status: Shippable | 15.22 | 78 | Shippable & Stock Qty Available |  | To be Listed
961 | 550-0087 | Description: USE-2 Cable, 10AWG, 19-strand 600VDC, Black, 500' spool, 01-USE2-10X-BLK(500) ,Wattage: nan ,Non-Commissionable: No ,Item Classification: Electrical BOS ,Item Status: Shippable | 310.81 | 78 | Shippable & Stock Qty Available |  | To be Listed
962 | 570-0774 | Description: Midnite Solar, Shunt, 500A/50mV, two 8-32 tapped holes, includes taptite mounting screws, MNSHUNT ,Wattage: nan ,Non-Commissionable: No ,Item Classification: Electrical BOS ,Item Status: Shippable | 37.41 | 78 | Shippable & Stock Qty Available |  | To be Listed
963 | 210-0203 | Description: UniRac, SolarMount Rail, 132", Clear Anodized Finish, Qty. 1, 310132C ,Wattage: nan ,Non-Commissionable: No ,Item Classification: Racking ,Item Status: Shippable | 42.1 | 77 | Shippable & Stock Qty Available | USMS100-0308 | Already Listed
964 | 213-0076 | Description: UniRac, SFM Infinity Rail-Less, Universal Trim Rail 72", Dark, Qty. 1 package of 4, 256072U ,Wattage: nan ,Non-Commissionable: No ,Item Classification: Racking ,Item Status: Shippable | 123.31 | 77 | Shippable & Stock Qty Available |  | To be Listed
965 | 240-0263 | Description: UniRac, DGFT - Ground Fixed Tilt C-PILE, 150" – (12.5’), 404001 ,Wattage: nan ,Non-Commissionable: No ,Item Classification: Racking ,Item Status: Shippable | 218.01 | 77 | Shippable & Stock Qty Available | USMS100-0378 | Already Listed
966 | 480-0127 | Description: Generac, PWRcell DCB Battery Module, 3.0kWh Useable, NMC, 8004 ,Wattage: 3000.0 ,Non-Commissionable: No ,Item Classification: Energy Storage ,Item Status: Shippable | 1886.75 | 77 | Shippable & Stock Qty Available | USSB100-0083 | Already Listed
967 | 570-0000 | Description: APsystems, ECU-R Gateway, Standard ECU (Energy Communication Unit), ZigBee, Wi-Fi, No CTs, No RGM, 3 year Warranty, 209001 ,Wattage: nan ,Non-Commissionable: No ,Item Classification: Inverters ,Item Status: Shippable | 265.33 | 77 | Shippable & Stock Qty Available | USEC001-0015 | Already Listed
968 | 210-0192 | Description: UniRac, SolarMount Rail, 246", Dark Finish, 310246D ,Wattage: nan ,Non-Commissionable: No ,Item Classification: Racking ,Item Status: Shippable | 87.48 | 76 | Shippable & Stock Qty Available | USSE100-0202 | Already Listed
969 | 260-0117 | Description: IronRidge, Stopper Sleeve, 46mm, Clear, Qty. 1, UFO-STP-46MM-M1 ,Wattage: nan ,Non-Commissionable: No ,Item Classification: Racking ,Item Status: Shippable | 0.71 | 76 | Shippable & Stock Qty Available | USMS100-0106 | Already Listed
970 | 551-0215 | Description: Nsi Easy-Tap Piercing Connector, 4/0-3AWG Main, 2-10 AWG Tap, IPCS4002 ,Wattage: nan ,Non-Commissionable: No ,Item Classification: Electrical BOS ,Item Status: Shippable | 20.42 | 76 | Shippable & Stock Qty Available |  | To be Listed
971 | 210-0871 | Description: ProSolar, Leveling Kit Assembly for FJ and FJ E-Series, Provides +1/2" to +1" of height adjustability, Qty. 1, FJ-LEVEL ,Wattage: nan ,Non-Commissionable: No ,Item Classification: Racking ,Item Status: Vendor De-listing | 2.77 | 75 | De-Listing but Stock Qty Available |  | To be Listed
972 | 211-0000 | Description: IronRidge, Rail Connector Hardware Kit, 29-7001-002 ,Wattage: nan ,Non-Commissionable: No ,Item Classification: Racking ,Item Status: Shippable | 3.06 | 75 | Shippable & Stock Qty Available |  | To be Listed
973 | 213-0055 | Description: UniRac, Ecolibrium, MetalX-EcoX, Mid-Coupling, ES10368 ,Wattage: nan ,Non-Commissionable: No ,Item Classification: Racking ,Item Status: Shippable | 7.45 | 75 | Shippable & Stock Qty Available |  | To be Listed
974 | 270-0027 | Description: UniRac, U-LA Brace, 7 ft., 2", Aluminum, Qty. 1, 403200C ,Wattage: nan ,Non-Commissionable: No ,Item Classification: Racking ,Item Status: Shippable | 34.88 | 75 | Shippable & Stock Qty Available | USMS100-0282 | Already Listed
975 | 510-0295 | Description: QuickMount, JayBox, Rail-Mounted, 8 X 9" with DIN Rail and Rail Hanger Brackets, QM-JBX-RL02-B1 ,Wattage: nan ,Non-Commissionable: No ,Item Classification: Racking ,Item Status: Shippable | 34.97 | 75 | Shippable & Stock Qty Available | USMS100-0507 | Already Listed
976 | 260-0727-B | Description: "B-Grade" S-5!, Clamp, ProteaBracket, for metal trapezoidal rib, includes L-flange, bolt, washer and 4 x Self-Tap SS screws, ProteaBracket ,Wattage: nan ,Non-Commissionable: No ,Item Classification: Racking ,Item Status: Soligent De-listing | 7.82 | 74 | De-Listing but Stock Qty Available | USMS100-0254 | Already Listed
977 | 270-0657 | Description: Oatey, Flashing, 0.5" to 1" dia, 18' x 18" Galvanized base , No-Calk, Clear, Qty. 1, 11831 ,Wattage: nan ,Non-Commissionable: No ,Item Classification: Racking ,Item Status: Shippable | 12.93 | 74 | Shippable & Stock Qty Available | USMS100-0460 | Already Listed
978 | 270-0829 | Description: QuickMount, Quick Rack, Skirt End Cap pair, includes hardware, Bronze, Qty. 1 Pair, QMQR-SC B 1 ,Wattage: nan ,Non-Commissionable: No ,Item Classification: Racking ,Item Status: Vendor De-listing | 6.29 | 73 | De-Listing but Stock Qty Available |  | To be Listed
979 | 520-0034 | Description: Morningstar, SunLight Charge/Lighting Controller, 10A, 12VDC, SL-10L-12V ,Wattage: nan ,Non-Commissionable: No ,Item Classification: Energy Storage ,Item Status: Soligent De-listing | 101.35 | 73 | De-Listing but Stock Qty Available | USCC100-0107 | Already Listed
980 | 577-0242 | Description: Savant, QO DUAL 20AMP RELAY, PON, GPM-QP2R20120-21 ,Wattage: nan ,Non-Commissionable: No ,Item Classification: Electrical BOS ,Item Status: Shippable | 135.14 | 73 | Shippable & Stock Qty Available |  | To be Listed
981 | 540-0207 | Description: 90A Class RK5 Time Delay Cartridge Fuse, 250Vac, FLNR090 ,Wattage: nan ,Non-Commissionable: No ,Item Classification: Electrical BOS ,Item Status: Shippable | 25.95 | 72 | Shippable & Stock Qty Available |  | To be Listed
982 | 551-0013 | Description: 1" EMT Rain Tight Compression Connector, Qty.1, RACO 2904RT ,Wattage: nan ,Non-Commissionable: No ,Item Classification: Electrical BOS ,Item Status: Shippable | 3.39 | 71 | Shippable & Stock Qty Available |  | To be Listed
983 | 530-0196 | Description: Square D, 70A, 2-Pole Breaker, Qty.1, HOM270 ,Wattage: nan ,Non-Commissionable: No ,Item Classification: Electrical BOS ,Item Status: Shippable | 20.24 | 70 | Shippable & Stock Qty Available |  | To be Listed
984 | 570-1203 | Description: SolarEdge, Wireless Gateway (WiFi) Repeater, SE-WFRPT-B-S1-NA ,Wattage: nan ,Non-Commissionable: No ,Item Classification: Inverters ,Item Status: Shippable | 101.78 | 70 | Shippable & Stock Qty Available | USSE100-0267 | Already Listed
985 | 360-0380 | Description: APsystems, Y3 AC Bus (Trunk) Cable for DS3 Micro Inverters, (order 1 per Inverter), 10AWG, 2.4m (~94.5"), 2322600403 ,Wattage: nan ,Non-Commissionable: No ,Item Classification: Inverters ,Item Status: Shippable | 40 | 69 | Shippable & Stock Qty Available |  | To be Listed
986 | 501-0107 | Description: Hellermann, Labels, CAUTION: SOLAR CIRCUIT, Reflective, Coil, 7.25" X 5", Qty. 1, 596-00251 ,Wattage: nan ,Non-Commissionable: No ,Item Classification: Electrical BOS ,Item Status: Shippable | 5.52 | 69 | Shippable & Stock Qty Available |  | To be Listed
987 | 520-0045 | Description: Morningstar, TriStar Charge Controller, 45A, 12/24/48VDC, TS-45 ,Wattage: nan ,Non-Commissionable: No ,Item Classification: Energy Storage ,Item Status: Shippable | 200 | 69 | Shippable & Stock Qty Available | USCC100-0040 | Already Listed
988 | 551-0026 | Description: ¾” Conduit Body Neoprene Cover Gasket, Body 075 ,Wattage: nan ,Non-Commissionable: No ,Item Classification: Electrical BOS ,Item Status: Shippable | 1.56 | 69 | Shippable & Stock Qty Available |  | To be Listed
989 | 590-0118 | Description: IronRidge, Frameless Clamp Bonding Hardware, Pack of 4, FMLS-BHW ,Wattage: nan ,Non-Commissionable: No ,Item Classification: Racking ,Item Status: Shippable | 3.59 | 69 | Shippable & Stock Qty Available | USMS100-0048 | Already Listed
990 | 240-0682 | Description: SunModo, SunTurf 2.5” Aluminum Pipe Clamp Kit, K10222-001 ,Wattage: nan ,Non-Commissionable: No ,Item Classification: Racking ,Item Status: Soligent De-listing | 10.75 | 68 | De-Listing but Stock Qty Available |  | To be Listed
991 | 321-0013 | Description: APsystems, QT2-480, 3 Phase Micro Inverter, compatible with Four PV Modules, 3 Phase 480V WYE or Delta, 60Hz, 1,800W Max Output, 60Vdc Max Input, 25A Max Isc per input, MC4 Connector, 10 year Warranty, 124063 ,Wattage: 1800.0 ,Non-Commissionable: No ,Item Classification: Inverters ,Item Status: Shippable | 380 | 68 | Shippable & Stock Qty Available |  | To be Listed
992 | 570-1003 | Description: Enphase, ZigBee USB stick for Envoy communication with RGM, RGM-ZGB-01 ,Wattage: nan ,Non-Commissionable: No ,Item Classification: Inverters ,Item Status: Vendor De-listing | 72.22 | 68 | De-Listing but Stock Qty Available |  | To be Listed
993 | 110-1313 | Description: Aptos, 365W PV Module, 1.2m (~47.2”) PV Wire, MC-4 Connectors, 35mm Black Frame on Black Back Sheet, BOB, 120 ½ DNA Mono Cells, 20A Max Fuse, 1000VDC, 333.1W PTC, 25/30 Warranty, DNA-120-MF26-365W ,Wattage: 365.0 ,Non-Commissionable: No ,Item Classification: PV Modules ,Item Status: Vendor De-listing | 241.89 | 67 | De-Listing but Stock Qty Available | USSP100-0142 | Already Listed
994 | 530-1123 | Description: Eaton, Circuit Breaker, CHF Breaker, 30A, 240VAC, 2-Pole, CHF230 ,Wattage: nan ,Non-Commissionable: No ,Item Classification: Electrical BOS ,Item Status: Shippable | 37 | 67 | Shippable & Stock Qty Available |  | To be Listed
995 | 210-0439 | Description: UniRac, Standoff, 2 Piece Aluminum Flat-top , 6", Dark, without lag bolts, Qty. 1, 004600D ,Wattage: nan ,Non-Commissionable: No ,Item Classification: Racking ,Item Status: Shippable | 10.98 | 66 | Shippable & Stock Qty Available | USMS100-0609 | Already Listed
996 | 540-0202 | Description: 40A Class RK5 Time Delay Cartridge Fuse, 250Vac, FLNR040 ,Wattage: nan ,Non-Commissionable: No ,Item Classification: Electrical BOS ,Item Status: Shippable | 11.57 | 66 | Shippable & Stock Qty Available |  | To be Listed
997 | 480-0128 | Description: SimpliPhi, Phi 3.8, Battery, 3.8kWh, LFP (Lithium Iron Phosphate), 48 volt, with 80A disco and BMS, UL-1973, White Metal Case, PHI-3.8-48-M(052000) ,Wattage: 3800.0 ,Non-Commissionable: No ,Item Classification: Energy Storage ,Item Status: Shippable | 2448.45 | 65 | Shippable & Stock Qty Available | USSB100-0089 | Already Listed
998 | 551-0155 | Description: 1-1/4" EMT, Qty.1FT, 0003-0085 Full 10" Stick ,Wattage: nan ,Non-Commissionable: No ,Item Classification: Electrical BOS ,Item Status: Shippable | 4.94 | 65 | Shippable & Stock Qty Available |  | To be Listed
999 | 310-0007 | Description: SolarEdge, SE11400H-US Energy Hub, 1-Ph, Grid Tied Inverter, Dual Rated 11.4kW/10kW Battery Access, 240Vac, 60 Hz, 2 Unfused Input, 12 Yr Warr, Ground-Fault/Arc-Fault Protection, RS485 and Ethernet, with 5 Year Cell plan, -40C, AC RSD, w/RGM, and Consumption Meter (Add CT’s), SetApp Enabled, UL1741-SB, Home-Net Compatible, SE11400H-USSNBBL15 ,Wattage: 11400.0 ,Non-Commissionable: No ,Item Classification: Inverters ,Item Status: Shippable | 3115.28 | 64 | Shippable & Stock Qty Available |  | To be Listed
1000 | 270-0182 | Description: QuickMount, Quick Hook HLS, Low Height Hook for Side Mounted Rails, Mill Finish, No Flashing, Qty. 1, QMHLS-NF-A-12 ,Wattage: nan ,Non-Commissionable: No ,Item Classification: Racking ,Item Status: Shippable | 12.58 | 63 | Shippable & Stock Qty Available | USMS100-0221 | Already Listed
1001 | 510-0045 | Description: SolaDeck, Combiner Busbar for 4 Fuse holders, 120A, with Lug for #2-14 CU wire, 0784BB ,Wattage: nan ,Non-Commissionable: No ,Item Classification: Electrical BOS ,Item Status: Shippable | 8.5 | 63 | Shippable & Stock Qty Available |  | To be Listed
1002 | 210-1108 | Description: SnapNrack, UR-40 Rail, 168", Silver, 232-02450 ,Wattage: nan ,Non-Commissionable: No ,Item Classification: Racking ,Item Status: Shippable | 28.82 | 62 | Shippable & Stock Qty Available |  | To be Listed
1003 | 220-0366 | Description: IronRidge, Diagonal Brace, 2.5in Square Tube, 87.0in LG (For 3in Pipe), GM-DB3-TB01-M1 ,Wattage: nan ,Non-Commissionable: No ,Item Classification: Racking ,Item Status: Shippable | 90.14 | 62 | Shippable & Stock Qty Available | USMS100-0142 | Already Listed
1004 | 240-0395 | Description: Hollaender, Extended Barrel Tee, 1.5" Pipe Size, 5EXT-8 ,Wattage: nan ,Non-Commissionable: No ,Item Classification: Racking ,Item Status: Shippable | 16.86 | 62 | Shippable & Stock Qty Available | USMS100-0542 | Already Listed
1005 | 550-9071 | Description: Wiley Electronics, Cable Clip for Modules at 90 degrees, Stainless Steel, for 2 Cables (4.1 - 7.49mm) ACC-F90-1 ,Wattage: nan ,Non-Commissionable: No ,Item Classification: Electrical BOS ,Item Status: Shippable | 66.22 | 62 | Shippable & Stock Qty Available |  | To be Listed
1006 | 270-9084 | Description: IronRidge, Contour Trim End Caps, Black, Qty. 1 Pair L & R, CTR-CAP-01-B1 ,Wattage: nan ,Non-Commissionable: No ,Item Classification: Racking ,Item Status: Shippable | 2.93 | 61 | Shippable & Stock Qty Available | USMS100-0173 | Already Listed
1008 | 213-0022 | Description: UniRac, SFM Infinity Rail-Less, Trim Bonding Clamp, 008100U ,Wattage: nan ,Non-Commissionable: No ,Item Classification: Racking ,Item Status: Shippable | 4.16 | 60 | Shippable & Stock Qty Available |  | To be Listed
1009 | 260-0854 | Description: S-5!, Clamp, Size H-90, fits Metal Roof Profiles with Horizontal Seam greater than 0.65”, S-5-H90 ,Wattage: nan ,Non-Commissionable: No ,Item Classification: Racking ,Item Status: Shippable | 7.33 | 60 | Shippable & Stock Qty Available | USMS100-0529 | Already Listed
1010 | 270-0161 | Description: IronRidge, Flashing, Flashfoot2 with Cap-foot, 9" x 12", includes: 5/16" x 4.75" SS Lag Bolt and EPDM washer, Black, UFO series, Qty. 1, FF2-01-B2 ,Wattage: nan ,Non-Commissionable: No ,Item Classification: Racking ,Item Status: Vendor De-listing | 12.33 | 60 | De-Listing but Stock Qty Available | USMS100-0114 | Already Listed
1011 | 271-0015 | Description: IronRidge, Flat Roof Attachment Membrane, 60 mil, TPO, Carlisle, White, Qty. 1, FRA-M60T-CA-W1 ,Wattage: nan ,Non-Commissionable: No ,Item Classification: Racking ,Item Status: Shippable | 14.09 | 60 | Shippable & Stock Qty Available | USMS100-0043 | Already Listed
1012 | 360-0376 | Description: APsystems, AC Cable Connector 10AWG (splice) - Male, 2300931202 ,Wattage: nan ,Non-Commissionable: No ,Item Classification: Inverters ,Item Status: Shippable | 12 | 60 | Shippable & Stock Qty Available | USSE100-0305 | Already Listed
1013 | 551-0037 | Description: 3/4" EMT Rain Tight Compression Connector, Qty.1, 251-RT2 ,Wattage: nan ,Non-Commissionable: No ,Item Classification: Electrical BOS ,Item Status: Shippable | 3.03 | 60 | Shippable & Stock Qty Available |  | To be Listed
1014 | 551-0053 | Description: 1" LB Aluminum, with cover, Qty.1, 15-LB-100A ,Wattage: nan ,Non-Commissionable: No ,Item Classification: Electrical BOS ,Item Status: Shippable | 4.85 | 60 | Shippable & Stock Qty Available |  | To be Listed
1015 | 551-0272 | Description: 1" Flexible Aluminum Flex Conduit, 50' Coil, TOPAZ 4303 ,Wattage: nan ,Non-Commissionable: No ,Item Classification: Electrical BOS ,Item Status: Shippable | 130.05 | 60 | Shippable & Stock Qty Available |  | To be Listed
1017 | 270-1056 | Description: ProSolar, End Cap, for 2.0 Rail, UV Resistant Plastic, Black, Qty. 1, A-2.0 ENDCAP-24B ,Wattage: nan ,Non-Commissionable: No ,Item Classification: Racking ,Item Status: Shippable | 0.65 | 59 | Shippable & Stock Qty Available | USMS100-0467 | Already Listed
1018 | 550-0077 | Description: Multi-Contact, Branch Connector, MC4, PV-AZS4, 2 male/1 female, 18-32.0019 ,Wattage: nan ,Non-Commissionable: No ,Item Classification: Electrical BOS ,Item Status: Shippable | 7.35 | 59 | Shippable & Stock Qty Available |  | To be Listed
1021 | 260-0870 | Description: S-5!,CorruBracket 500T Mount for Corrugated Metal Roofs to mount directly into the Crest,with EPDM Rubber Gasket Seal, 4 Self-Piercing Screws and 1 M8 Nut, CorruBracket500T ,Wattage: nan ,Non-Commissionable: No ,Item Classification: Racking ,Item Status: Shippable | 4.89 | 58 | Shippable & Stock Qty Available | USMS100-0536 | Already Listed
1022 | 270-0002 | Description: Oatey, Flashing, 1.25" to 1.65" dia, 9" x 12.5" Galvanized base, Clear, Qty. 1, 11840 ,Wattage: nan ,Non-Commissionable: No ,Item Classification: Racking ,Item Status: Shippable | 6.05 | 58 | Shippable & Stock Qty Available | USMS100-0464 | Already Listed
1023 | 360-0002 | Description: APsystems, AC Bus Cable Unlocking Tool, for DS3, YC600 & QS1, 2352000001 ,Wattage: nan ,Non-Commissionable: No ,Item Classification: Inverters ,Item Status: Shippable | 4 | 58 | Shippable & Stock Qty Available | USEC001-0013 | Already Listed
1024 | 550-9097 | Description: Romex, #10 AWG, 10/3, Black/White, Solid, 3, 250FT, 600VAC, 0041-4171 ,Wattage: nan ,Non-Commissionable: No ,Item Classification: Electrical BOS ,Item Status: Shippable | 261.39 | 58 | Shippable & Stock Qty Available |  | To be Listed
1025 | 341-0117 | Description: Schneider Electric, CONEXT XW, MINI-PDP, Power Distribution Panel For One XW Inverter ONLY, NOT Expandable,1-Pole 250A/160VDC Breaker, 3,2-Pole 60A AC Breakers & By-Pass, 120-240V, 865-1013-01 ,Wattage: nan ,Non-Commissionable: No ,Item Classification: Inverters ,Item Status: Shippable | 592.71 | 57 | Shippable & Stock Qty Available | USSSP110-1185 | Already Listed
1026 | 530-0822 | Description: Outback, Circuit Breaker, 50A, 120/240VAC, 2-Pole, 1.5" Wide, Panel Mount , 1/4" Studs, PNL-50D-AC-120/240 ,Wattage: nan ,Non-Commissionable: No ,Item Classification: Electrical BOS ,Item Status: Shippable | 45.21 | 57 | Shippable & Stock Qty Available |  | To be Listed
1027 | 550-0286 | Description: Amphenol, Helios H4 10 AWG Machined Female Contact Only, 18-PV-090506-F03 ,Wattage: nan ,Non-Commissionable: No ,Item Classification: Electrical BOS ,Item Status: Shippable | 1.44 | 57 | Shippable & Stock Qty Available |  | To be Listed
1028 | 551-0008 | Description: ¾” Conduit Body Cover, add Gasket, Topaz 572 ,Wattage: nan ,Non-Commissionable: No ,Item Classification: Electrical BOS ,Item Status: Shippable | 4.59 | 57 | Shippable & Stock Qty Available |  | To be Listed
1029 | 250-1378 | Description: UniRac, RoofMount, RM5 & RMDT, Endclamp, 41-45mm, Qty. 1, 310821 ,Wattage: nan ,Non-Commissionable: No ,Item Classification: Racking ,Item Status: Vendor De-listing | 1.52 | 56 | De-Listing but Stock Qty Available | USMS100-0353 | Already Listed
1030 | 271-0009 | Description: IronRidge, Flat Roof Attachment Membrane, 60 mil, TPO, GAF, White, Qty. 1, FRA-M60T-GF-W1 ,Wattage: nan ,Non-Commissionable: No ,Item Classification: Racking ,Item Status: Shippable | 11.99 | 55 | Shippable & Stock Qty Available | USMS100-0039 | Already Listed
1031 | 370-0122 | Description: SolarEdge, HD-Wave EV and Smart Charger Charging Cable, 40 Amp, Level 2 Electric Vehicle J1772 Charge Connector with 25 feet cable and holder, use with HD-Wave-EV Inverter, SE-EV-KIT-25J40-2 ,Wattage: nan ,Non-Commissionable: No ,Item Classification: Inverters ,Item Status: Shippable | 396.89 | 55 | Shippable & Stock Qty Available | USSE100-0195 | Already Listed
1032 | 520-0098 | Description: Morningstar, TriStar LCD Digital Meter display, mounts into TS and TS-MPPT controller front plate, TS-M-2 ,Wattage: nan ,Non-Commissionable: No ,Item Classification: Energy Storage ,Item Status: Shippable | 110.81 | 55 | Shippable & Stock Qty Available |  | To be Listed
1033 | 530-0033 | Description: Midnite Solar, Circuit Breaker, DIN Mount, 30A, 150VDC, MNEPV30 ,Wattage: nan ,Non-Commissionable: No ,Item Classification: Electrical BOS ,Item Status: Shippable | 14.97 | 55 | Shippable & Stock Qty Available |  | To be Listed
1034 | 530-0213 | Description: Outback, Circuit Breaker, 80A, 300VDC, 1-Pole, 0.75" Wide, Panel Mount, PNL-80-300VDC ,Wattage: nan ,Non-Commissionable: No ,Item Classification: Electrical BOS ,Item Status: Shippable | 58.9 | 55 | Shippable & Stock Qty Available |  | To be Listed
1035 | 550-0347 | Description: Heyco, Strain Relief, Cord Grip, 5-Hole, 1" Nylon NPT with metal locknut, 7.7mm holes for PV Wire, Skinned, Qty. 1, M8437GBT-SM, 550-0347 ,Wattage: nan ,Non-Commissionable: No ,Item Classification: Electrical BOS ,Item Status: Shippable | 4.15 | 55 | Shippable & Stock Qty Available |  | To be Listed
1036 | 550-9122 | Description: Nine Fasteners, Cable Clip for Module Frame, Stainless Steel, 1 or 2 USE-2 Wires (up to 5.8mm), Qty. 100, DCS-1306 ,Wattage: nan ,Non-Commissionable: No ,Item Classification: Electrical BOS ,Item Status: Shippable | 20.27 | 55 | Shippable & Stock Qty Available |  | To be Listed
1037 | 580-0230 |  | 195.42 | 55 | Price & Stock Qty. Available |  | To be Listed
1038 | 211-0478 | Description: ProSolar, TileTrac 4", with hardware and Stainless Steel flashing for Flat Tile Roof, with subflashing, Qty. 1, TT-1-T4-SF ,Wattage: nan ,Non-Commissionable: No ,Item Classification: Racking ,Item Status: Shippable | 8.75 | 54 | Shippable & Stock Qty Available |  | To be Listed
1039 | 240-0398 | Description: Hollaender, Adjustable Elbow or Tee, 2" Pipe Size, 17-9 ,Wattage: nan ,Non-Commissionable: No ,Item Classification: Racking ,Item Status: Shippable | 56.69 | 54 | Shippable & Stock Qty Available | USMS100-0444 | Already Listed
1040 | 250-1381 | Description: UniRac, RoofMount, RM5, WD Wire Management Clip, Qty. 1, 310851 ,Wattage: nan ,Non-Commissionable: No ,Item Classification: Racking ,Item Status: Shippable | 1.27 | 54 | Shippable & Stock Qty Available | USMS100-0349 | Already Listed
1041 | 270-1029 | Description: S-5!, M8 X 16mm Flanged Bolt, M8 Flange Bolt ,Wattage: nan ,Non-Commissionable: No ,Item Classification: Racking ,Item Status: Shippable | 0.29 | 54 | Shippable & Stock Qty Available | USMS100-0515 | Already Listed
1042 | 530-1125 | Description: Eaton, Circuit Breaker, CHF Breaker, 50A, 240VAC, 2-Pole, CHF250 ,Wattage: nan ,Non-Commissionable: No ,Item Classification: Electrical BOS ,Item Status: Shippable | 36.94 | 54 | Shippable & Stock Qty Available |  | To be Listed
1043 | 540-0198 | Description: Littelfuse Fuse, 50A, Class RK5, 250V, FLNR050ID ,Wattage: nan ,Non-Commissionable: No ,Item Classification: Electrical BOS ,Item Status: Shippable | 11.92 | 54 | Shippable & Stock Qty Available |  | To be Listed
1044 | 210-1045 | Description: QuickMount, Tile Replacement Flashing, S-Tile, Use with QM Tile Hook, BLACK, 1 ea, QMC-TRF-S B 12 ,Wattage: nan ,Non-Commissionable: No ,Item Classification: Racking ,Item Status: Vendor De-listing | 5.13 | 53 | De-Listing but Stock Qty Available |  | To be Listed
1045 | 211-0008 | Description: QuickMount, 5 Degree Fixed-Tilt L-Foot Only, Mill Finish, Qty. 1, QM-TLF5-M1 ,Wattage: nan ,Non-Commissionable: No ,Item Classification: Racking ,Item Status: Shippable | 2.18 | 53 | Shippable & Stock Qty Available | USMS100-0670 | Already Listed
1046 | 501-0108 | Description: Hellermann, Labels, WARNING: PHOTOVOLTAIC POWER SOURCE, Coil, Reflective, 4" X 2", Qty. 1, 596-00207 ,Wattage: nan ,Non-Commissionable: No ,Item Classification: Electrical BOS ,Item Status: Shippable | 2.79 | 53 | Shippable & Stock Qty Available |  | To be Listed
1047 | 260-0853 | Description: S-5!, Clamp, RibBracket II, mount for corrugated metal roofs to mount directly into the crown, with EPDM rubber gasket seal, (4) 8mm thru holes & (1) slotted .4" x 1.25" hole, 4 self-tapping screws & 1, M8 flange nut included, RibBracket II ,Wattage: nan ,Non-Commissionable: No ,Item Classification: Racking ,Item Status: Shippable | 5.54 | 52 | Shippable & Stock Qty Available | USMS100-0512 | Already Listed
1048 | 360-0205 | Description: Enphase, Accessory, Water tight cap for M215 and M250, Qty. 1, ET-SEAL-10 ,Wattage: nan ,Non-Commissionable: No ,Item Classification: Inverters ,Item Status: Vendor De-listing | 2.22 | 52 | De-Listing but Stock Qty Available | USSE100-0263 | Already Listed
1049 | 580-0109 | Description: Generac, PWRcell 200A Automatic Transfer Switch (ATS), with Load Management, Manage up to 4 HVAC (24Vac Controlled) Loads for Whole Home Coverage, Service Rated, NEMA 3R, CXSW200A3 ,Wattage: nan ,Non-Commissionable: No ,Item Classification: Energy Storage ,Item Status: Shippable | 820.97 | 52 | Shippable & Stock Qty Available | USIN100-0181 | Already Listed
1050 | 212-0007 | Description: UniRac, Tile Roof Hook, Spanish & W Tile Side Mount, with 2 #14 X 3.5” Screws, 7” Base, 004CT1H ,Wattage: nan ,Non-Commissionable: No ,Item Classification: Racking ,Item Status: Shippable | 7.78 | 51 | Shippable & Stock Qty Available | USMS100-0566 | Already Listed
1051 | 530-1092 | Description: Midnite Solar, Circuit Breaker, DIN Mount, 100A, 150VDC, 1-Pole, 1.0" Wide, Qty. 1, MNEPV100 ,Wattage: nan ,Non-Commissionable: No ,Item Classification: Electrical BOS ,Item Status: Shippable | 48.64 | 51 | Shippable & Stock Qty Available |  | To be Listed
1052 | 250-1436 | Description: UniRac, GridFlex Lander Pad, 360060 ,Wattage: nan ,Non-Commissionable: No ,Item Classification: Racking ,Item Status: Shippable | 4.05 | 50 | Shippable & Stock Qty Available | USSSP110-1538 | Already Listed
1053 | 260-0867 | Description: UniRac, Standing Seam Clamp, Standard, 2 Set Screws, M8 Threaded Attachment Hole, 004131M ,Wattage: nan ,Non-Commissionable: No ,Item Classification: Racking ,Item Status: Shippable | 9.11 | 50 | Shippable & Stock Qty Available | USSSP110-1458 | Already Listed
1055 | 360-0379 | Description: APsystems, Y3 AC Bus (Trunk) Cable for QT-2 Micro Inverters, (1 per Inverter), 10 AWG, 4m (~157"), 2322400703 ,Wattage: nan ,Non-Commissionable: No ,Item Classification: Inverters ,Item Status: Vendor De-listing | 46.67 | 50 | De-Listing but Stock Qty Available |  | To be Listed
1056 | 550-0524 | Description: TE Connectivity, SolarLok PV4 Connector with Boot for 6.0 to 7.8mm OD #10 AWG PV Wire, Female (+), 1500VDC, 18-2270025-1 ,Wattage: nan ,Non-Commissionable: No ,Item Classification: Electrical BOS ,Item Status: Shippable | 1.48 | 50 | Shippable & Stock Qty Available |  | To be Listed
1057 | 551-0165 | Description: 1-1/4" Threaded LL Type Rigid Conduit Body with Cover & Gasket, Qty: 1, LL4CG, 0093-1413 ,Wattage: nan ,Non-Commissionable: No ,Item Classification: Electrical BOS ,Item Status: Shippable | 14.12 | 50 | Shippable & Stock Qty Available |  | To be Listed
1058 | 551-0166 | Description: 1-1/4" Threaded LR Type Rigid Conduit Body with Cover & Gasket, Qty: 1, LR4CG, 0012-2074 ,Wattage: nan ,Non-Commissionable: No ,Item Classification: Electrical BOS ,Item Status: Shippable | 14.12 | 50 | Shippable & Stock Qty Available |  | To be Listed
1059 | 580-0226 | Description: Eaton-Cutler Hammer 60A 2 Pole 240V Fused Disconnect, NEMA 3R, C-H DG222NRB ,Wattage: nan ,Non-Commissionable: No ,Item Classification: Electrical BOS ,Item Status: Shippable | 167.09 | 50 | Shippable & Stock Qty Available |  | To be Listed
1060 | 590-0123 | Description: UniRac, Ecolibrium, EcoX Row to Row Bonding Clip, ES10260 ,Wattage: nan ,Non-Commissionable: No ,Item Classification: Racking ,Item Status: Shippable | 0.37 | 50 | Shippable & Stock Qty Available | USMS100-0388 | Already Listed
1061 | 260-0883 | Description: SunModo, Universal Mid Clamp, Black, K10180-001-BK ,Wattage: nan ,Non-Commissionable: No ,Item Classification: Racking ,Item Status: Vendor De-listing | 3.24 | 49 | De-Listing but Stock Qty Available |  | To be Listed
1062 | 530-1124 | Description: Eaton, Circuit Breaker, CHF Breaker, 40A, 240VAC, 2-Pole, CHF240 ,Wattage: nan ,Non-Commissionable: No ,Item Classification: Electrical BOS ,Item Status: Shippable | 36.94 | 49 | Shippable & Stock Qty Available |  | To be Listed
1063 | 250-1398 | Description: UniRac, Ecolibrium, Ecofoot2+ 44" Wind Deflector, ES20311A ,Wattage: nan ,Non-Commissionable: No ,Item Classification: Racking ,Item Status: Shippable | 10.08 | 48 | Shippable & Stock Qty Available | USSSP110-1550 | Already Listed
1064 | 240-0269 | Description: UniRac, DGFT - Ground Fixed Tilt TOP CHORD CHANNEL 20/30°, 404036 ,Wattage: nan ,Non-Commissionable: No ,Item Classification: Racking ,Item Status: Shippable | 110.76 | 47 | Shippable & Stock Qty Available | USMS100-0708 | Already Listed
1065 | 250-1403 | Description: UniRac, Ecolibrium, EcoFoot5D 70'' Wind Deflector, ES10494 ,Wattage: nan ,Non-Commissionable: No ,Item Classification: Racking ,Item Status: Shippable | 11.17 | 47 | Shippable & Stock Qty Available | USMS100-0674 | Already Listed
1066 | 260-0797 | Description: ProSolar, End Clamp, 1.391"-1.416" (35.4mm-35.9mm), Includes (1) non-bonding Channel Nut and hardware, Clear, Qty. 1, C1396EC-1-G ,Wattage: nan ,Non-Commissionable: No ,Item Classification: Racking ,Item Status: Shippable | 2.68 | 47 | Shippable & Stock Qty Available |  | To be Listed
1067 | 520-0096 | Description: Morningstar, TriStar MPPT Charge Controller, 45A, 150VDC, 12/48VDC, with RTS, TS-MPPT-45 ,Wattage: nan ,Non-Commissionable: No ,Item Classification: Energy Storage ,Item Status: Shippable | 536.49 | 47 | Shippable & Stock Qty Available |  | To be Listed
1068 | 550-9079 | Description: THHN/THWN-2, #4 AWG, White, 600V, 500' ,Wattage: nan ,Non-Commissionable: No ,Item Classification: Electrical BOS ,Item Status: Shippable | 535.11 | 47 | Shippable & Stock Qty Available |  | To be Listed
1069 | 551-0198 | Description: 3/4" Flexible Non-Metallic PVC Liquid Tight Conduit, WI NM075, 100' Coil, 0278-3784 ,Wattage: nan ,Non-Commissionable: No ,Item Classification: Electrical BOS ,Item Status: Shippable | 61.01 | 47 | Shippable & Stock Qty Available |  | To be Listed
1070 | 590-0125 | Description: UniRac, Ecolibrium, 38" Bonding Jumper, ES10378 ,Wattage: nan ,Non-Commissionable: No ,Item Classification: Racking ,Item Status: Shippable | 5.42 | 47 | Shippable & Stock Qty Available |  | To be Listed
1071 | 210-0191 | Description: UniRac, FlashLoc Comp Kit, with Lag Bolt, Chemlink Sealant and Rail Hardware, Dark Finish, 1 ea, 004085D ,Wattage: nan ,Non-Commissionable: No ,Item Classification: Racking ,Item Status: Soligent De-listing | 9.94 | 46 | De-Listing but Stock Qty Available | USMS100-0383 | Already Listed
1072 | 210-0662 | Description: UniRac, Standoff, 2 Piece Aluminum Flat-top , 3", Dark, without lag bolts, Qty. 1, 004300D ,Wattage: nan ,Non-Commissionable: No ,Item Classification: Racking ,Item Status: Shippable | 8.69 | 46 | Shippable & Stock Qty Available | USMS100-0485 | Already Listed
1073 | 240-0676 | Description: SunModo, SunTurf, Anchor Screw Auger 80” with Set Screws, for 2" Schedule 40 Pipe, Qty.1, K10423-080 ,Wattage: nan ,Non-Commissionable: No ,Item Classification: Racking ,Item Status: Soligent De-listing | 86.23 | 46 | De-Listing but Stock Qty Available |  | To be Listed
1074 | 270-1058 | Description: S-5!, Replacement, Set screw, 3/8-24 X .90”, Qty. 1 bag of 50, 0.90 Round Point Setscrew ,Wattage: nan ,Non-Commissionable: No ,Item Classification: Racking ,Item Status: Shippable | 0.42 | 46 | Shippable & Stock Qty Available | USMS100-0558 | Already Listed
1075 | 310-0644 | Description: SolarEdge, Energy Hub SE10000H-US HD-Wave, 1-Ph, Grid Tied Inverter, Dual Rated 10kW/10kW Battery Access, 240Vac, 60 Hz, 2 Unfused Input, 12 Yr Warr,Ground-Fault/Arc-Fault Protection, RS485 and Ethernet, with 5 Year Cell plan, -40C, AC RSD, w/RGM, and Consumption Meter (Add CT’s), SetApp Enabled, UL1741-SA, SE10000H-USSNBBL14 ,Wattage: 10000.0 ,Non-Commissionable: No ,Item Classification: Inverters ,Item Status: Shippable | 2978.26 | 46 | Shippable & Stock Qty Available | USSS100-0022 | Already Listed
1077 | 510-0035 | Description: Outback, FWPV-8 Combiner box, 8 Breakers or 6 Fuse holders ,Wattage: nan ,Non-Commissionable: No ,Item Classification: Inverters ,Item Status: Shippable | 281.94 | 46 | Shippable & Stock Qty Available | USBE100-0011 | Already Listed
1078 | 530-0126 | Description: Enphase, Enpower 100A Main/Load Breaker, 25kAIC, CSR2100N, BRK-100A-2P-240V ,Wattage: nan ,Non-Commissionable: No ,Item Classification: Energy Storage ,Item Status: Shippable | 207.2 | 46 | Shippable & Stock Qty Available |  | To be Listed
1079 | 270-0004 | Description: ProSolar, FastJack 2X Bracket, Clear, Qty. 1, A-FJT-1 ,Wattage: nan ,Non-Commissionable: No ,Item Classification: Racking ,Item Status: Vendor De-listing | 6.26 | 45 | De-Listing but Stock Qty Available |  | To be Listed
1080 | 270-0933 | Description: UniRac, MicroRail, 40mm, 3" Microrail, includes: 3" Base, 3" Cap, Socket-head cap screw, Bonding pin, Helix, Tower, 6.75" slider, Use with Raised Seal Flashing, 230340F ,Wattage: nan ,Non-Commissionable: No ,Item Classification: Racking ,Item Status: Vendor De-listing | 8.39 | 45 | De-Listing but Stock Qty Available |  | To be Listed
1081 | 360-0377 | Description: APsystems, AC Cable Connector 10AWG (splice) - Female, 2300932202 ,Wattage: nan ,Non-Commissionable: No ,Item Classification: Inverters ,Item Status: Shippable | 12 | 45 | Shippable & Stock Qty Available | USSE100-0296 | Already Listed
1082 | 551-0007 | Description: 3/4" LR Aluminum, without cover, Qty.1, Topaz LR2 ,Wattage: nan ,Non-Commissionable: No ,Item Classification: Electrical BOS ,Item Status: Shippable | 14.18 | 44 | Shippable & Stock Qty Available |  | To be Listed
1083 | 570-1233 | Description: SolarEdge, Replacement 4G Cell Modem, for all Single Phase Inverters with a Display, with Sprint CDMA and T-Mobile GSM 3G Networks, for use in US Only,CELL-A-R05-US-P-S2 ,Wattage: nan ,Non-Commissionable: No ,Item Classification: Inverters ,Item Status: Shippable | 347.02 | 44 | Shippable & Stock Qty Available | USCG001-0011 | Already Listed
1084 | 590-0112 | Description: QuickMount, QMR, WEEB Lug with 8mm T-Bolt/Nut, Qty. 1, QMR-GLQ-A-50 ,Wattage: nan ,Non-Commissionable: No ,Item Classification: Racking ,Item Status: Shippable | 4.5 | 44 | Shippable & Stock Qty Available | USMS100-0240 | Already Listed
1085 | 210-1098 | Description: UniRac, FlashLoc Comp Kit, with Lag Bolt, Chemlink Sealant and Rail Hardware, Mill Finish, Qty. 1 Box of 20, 004085M ,Wattage: nan ,Non-Commissionable: No ,Item Classification: Racking ,Item Status: Shippable | 175.42 | 43 | Shippable & Stock Qty Available | USMS100-0382 | Already Listed
1086 | 211-0352 | Description: UniRac, Adjustable Tilt Leg, 72", without L-Foot, Clear, Qty. 1, 307134M ,Wattage: nan ,Non-Commissionable: No ,Item Classification: Racking ,Item Status: Shippable | 55.32 | 43 | Shippable & Stock Qty Available | USSSP110-1503 | Already Listed
1087 | 270-0878 | Description: QuickBolt, All Tile Roof Hook, Bottom Mount Rails, for flat and Spanish tile, 6mm thickness, 9mm adjustable height, 140 mm wide base, 9mm x 18 mm mounting screw slots, 10mm x 38mm rail attachment slot, includes (2) 5/16 x 3" SS screws, Qty. 1, 17600(1) ,Wattage: nan ,Non-Commissionable: No ,Item Classification: Racking ,Item Status: Shippable | 15.52 | 43 | Shippable & Stock Qty Available |  | To be Listed
1088 | 501-1056 | Description: Hellermann, Labels, NEC-2020 Packaged Set, 45 Warning Labels, 596-03945 ,Wattage: nan ,Non-Commissionable: No ,Item Classification: Electrical BOS ,Item Status: Shippable | 21.92 | 43 | Shippable & Stock Qty Available |  | To be Listed
1089 | 240-1530 | Description: SunModo, SunTurf, 2.5” Pipe Splice Kit, K10342-001 ,Wattage: nan ,Non-Commissionable: No ,Item Classification: Racking ,Item Status: Soligent De-listing | 10.01 | 42 | De-Listing but Stock Qty Available |  | To be Listed
1090 | 270-0833 | Description: UniRac, SolarMount Integrated Bonding, T-Bolt & Nut, 1/4"X2.00", Dark SS, Qty. 1, 330050D ,Wattage: nan ,Non-Commissionable: No ,Item Classification: Racking ,Item Status: Shippable | 1.3 | 42 | Shippable & Stock Qty Available | USMS100-0291 | Already Listed
1091 | 360-0182 | Description: Chilicon, Modular Trunk Cap Male, T6 Male Cap ,Wattage: nan ,Non-Commissionable: No ,Item Classification: Inverters ,Item Status: Soligent De-listing | 2.22 | 42 | De-Listing but Stock Qty Available | USMS100-0617 | Already Listed
1092 | 540-0205 | Description: 70A Class RK5 Time Delay Cartridge Fuse, 250Vac, FLNR070 ,Wattage: nan ,Non-Commissionable: No ,Item Classification: Electrical BOS ,Item Status: Shippable | 25.95 | 42 | Shippable & Stock Qty Available |  | To be Listed
1093 | 240-0409 | Description: Hollaender, Tee with set screws on side rib, 2" Pipe Size, 5SR-9 ,Wattage: nan ,Non-Commissionable: No ,Item Classification: Racking ,Item Status: Shippable | 36.94 | 41 | Shippable & Stock Qty Available |  | To be Listed
1094 | 271-0004 | Description: Chemlink, Solar penetration seals, Low-Slope, 4” Diameter E-Curb Round Kit, contains: (4) curbs, (1) 1/2 gallon pouch 1-Part Pourable Sealer, (2) 10.1 oz cartridges of M-1 Adhesive/Sealant, Gray, Qty. 1 KIT, F1354 ,Wattage: nan ,Non-Commissionable: No ,Item Classification: Electrical BOS ,Item Status: Shippable | 116.49 | 41 | Shippable & Stock Qty Available |  | To be Listed
1095 | 480-0138 | Description: EndurEnergy Systems, 5.12kWh1 100Ah, 48 Vdc Nominal, Battery Pack, ESP-5100, B0005 ,Wattage: 5120.0 ,Non-Commissionable: No ,Item Classification: Energy Storage ,Item Status: Shippable | 2091.7 | 41 | Shippable & Stock Qty Available | USEC001-0080 | Already Listed
1096 | 530-0030 | Description: Midnite Solar, Circuit Breaker, DIN Mount, 10A, 150VDC, MNEPV10 ,Wattage: nan ,Non-Commissionable: No ,Item Classification: Electrical BOS ,Item Status: Shippable | 14.82 | 41 | Shippable & Stock Qty Available |  | To be Listed
1098 | 565-0024 | Description: Generac, PV-Link Sub-String Optimizer, Compatible with SnapRS for Module Level RSD, MC-4, Max 420Voc, APKE00010 ,Wattage: nan ,Non-Commissionable: No ,Item Classification: Energy Storage ,Item Status: Shippable | 536.23 | 41 | Shippable & Stock Qty Available | USSE100-0087 | Already Listed
1099 | 250-1416 | Description: UniRac, Ecolibrium, EcoFoot Roof to Strut Hardware Kit, ES10843 ,Wattage: nan ,Non-Commissionable: No ,Item Classification: Racking ,Item Status: Shippable | 11.5 | 40 | Shippable & Stock Qty Available | USMS100-0513 | Already Listed
1100 | 260-0099 | Description: QuickMount, QMR, Universal Bonding Mid Clamp, 30-45mm, Black Finish, Qty. 1, QMR-UMC3045-B-20 ,Wattage: nan ,Non-Commissionable: No ,Item Classification: Racking ,Item Status: Shippable | 2.6 | 40 | Shippable & Stock Qty Available | USMS100-0151 | Already Listed
1101 | 270-0052 | Description: IronRidge, FX, Rail-Less Trim, Black, 32mm, For 1 60 Cell Landscape Module, 1663mm, ~65.5", Qty 1, FX-TRIM-32MM-B-L ,Wattage: nan ,Non-Commissionable: No ,Item Classification: Racking ,Item Status: Soligent De-listing | 21.8 | 40 | De-Listing but Stock Qty Available |  | To be Listed
1102 | 270-0849 | Description: ProSolar, front skirt, 2-3/4” tall, 84” long, 1-1/2” minimum clearance from bottom of module to roof, Black, Qty. 1, A-FS275-84 ,Wattage: nan ,Non-Commissionable: No ,Item Classification: Racking ,Item Status: Shippable | 26 | 40 | Shippable & Stock Qty Available |  | To be Listed
1103 | 270-0909 | Description: ProSolar, End Cap, 3", Deep Channel, UV resistant plastic, Black, Qty. 1, A-ENDCAPXD-1B ,Wattage: nan ,Non-Commissionable: No ,Item Classification: Racking ,Item Status: Shippable | 0.74 | 40 | Shippable & Stock Qty Available | USSE100-0257 | Already Listed
1104 | 271-0016 | Description: IronRidge, Flat Roof Attachment Membrane, 60 mil, KEE, Carlisle, White, Qty. 1, FRA-M60K-CA-W1 ,Wattage: nan ,Non-Commissionable: No ,Item Classification: Racking ,Item Status: Shippable | 16.09 | 40 | Shippable & Stock Qty Available | USMS100-0044 | Already Listed
1105 | 360-0041 | Description: APsystems, AC Bus (Trunk) Cable for QT-2 Micro Inverters, (1 per Inverter), 5 Wire 10 AWG, 4.6m (~181”), 2322909202 ,Wattage: nan ,Non-Commissionable: No ,Item Classification: Inverters ,Item Status: Shippable | 64 | 40 | Shippable & Stock Qty Available |  | To be Listed
1106 | 551-0039 | Description: 3/4" Weatherproof 1 Gang Rectangular Outlet Box (Bell box), 18-WI FSB75/5X ,Wattage: nan ,Non-Commissionable: No ,Item Classification: Electrical BOS ,Item Status: Shippable | 4.46 | 40 | Shippable & Stock Qty Available |  | To be Listed
1107 | 570-1190 | Description: Enphase, IQ Combiner-3 Accessory Receptacle, XA-PLUG-120-3 ,Wattage: nan ,Non-Commissionable: No ,Item Classification: Inverters ,Item Status: Shippable | 17.11 | 40 | Shippable & Stock Qty Available |  | To be Listed
1108 | 570-1226 | Description: Enphase, IQ Combiner-4 with IQ Gateway and 2 Split Core Consumption CTs, Single Phase, Revenue Grade accuracy (ANSI C12.20 +/- 0.5%) Calibrated Solid-Core Production CT, Space for 4 PV Branch Circuits with Hold Down kits, Breakers NOT included, Use with IQ-6, IQ-7 or IQ-8, 80A, X-IQ-AM1-240-4 ,Wattage: nan ,Non-Commissionable: No ,Item Classification: Inverters ,Item Status: Shippable | 724.37 | 40 | Shippable & Stock Qty Available | USSPO001-0005 | Already Listed
1110 | 212-1116 | Description: SnapNrack, Tile Hook Replacement Flashing, W-Tile, 232-60057 ,Wattage: nan ,Non-Commissionable: No ,Item Classification: Racking ,Item Status: Shippable | 11.66 | 39 | Shippable & Stock Qty Available |  | To be Listed
1111 | 240-0660 | Description: UniRac, DGFT - Ground Fixed Tilt DIAG BRACE ASSEMBLY 30°, 404032 ,Wattage: nan ,Non-Commissionable: No ,Item Classification: Racking ,Item Status: Shippable | 106.54 | 39 | Shippable & Stock Qty Available | USMS100-0371 | Already Listed
1112 | 270-0885 | Description: QuickMount, Quick Rack, Frame Mount Bracket, for Enphase M-Series, NOT for S-Series, 33mm module frame, racking agnostic, UL2703, Mill finish, COMPONENT, Qty. 1, QM-EFM-33 A 1 ,Wattage: nan ,Non-Commissionable: No ,Item Classification: Racking ,Item Status: Vendor De-listing | 4.89 | 39 | De-Listing but Stock Qty Available |  | To be Listed
1113 | 271-0017 | Description: IronRidge, Flat Roof Attachment Membrane, 60 mil, PVC, Sarnafil, White, Qty. 1, FRA-M60P-SN-W1 ,Wattage: nan ,Non-Commissionable: No ,Item Classification: Racking ,Item Status: Shippable | 16.09 | 39 | Shippable & Stock Qty Available | USMS100-0045 | Already Listed
1114 | 210-0727 | Description: EJOT, drill bit for steel substructure thickness between gauge 5 to 9/32'', 7.0mm diameter, 175mm long, HSS 7.0 x 175, Qty. 1, 9250500000 ,Wattage: nan ,Non-Commissionable: No ,Item Classification: Racking ,Item Status: Soligent De-listing | 15.46 | 38 | De-Listing but Stock Qty Available |  | To be Listed
1115 | 270-0651 | Description: Oatey, Flashing, 0.5" to 1.125" dia, 9 x 12.5" Aluminum base, Clear, Qty. 1, 11832 ,Wattage: nan ,Non-Commissionable: No ,Item Classification: Racking ,Item Status: Shippable | 7.71 | 38 | Shippable & Stock Qty Available | USMS100-0482 | Already Listed
1116 | 430-0000 | Description: Battery Cable, Code Approved THW, Black, 2/0 x 24", with 3/8" lugs ,Wattage: nan ,Non-Commissionable: No ,Item Classification: Electrical BOS ,Item Status: Shippable | 17.51 | 38 | Shippable & Stock Qty Available |  | To be Listed
1117 | 450-0168 | Description: Generac, PWRcell 3R, Outdoor Rated, Battery Enclosure and Electronics for Li-ion Battery, requires 3-6 PWRcell Battery Modules, (Purchased Separately), APKE00028 ,Wattage: nan ,Non-Commissionable: No ,Item Classification: Energy Storage ,Item Status: Shippable | 2963.67 | 38 | Shippable & Stock Qty Available | USIN100-0133 | Already Listed
1118 | 310-0284 | Description: SolarEdge, SE5000H-US HD-Wave, 1-Ph, Grid Tied Inverter, 5000W, 240Vac, 60 Hz, 2 Unfused Input, 12 Yr Warr, Ground-Fault/Arc-Fault Protection, RS485 and Ethernet, -40C, AC RSD, UL1741-SA, w/RGM & Consumption Meter (Add CT’s), SetApp Enabled, SE5000H-US000BNI4 ,Wattage: 5000.0 ,Non-Commissionable: No ,Item Classification: Inverters ,Item Status: Vendor De-listing | 1717.11 | 37 | De-Listing but Stock Qty Available | USIN100-0289 | Already Listed
1119 | 501-1039 | Description: Hellermann, Labels, WARNING: TURN OFF PHOTOVOLTAIC, NEC.2014. Qty. 1, 596-00499 ,Wattage: nan ,Non-Commissionable: No ,Item Classification: Electrical BOS ,Item Status: Shippable | 1.8 | 37 | Shippable & Stock Qty Available |  | To be Listed
1120 | 530-0018 | Description: Circuit Breaker, 15A, 120Vac 50/60Hz, DIN Mount, 1 Pole, 0.5” (13 mm) wide. DIN-15-AC, MNEAC15 ,Wattage: nan ,Non-Commissionable: No ,Item Classification: Electrical BOS ,Item Status: Shippable | 16.28 | 37 | Shippable & Stock Qty Available |  | To be Listed
1121 | 550-9068 | Description: Wiley Electronics, Cable Clip for Rails, Stainless Steel, for 1 to 4 PV wires (6.8-7.2mm), ACC-R4 ,Wattage: nan ,Non-Commissionable: No ,Item Classification: Electrical BOS ,Item Status: Shippable | 92.2 | 37 | Shippable & Stock Qty Available |  | To be Listed
1122 | 551-0267 | Description: 3/4" Conduit Hanger (Minerallac) with Bolt, Qty.1, TOPAZ 602 ,Wattage: nan ,Non-Commissionable: No ,Item Classification: Electrical BOS ,Item Status: Shippable | 0.41 | 37 | Shippable & Stock Qty Available |  | To be Listed
1124 | 250-1410 | Description: UniRac, Ecolibrium, EcoFoot MLPE Bracket, ES10970 ,Wattage: nan ,Non-Commissionable: No ,Item Classification: Racking ,Item Status: Shippable | 3.54 | 36 | Shippable & Stock Qty Available |  | To be Listed
1125 | 321-0002 | Description: Morningstar, SureSine battery inverter, 300W, 115VAC, 60Hz, No Transfer, 12VDC, Sinewave, Off Grid, 2 Yr Warr, No Charger, internal BTS, SI-300-115V-UL ,Wattage: 300.0 ,Non-Commissionable: No ,Item Classification: Energy Storage ,Item Status: Shippable | 282.72 | 36 | Shippable & Stock Qty Available | USSP100-0160 | Already Listed
1126 | 330-0581 | Description: SolarEdge, 80kW 3 Phase Synergy Manager, Requires 2 Synergy Units, 80kW 480V WYE/Delta, 60Hz, 1000VDC, Fused Multiple DC Inputs, DC Discon, AC/DC SPD, 12 Yr. Warranty, AFCI, with AC-RSD, -40C, RS485 and Ethernet, UL-1741-SA (Rule-21), SE80K-US08IBNZ4 ,Wattage: 80000.0 ,Non-Commissionable: No ,Item Classification: Inverters ,Item Status: Shippable | 1383.32 | 36 | Shippable & Stock Qty Available | USIN100-0078 | Already Listed
1127 | 500-0092 | Description: Midnite Solar, Busbar, four #6 and two 1/0 useable wire slots, insulated, short version, red, MNSBBR-R ,Wattage: nan ,Non-Commissionable: No ,Item Classification: Electrical BOS ,Item Status: Shippable | 17.21 | 36 | Shippable & Stock Qty Available |  | To be Listed
1129 | 551-0206 | Description: 3/4" PVC Fitting 3/4" Type LL Access Fitting LL, Gray, Qty: 1, LL07, 0012-5023 ,Wattage: nan ,Non-Commissionable: No ,Item Classification: Electrical BOS ,Item Status: Shippable | 4.65 | 35 | Shippable & Stock Qty Available |  | To be Listed
1131 | 260-0768 | Description: UniRac, SolarMount End Clamp, F, Preassembled, 45MM - 47MM, 2.50" Bolt, Clear, Qty. 1 ,302025C ,Wattage: nan ,Non-Commissionable: No ,Item Classification: Racking ,Item Status: Shippable | 2.17 | 34 | Shippable & Stock Qty Available | USMS100-0325 | Already Listed
1132 | 270-9076 | Description: SnapNrack, Array Edge Screen Fastener, 242-04105 ,Wattage: nan ,Non-Commissionable: No ,Item Classification: Racking ,Item Status: Shippable | 1.43 | 34 | Shippable & Stock Qty Available |  | To be Listed
1133 | 570-1126 | Description: SMA, Wi-Fi Antenna Extension Kit, for SB-XX-40 or -41 inverters, EXTANT-US-40 ,Wattage: nan ,Non-Commissionable: No ,Item Classification: Inverters ,Item Status: Shippable | 49 | 34 | Shippable & Stock Qty Available | USSSP110-1249 | Already Listed
1134 | 730-0001 | Description: Enphase, Enpower Reusable Lifting Handle Kit, use for easier Empower Wall Mounting, EP200G-HNDL-R1 ,Wattage: nan ,Non-Commissionable: No ,Item Classification: Energy Storage ,Item Status: Shippable | 248.67 | 34 | Shippable & Stock Qty Available | USSS100-0095 | Already Listed
1137 | 530-0234 | Description: Eaton, Breaker Hold-Down, for Encharge and/or Generator BR Breakers, 15-BRHDK125 ,Wattage: nan ,Non-Commissionable: No ,Item Classification: Electrical BOS ,Item Status: Shippable | 17.93 | 33 | Shippable & Stock Qty Available |  | To be Listed
1138 | 211-0086 | Description: ProSolar, FastJack, Standoff, E-Series 4.5" , Qty. 1, FJE-450-1 ,Wattage: nan ,Non-Commissionable: No ,Item Classification: Racking ,Item Status: Shippable | 5.84 | 32 | Shippable & Stock Qty Available | USMS100-0593 | Already Listed
1139 | 250-1390 | Description: UniRac, RoofMount, RMDT, Mid Clamp, 41-45mm, Qty. 1, 310824 ,Wattage: nan ,Non-Commissionable: No ,Item Classification: Racking ,Item Status: Vendor De-listing | 2.46 | 32 | De-Listing but Stock Qty Available | USSSP110-1516 | Already Listed
1140 | 260-0885 | Description: SunModo, End Clamp Kit, 30-46mm Clear, K10299-002 ,Wattage: nan ,Non-Commissionable: No ,Item Classification: Racking ,Item Status: Vendor De-listing | 1.27 | 32 | De-Listing but Stock Qty Available |  | To be Listed
1141 | 270-0693 | Description: Oatey, Flashing, 0.5" to 1" dia, 11" x 14.5" Galvanized base, Black, Qty. 1, 11859 ,Wattage: nan ,Non-Commissionable: No ,Item Classification: Racking ,Item Status: Shippable | 10.99 | 32 | Shippable & Stock Qty Available | USMS100-0459 | Already Listed
1142 | 270-0936 | Description: UniRac, MicroRail, 35mm, 9" Splice, includes: base, cap, (3) cap screws, and bonding pins, Use with Raised Seal Flashing, 230935F ,Wattage: nan ,Non-Commissionable: No ,Item Classification: Racking ,Item Status: Vendor De-listing | 14.51 | 32 | De-Listing but Stock Qty Available |  | To be Listed
1143 | 270-1111 | Description: SnapNrack, Sealing Washer Lag, 4 1/2”, SS, 242-02168 ,Wattage: nan ,Non-Commissionable: No ,Item Classification: Racking ,Item Status: Shippable | 0.7 | 32 | Shippable & Stock Qty Available |  | To be Listed
1144 | 310-0011 | Description: SolarEdge, Energy Hub SE7600H-US HD-Wave, 1-Ph, Grid Tied Inverter, Dual Rated 7.6kW/10kW Battery Access, 240Vac, 60 Hz, 2 Unfused Input, 12 Yr Warr, Ground-Fault/Arc-Fault Protection, RS485 and Ethernet, with 5 Year Cell plan, -40C, AC RSD, w/RGM, and Consumption Meter (Add CT’s), SetApp Enabled, UL1741-SA, SE7600H-USMNBBL15 ,Wattage: 7600.0 ,Non-Commissionable: No ,Item Classification: Inverters ,Item Status: Shippable | 2652.06 | 32 | Shippable & Stock Qty Available |  | To be Listed
1145 | 550-0250 | Description: Heyco, Strain Relief, Cord Grip, 9-Hole, 1" Nylon NPT with metal locknut, 5.5mm holes for USE-2, Skinned, Qty. 1, M8437GBK-SM, 550-0250 ,Wattage: nan ,Non-Commissionable: No ,Item Classification: Electrical BOS ,Item Status: Shippable | 4.15 | 32 | Shippable & Stock Qty Available |  | To be Listed
1146 | 570-0028 | Description: SMA, Communication Card, RS-485 Module for -10, -11, -12 inverters, 485USPB-NR ,Wattage: nan ,Non-Commissionable: No ,Item Classification: Inverters ,Item Status: Shippable | 98.58 | 32 | Shippable & Stock Qty Available | USSE100-0218 | Already Listed
1147 | 570-1189 | Description: Enphase, Envoy IQ LTE-M1 Cell Modem, Enphase Mobile Connect, Plug and Play modem, includes 5 Year data plan for US, Puerto Rico, US Virgin Islands, Canada, Mexico up to 60 Inverters, CELLMODEM-M1 ,Wattage: nan ,Non-Commissionable: No ,Item Classification: Inverters ,Item Status: Vendor De-listing | 357.73 | 32 | De-Listing but Stock Qty Available | USSE100-0191 | Already Listed
1148 | 577-0228 | Description: Generac, Smart Management Module (SMM) 100A for Automatic Load Shedding, use with Load Management ATS or Gen-Set, 7006 ,Wattage: nan ,Non-Commissionable: No ,Item Classification: Energy Storage ,Item Status: Shippable | 277.07 | 32 | Shippable & Stock Qty Available | USSS100-0114 | Already Listed
1149 | 211-0045 | Description: UniRac, Adjustable Tilt Leg, 44", without L-Foot, Clear, Qty. 1, 307120M ,Wattage: nan ,Non-Commissionable: No ,Item Classification: Racking ,Item Status: Shippable | 29.88 | 31 | Shippable & Stock Qty Available | USMS100-0402 | Already Listed
1150 | 260-0478 | Description: S-5!, Clamp, RibBracket III, mount for corrugated metal roofs to mount directly into the crown, with EPDM rubber gasket seal, (4) 8mm thru holes & (1) slotted .4" x 1.25" hole, 4 self-tapping screws & 1, M8 flange nut included, RibBracket III ,Wattage: nan ,Non-Commissionable: No ,Item Classification: Racking ,Item Status: Shippable | 5.81 | 31 | Shippable & Stock Qty Available |  | To be Listed
1151 | 310-0065 | Description: SolarEdge, SE3000H-US HD-Wave, 1-Ph, Grid Tied Inverter, 3000W, 240Vac, 60 Hz, 2 Unfused Input, 12 Yr. Warranty, Ground-Fault/Arc-Fault Protection, Ungrounded, RS485 and Ethernet, -40C, AC RSD, UL1741-SA, SetApp Enabled, Compatible with Energy Net Communicator, SE3000H-US000BEU4 ,Wattage: 3000.0 ,Non-Commissionable: No ,Item Classification: Inverters ,Item Status: Shippable | 1165.91 | 31 | Shippable & Stock Qty Available |  | To be Listed
1152 | 530-0109 | Description: Midnite Solar, Circuit Breaker, DIN Mount, 50A, 150VDC, MNEPV50 ,Wattage: nan ,Non-Commissionable: No ,Item Classification: Electrical BOS ,Item Status: Shippable | 14.82 | 31 | Shippable & Stock Qty Available |  | To be Listed
1153 | 270-0029 | Description: UniRac, U-LA Brace, 14 ft, 2", Aluminum, Qty. 1, 403202C ,Wattage: nan ,Non-Commissionable: No ,Item Classification: Racking ,Item Status: Shippable | 66.17 | 30 | Shippable & Stock Qty Available | USMS100-0280 | Already Listed
1154 | 270-0937 | Description: UniRac, MicroRail, 40mm, 9" Splice, includes: base, cap, (3) cap screws, and bonding pins, Use with Raised Seal Flashing, 230940F ,Wattage: nan ,Non-Commissionable: No ,Item Classification: Racking ,Item Status: Vendor De-listing | 14.19 | 30 | De-Listing but Stock Qty Available |  | To be Listed
1155 | 430-0002 | Description: Battery Cable, Code Approved THW, Black, 2/0 x 3', with 3/8" lugs ,Wattage: nan ,Non-Commissionable: No ,Item Classification: Electrical BOS ,Item Status: Shippable | 22.27 | 30 | Shippable & Stock Qty Available |  | To be Listed
1156 | 540-0092 | Description: Bussmann, Fast-Acting Midget Fuse, 1A, 600VDC, KLM-1 ,Wattage: nan ,Non-Commissionable: No ,Item Classification: Electrical BOS ,Item Status: Shippable | 6.14 | 29 | Shippable & Stock Qty Available |  | To be Listed
1157 | 550-0214 | Description: Quick Cable, Lug for 4/0 cable - Tinned 3/8" hole, Qty. 1, 550-0214 ,Wattage: nan ,Non-Commissionable: No ,Item Classification: Electrical BOS ,Item Status: Shippable | 2.24 | 29 | Shippable & Stock Qty Available |  | To be Listed
1158 | 240-0264 | Description: UniRac, DGFT - Ground Fixed Tilt C-PILE, 180" – (15.0’), 404002 ,Wattage: nan ,Non-Commissionable: No ,Item Classification: Racking ,Item Status: Shippable | 262.61 | 28 | Shippable & Stock Qty Available | USSSP110-1529 | Already Listed
1160 | 520-0038 | Description: Morningstar, SunSaver Charge Controller, 10A, 12VDC, with Low Voltage Disconnect, SS10L-12V ,Wattage: nan ,Non-Commissionable: No ,Item Classification: Energy Storage ,Item Status: Shippable | 90.54 | 28 | Shippable & Stock Qty Available | USCC100-0033 | Already Listed
1161 | 530-0163 | Description: Schneider Electric, Circuit Breaker, 80A, 125VDC, 1-Pole, Panel Mount, For XW PDP, Qty. 1, 865-DCBRK-80 ,Wattage: nan ,Non-Commissionable: No ,Item Classification: Electrical BOS ,Item Status: Shippable | 55 | 28 | Shippable & Stock Qty Available |  | To be Listed
1162 | 540-0197 | Description: Littelfuse Fuse, 40A, Class RK5, 250V, FLNR040ID ,Wattage: nan ,Non-Commissionable: No ,Item Classification: Electrical BOS ,Item Status: Shippable | 11.92 | 28 | Shippable & Stock Qty Available |  | To be Listed
1163 | 551-0056 | Description: 1" Universal Strut Clamp Qty.1, 15-ST-100 ,Wattage: nan ,Non-Commissionable: No ,Item Classification: Electrical BOS ,Item Status: Shippable | 1.26 | 28 | Shippable & Stock Qty Available |  | To be Listed
1164 | 551-0220 | Description: 3/4" Flexible Metallic Liquid Tight Conduit, PVC Coated, 100' Coil, WI 620330 ,Wattage: nan ,Non-Commissionable: No ,Item Classification: Electrical BOS ,Item Status: Shippable | 322.97 | 28 | Shippable & Stock Qty Available |  | To be Listed
1165 | 570-1210 | Description: Sol-Ark, CT (Current Transformer) 200A for up to 4/0 Wire, Qty. 1 Pair, SA-CT-LG ,Wattage: nan ,Non-Commissionable: No ,Item Classification: Energy Storage ,Item Status: Shippable | 235.29 | 28 | Shippable & Stock Qty Available | USSSP110-1298 | Already Listed
1166 | 730-0067 | Description: SolarEdge, Energy Bank Battery, Reusable Installation and Mounting Handles, 1 pack of 4 Handles, IAC-RBAT-HANDLE-01 ,Wattage: nan ,Non-Commissionable: No ,Item Classification: Energy Storage ,Item Status: Shippable | 93.42 | 28 | Shippable & Stock Qty Available | USMS100-0679 | Already Listed
1168 | 220-0358 | Description: IronRidge, Replacement Hardware Kit for 2" Brace Assembly, 29-0200-CBR ,Wattage: nan ,Non-Commissionable: No ,Item Classification: Racking ,Item Status: Shippable | 14.07 | 27 | Shippable & Stock Qty Available |  | To be Listed
1169 | 250-1454 | Description: UniRac, Roof-Mount, Module Clip with Hex-Bolt, RM-10, Qty. 1 , 310749 ,Wattage: nan ,Non-Commissionable: No ,Item Classification: Racking ,Item Status: Soligent De-listing | 2.44 | 27 | De-Listing but Stock Qty Available | USSSP110-1509 | Already Listed
1170 | 270-0749 | Description: UniRac, SunFrame Cap Strip Screws, 3/4", use with , Clear, Qty. 1, 209000C ,Wattage: nan ,Non-Commissionable: No ,Item Classification: Racking ,Item Status: Soligent De-listing | 0.27 | 27 | De-Listing but Stock Qty Available | USMS100-0405 | Already Listed
1171 | 310-0600 | Description: SolarEdge, SE11400H-US, HD-Wave, 1-Ph, Grid Tied Inverter, 11.4kW, 208/240Vac, 60 Hz, 3 Unfused Input, 12 Yr Warr, Ground-Fault/Arc-Fault Protection, Ungrounded, RS485 and Ethernet, -40C, AC-RSD, UL1741-SA, SetApp Enabled, SE11400H-US000BNU4 ,Wattage: 11400.0 ,Non-Commissionable: No ,Item Classification: Inverters ,Item Status: Vendor De-listing | 2440.9 | 27 | De-Listing but Stock Qty Available | USIN100-0241 | Already Listed
1172 | 321-0246 | Description: APsystems, QT2-208, 3 Phase Micro Inverter, compatible with Four PV Modules, 3 Phase 208V WYE or Delta, 60Hz, 1,728W Max Output, 60Vdc Max Input, MC4 Connector, 10 year Warranty, 124009 QT2-208V ,Wattage: nan ,Non-Commissionable: No ,Item Classification: Inverters ,Item Status: Vendor De-listing | 353.33 | 27 | De-Listing but Stock Qty Available |  | To be Listed
1173 | 360-0012 | Description: APsystems, YC1000 AC Bus (Trunk) Cable for YC1000 Micro Inverters, 14 AWG, 2m (~78”), 2322302552 ,Wattage: nan ,Non-Commissionable: No ,Item Classification: Inverters ,Item Status: Vendor De-listing | 33.33 | 27 | De-Listing but Stock Qty Available | USWC001-0059 | Already Listed
1174 | 501-1029 | Description: Midnite Solar, Surge Protector Device, 3-wire, 385VDC, for 150/200/250VDC PV arrays and charge controllers, MNSPD-300-DC ,Wattage: nan ,Non-Commissionable: No ,Item Classification: Electrical BOS ,Item Status: Shippable | 101.02 | 27 | Shippable & Stock Qty Available |  | To be Listed
1175 | 570-1159 | Description: Outback, Communications Controller for Radian/FXR, Grey Case, MATE3s ,Wattage: nan ,Non-Commissionable: No ,Item Classification: Inverters ,Item Status: Shippable | 483.13 | 27 | Shippable & Stock Qty Available | USCC100-0069 | Already Listed
1176 | 580-0003 | Description: APsmart, Transmitter-PLC, 29mm ID Single Core NO Power Supply, SunSpec Certified, 406001 ,Wattage: nan ,Non-Commissionable: No ,Item Classification: Inverters ,Item Status: Shippable | 34.53 | 27 | Shippable & Stock Qty Available | USEC001-0019 | Already Listed
1177 | 210-1059 | Description: UniRac, Tile Roof Hook, Spanish Tile Side Mount, with 2 #14 X 3” Screws, CT1, 004CT1S ,Wattage: nan ,Non-Commissionable: No ,Item Classification: Racking ,Item Status: Shippable | 7.78 | 26 | Shippable & Stock Qty Available | USMS100-0339 | Already Listed
1178 | 311-0040 | Description: SMA, Sunny Island 6048 battery inverter, 5750W, 120VAC, 60Hz, 56A Transfer, 48VDC, Sinewave, 100A Charger, 10 Yr Warr, with BTS, SI6048-US-10 ,Wattage: 5750.0 ,Non-Commissionable: No ,Item Classification: Energy Storage ,Item Status: Shippable | 2765.96 | 26 | Shippable & Stock Qty Available | USIN100-0092 | Already Listed
1179 | 510-0130 | Description: Midnite Solar, Combiner box, Pre-wired with 4 Panel mount MC4 connectors and fuseholders, MNPV4-MC4 ,Wattage: nan ,Non-Commissionable: No ,Item Classification: Electrical BOS ,Item Status: Shippable | 296.33 | 26 | Shippable & Stock Qty Available |  | To be Listed
1180 | 570-1148 | Description: SMA, TS4-R, Gateway, Used with Cloud Connect & TS4-R Add-on-Module, 150-00000-50 ,Wattage: nan ,Non-Commissionable: No ,Item Classification: Inverters ,Item Status: Vendor De-listing | 72.14 | 26 | De-Listing but Stock Qty Available | USBE100-0050 | Already Listed
1182 | 211-0061 | Description: QuickMount, QMR, Light Rail End Cap, Qty. 1 QMR-CPL-B-50 ,Wattage: nan ,Non-Commissionable: No ,Item Classification: Racking ,Item Status: Shippable | 1.01 | 25 | Shippable & Stock Qty Available | USMS100-0149 | Already Listed
1183 | 220-0772 | Description: IronRidge, U-Bolt hardware Kit for 2" Pipe, 29-0200-HDW ,Wattage: nan ,Non-Commissionable: No ,Item Classification: Racking ,Item Status: Shippable | 3.04 | 25 | Shippable & Stock Qty Available |  | To be Listed
1184 | 270-1006 | Description: QuickMount, Hardware Kit, 5/16" X 5-1/2" Lag Screw, with Sealing Plug and Fender Washer, COMPONENT, Qty. 1, QMC-LS5.5SP ,Wattage: nan ,Non-Commissionable: No ,Item Classification: Racking ,Item Status: Shippable | 2.79 | 25 | Shippable & Stock Qty Available | USMS100-0423 | Already Listed
1185 | 530-0241 | Description: Eaton-Cutler Hammer, Circuit Breaker, CH Breaker, 70A, 240VAC, 2P, CH270, 0003-5682 ,Wattage: nan ,Non-Commissionable: No ,Item Classification: Electrical BOS ,Item Status: Shippable | 96.15 | 25 | Shippable & Stock Qty Available |  | To be Listed
1187 | 211-0474 | Description: UniRac, SolarMount L-Foot Serrated, Integrated Bonding, withT-Bolt, Dark, Qty. 1, 304001D ,Wattage: nan ,Non-Commissionable: No ,Item Classification: Racking ,Item Status: Shippable | 2.91 | 24 | Shippable & Stock Qty Available | USMS100-0310 | Already Listed
1188 | 213-0016 | Description: UniRac, SFM Infinity Rail-Less, 2" Micro Rail, includes: 2" Base, Cap, Socket-head cap screw, Qty. 1, 250020U ,Wattage: nan ,Non-Commissionable: No ,Item Classification: Racking ,Item Status: Shippable | 7.33 | 24 | Shippable & Stock Qty Available |  | To be Listed
1189 | 360-0013 | Description: APsystems, YC1000 AC Bus (Trunk) Cable for YC1000 Micro Inverters, 14 AWG, 4m (~157”), 2322402552 ,Wattage: nan ,Non-Commissionable: No ,Item Classification: Inverters ,Item Status: Vendor De-listing | 53.33 | 24 | De-Listing but Stock Qty Available | USWC001-0060 | Already Listed
1190 | 430-0004 | Description: Battery Cable, Code Approved THW, Black, 2/0 x 5', with 3/8" lugs ,Wattage: nan ,Non-Commissionable: No ,Item Classification: Electrical BOS ,Item Status: Shippable | 31.78 | 24 | Shippable & Stock Qty Available |  | To be Listed
1191 | 530-0027 | Description: Midnite, Circuit Breaker, 250A, 125Vdc, Panel Mount, 1 Pole, 1.5” Wide, 3/8” stud terminals, PNL-250-DC, MNEDC250 ,Wattage: nan ,Non-Commissionable: No ,Item Classification: Electrical BOS ,Item Status: Shippable | 106.26 | 24 | Shippable & Stock Qty Available |  | To be Listed
1192 | 550-0253 | Description: Heyco, Strain Relief, Cord Grip, 4-Hole, 3/4" Nylon NPT with locknut, 5.2mm holes for USE-2, Qty. 1, M3234GAG, 550-0253 ,Wattage: nan ,Non-Commissionable: No ,Item Classification: Electrical BOS ,Item Status: Shippable | 2.41 | 24 | Shippable & Stock Qty Available |  | To be Listed
1193 | 550-9069 | Description: Hellermann, Cable Tie, 50 lb, 15.35", Max. Bun. Dia. 4.33", PA66UV Stabilized, Black, , T50L0UVC2, 112-05460 ,Wattage: nan ,Non-Commissionable: No ,Item Classification: Electrical BOS ,Item Status: Shippable | 52.58 | 24 | Shippable & Stock Qty Available |  | To be Listed
1194 | 551-0057 | Description: 3/4" EMT Strut-Strap, Qty.1, 15-ST-75 ,Wattage: nan ,Non-Commissionable: No ,Item Classification: Electrical BOS ,Item Status: Shippable | 1.14 | 24 | Shippable & Stock Qty Available |  | To be Listed
1196 | 580-0148 | Description: OutBack, IMO FireRaptor Single Rapid Shutdown Unit, NEC-2017 RSD, 1 per PV Module, OBFRS-01 ,Wattage: nan ,Non-Commissionable: No ,Item Classification: Inverters ,Item Status: Shippable | 79.17 | 24 | Shippable & Stock Qty Available | USEC001-0009 | Already Listed
1197 | 211-0242 | Description: QuickMount, 10 Degree Fixed-Tilt L-Foot Only, Mill Finish, Qty. 1, QM-TLF10-M1 ,Wattage: nan ,Non-Commissionable: No ,Item Classification: Racking ,Item Status: Shippable | 2.18 | 23 | Shippable & Stock Qty Available | USSS100-0035 | Already Listed
1198 | 270-0697 | Description: Oatey, Flashing, 0.25"-2", Masterflash, 4-1/2 Base Dimension, 14050 ,Wattage: nan ,Non-Commissionable: No ,Item Classification: Racking ,Item Status: Shippable | 15.79 | 23 | Shippable & Stock Qty Available | USMS100-0439 | Already Listed
1199 | 460-0015 | Description: Morningstar, SunSaver MPPT Charge Controller, 15A, 75VDC, 12/24VDC, SS-MPPT-15L ,Wattage: nan ,Non-Commissionable: No ,Item Classification: Energy Storage ,Item Status: Shippable | 275.68 | 23 | Shippable & Stock Qty Available | USCC100-0039 | Already Listed
1200 | 501-0093 | Description: Midnite Solar, Surge Protector Device, 3-wire, 300VAC, for 120/240VAC AC systems, MNSPD-300-AC ,Wattage: nan ,Non-Commissionable: No ,Item Classification: Electrical BOS ,Item Status: Shippable | 101.02 | 23 | Shippable & Stock Qty Available |  | To be Listed
1202 | 530-0108 | Description: Midnite Solar, Circuit Breaker, DIN Mount, 40A, 150VDC, MNEPV40 ,Wattage: nan ,Non-Commissionable: No ,Item Classification: Electrical BOS ,Item Status: Shippable | 14.82 | 23 | Shippable & Stock Qty Available |  | To be Listed
1204 | 210-0664 | Description: UniRac, Standoff, 2 Piece Aluminum Flat-top , 7", Dark, without lag bolts, Qty. 1, 004700D ,Wattage: nan ,Non-Commissionable: No ,Item Classification: Racking ,Item Status: Shippable | 11.67 | 22 | Shippable & Stock Qty Available | USSSP110-1465 | Already Listed
1205 | 211-0042 | Description: QuickMount, QMR, Q-Splice Internal for Standard Rail, Mill Finish, Qty. 1, QMR-ISS-A-15 ,Wattage: nan ,Non-Commissionable: No ,Item Classification: Racking ,Item Status: Shippable | 5.43 | 22 | Shippable & Stock Qty Available | USMS100-0409 | Already Listed
1206 | 220-0359 | Description: IronRidge, SGA 2", 7.5' Brace Assembly, 70-0200-CBR ,Wattage: nan ,Non-Commissionable: No ,Item Classification: Racking ,Item Status: Vendor De-listing | 128.49 | 22 | De-Listing but Stock Qty Available | USMS100-0055 | Already Listed
1207 | 220-0363 | Description: IronRidge, Diagonal Brace, 2in Square Tube, 88.5in LG (For 2in Pipe), GM-DB2-TB01-M1 ,Wattage: nan ,Non-Commissionable: No ,Item Classification: Racking ,Item Status: Shippable | 75.41 | 22 | Shippable & Stock Qty Available | USMS100-0139 | Already Listed
1208 | 220-0368 | Description: IronRidge, Diagonal Brace Hardware (For 2in & 3in Pipe), GM-DB-HW01-M1 ,Wattage: nan ,Non-Commissionable: No ,Item Classification: Racking ,Item Status: Shippable | 9.17 | 22 | Shippable & Stock Qty Available | USSE100-0286 | Already Listed
1209 | 311-0083 | Description: Sol-Ark, 12K Battery or Battery-Less Inverter, 9,000 watt 120/240-208Vac, 50/60Hz, 48VDC, Transformerless Sinewave, Grid Tie/Off-Grid, AC and/or DC Coupled, 2 MPPT PV inputs, with AFCI/GFDI, BTS, 100A CT’s & Dual AC inputs, 10 Yr. Warr, UL1741-SA (Rule-21), NEMA 3R ,(Outdoor), SA-12K-2P ,Wattage: 12000.0 ,Non-Commissionable: No ,Item Classification: Energy Storage ,Item Status: Shippable | 4583.28 | 22 | Shippable & Stock Qty Available | USIN100-0002 | Already Listed
1210 | 500-0043 | Description: Outback, Busbar, 180A, Red, Long, TBB-RED ,Wattage: nan ,Non-Commissionable: No ,Item Classification: Inverters ,Item Status: Shippable | 23.61 | 22 | Shippable & Stock Qty Available | USSE100-0147 | Already Listed
1211 | 501-1035 | Description: Hellermann, Labels, CAUTION: SOLAR ELECTRICAL SYSTEM, 1" x 6.5", Qty. 1, 596-00613 ,Wattage: nan ,Non-Commissionable: No ,Item Classification: Electrical BOS ,Item Status: Shippable | 2.08 | 22 | Shippable & Stock Qty Available |  | To be Listed
1212 | 530-1116 | Description: Siemens, Circuit Breaker, Q Breaker, 30A, 240VAC, 2-Pole, Q230, 0028-4508 ,Wattage: nan ,Non-Commissionable: No ,Item Classification: Electrical BOS ,Item Status: Shippable | 15.22 | 22 | Shippable & Stock Qty Available |  | To be Listed
1213 | 550-0470 | Description: PV Wire, 10AWG, UL4703, 1000VDC-2000VDC, 7 Strand Cu, Black, 0.29" (7.5mm) OD, 500' spool, 01-PV-1007X-DJ-BLK-2(500) ,Wattage: nan ,Non-Commissionable: No ,Item Classification: Electrical BOS ,Item Status: Shippable | 233.55 | 22 | Shippable & Stock Qty Available |  | To be Listed
1214 | 560-0073 | Description: Eaton, Main Breaker Load Center, 4 Space/8 Circuit, 200A Main Breaker, 120/240V, use BR Breakers, 3R, BR48B200RF ,Wattage: nan ,Non-Commissionable: No ,Item Classification: Electrical BOS ,Item Status: Shippable | 284.24 | 22 | Shippable & Stock Qty Available |  | To be Listed
1215 | 570-0238 | Description: SolarEdge, GSM Modem w/SIM, for up to 32 Commercial (208 or 480V) Inverters with a Display, or up to 1,000kW-AC, 5 Yr Sprint Prepaid Data Plan, for use in US Only, SE-CELL-R05-S-S5-serialized ,Wattage: nan ,Non-Commissionable: No ,Item Classification: Inverters ,Item Status: Soligent De-listing | 1367.99 | 22 | De-Listing but Stock Qty Available | USEC001-0085 | Already Listed
1216 | 577-0244 | Description: Savant, QO SINGLE 60AMP RELAY, PON, GPM-QP1R60240-21 ,Wattage: nan ,Non-Commissionable: No ,Item Classification: Electrical BOS ,Item Status: Shippable | 162.16 | 22 | Shippable & Stock Qty Available |  | To be Listed
1218 | 213-0020 | Description: UniRac, SFM Infinity Rail-Less, Universal Trim Rail Splice Dark, Qty. 1, 250120U ,Wattage: nan ,Non-Commissionable: No ,Item Classification: Racking ,Item Status: Shippable | 4.22 | 21 | Shippable & Stock Qty Available |  | To be Listed
1219 | 260-0239 | Description: S-5!, Clamp, Size T, fits utility roof with T-shaped seam, S-5-T ,Wattage: nan ,Non-Commissionable: No ,Item Classification: Racking ,Item Status: Shippable | 8 | 21 | Shippable & Stock Qty Available | USSSP110-1134 | Already Listed
1220 | 270-0048 | Description: IronRidge, FX, Rail-Less Flashing Hardware Kit, 37 Hanger Bolts, 38 Hanger Nuts, Qty 1 Kit, FX-FLASH-HW ,Wattage: nan ,Non-Commissionable: No ,Item Classification: Racking ,Item Status: Soligent De-listing | 46.37 | 21 | De-Listing but Stock Qty Available | USMS100-0501 | Already Listed
1221 | 270-1070 | Description: QuickMount, Quick Rack, Clamp Assembly 2" , 40mm, Bronze, Qty. 1, QMQR-CP40.2 B 24 ,Wattage: nan ,Non-Commissionable: No ,Item Classification: Racking ,Item Status: Vendor De-listing | 98.87 | 21 | De-Listing but Stock Qty Available |  | To be Listed
1222 | 480-0143 | Description: HomeGrid, 4.8kWh Battery Module - HG-FS48100-15OSJ1 ,Wattage: 4800.0 ,Non-Commissionable: No ,Item Classification: Energy Storage ,Item Status: Shippable | 2587.63 | 21 | Shippable & Stock Qty Available |  | To be Listed
1223 | 501-0019 | Description: Delta, AC Lightning Arrestor, 3-wire, 125-250VAC Single Phase, LA302 ,Wattage: nan ,Non-Commissionable: No ,Item Classification: Electrical BOS ,Item Status: Shippable | 45.27 | 21 | Shippable & Stock Qty Available |  | To be Listed
1224 | 577-0255 | Description: Savant, Power Director, HST-DIRECTOR-00 ,Wattage: nan ,Non-Commissionable: No ,Item Classification: Electrical BOS ,Item Status: Shippable | 675.68 | 21 | Shippable & Stock Qty Available | USCC100-0106 | Already Listed
1225 | 580-0185 | Description: SolarEdge, Energy Hub, Backup Interface, with 5kW Autoformer, Import/Export Meter, w/CTs, Main Lug Only rated for Load Side Connection, BI-NUSGN-02 ,Wattage: nan ,Non-Commissionable: No ,Item Classification: Energy Storage ,Item Status: Shippable | 1704.5 | 21 | Shippable & Stock Qty Available | USSSP110-1278 | Already Listed
1226 | 213-0014 | Description: UniRac, SFM Infinity, Rail-Less, N/S Bonding Clamp, 008000U ,Wattage: nan ,Non-Commissionable: No ,Item Classification: Racking ,Item Status: Shippable | 2.4 | 20 | Shippable & Stock Qty Available |  | To be Listed
1227 | 220-0364 | Description: IronRidge, Diagonal Brace, 2in Square Tube, 106.5in LG (For 2in Pipe), GM-DB2-TB02-M1 ,Wattage: nan ,Non-Commissionable: No ,Item Classification: Racking ,Item Status: Shippable | 108.23 | 20 | Shippable & Stock Qty Available | USMS100-0140 | Already Listed
1228 | 250-1400 | Description: UniRac, Ecolibrium, Ecofoot2+ Mid-Support Bracket Kit, ES11203 ,Wattage: nan ,Non-Commissionable: No ,Item Classification: Racking ,Item Status: Shippable | 4.64 | 20 | Shippable & Stock Qty Available |  | To be Listed
1229 | 250-1431 | Description: UniRac, GridFlex North Rail, 360010 ,Wattage: nan ,Non-Commissionable: No ,Item Classification: Racking ,Item Status: Shippable | 5.39 | 20 | Shippable & Stock Qty Available | USSSP110-1533 | Already Listed
1230 | 270-0906 | Description: ProSolar, End Cap, 1.5", UV resistant plastic, Clear, Qty. 1, A-ENDCAP-1 ,Wattage: nan ,Non-Commissionable: No ,Item Classification: Racking ,Item Status: Vendor De-listing | 0.57 | 20 | De-Listing but Stock Qty Available | USSE100-0256 | Already Listed
1231 | 270-1075 | Description: QuickMount, Hardware Kit, Serrated Flange Cap Screw, 5/16" x 1", Grade 8 Zinc, QBLOCK, Qty. 1, QMC-G8SF 12 ,Wattage: nan ,Non-Commissionable: No ,Item Classification: Racking ,Item Status: Vendor De-listing | 1.74 | 20 | De-Listing but Stock Qty Available |  | To be Listed
1232 | 310-0044 | Description: Generac, PWRcell 7.6kW Single Phase 120/240Vac Grid-Tie/Back-Up Inverter with 2 CT’s, UL1741-SA (Rule-21), XVT076A03 ,Wattage: nan ,Non-Commissionable: No ,Item Classification: Energy Storage ,Item Status: Shippable | 3328.35 | 20 | Shippable & Stock Qty Available | USIN100-0322 | Already Listed
1233 | 310-0286 | Description: SolarEdge, SE7600H-US HD-Wave, 1-Ph, Grid Tied Inverter, 7600W, 240Vac, 60 Hz, 2 Unfused Input, 12 Yr Warr, Ground-Fault/Arc-Fault Protection, RS485 and Ethernet, -40C, AC RSD, UL1741-SA, w/RGM & Consumption Meter (Add CT’s), SetApp Enabled, SE7600H-US000BNI4 ,Wattage: 7600.0 ,Non-Commissionable: No ,Item Classification: Inverters ,Item Status: Vendor De-listing | 2022.11 | 20 | De-Listing but Stock Qty Available | USIN100-0055 | Already Listed
1234 | 530-1091 | Description: Midnite Solar, Circuit Breaker, DIN Mount, 80A, 150VDC, 1-Pole, 1.0" Wide, Qty. 1, MNEPV80 ,Wattage: nan ,Non-Commissionable: No ,Item Classification: Electrical BOS ,Item Status: Shippable | 48.64 | 20 | Shippable & Stock Qty Available |  | To be Listed
1236 | 551-0054 | Description: 1" EMT 1 Hole Steel Strap, Qty.1, 15-SE1-100 ,Wattage: nan ,Non-Commissionable: No ,Item Classification: Electrical BOS ,Item Status: Shippable | 0.33 | 20 | Shippable & Stock Qty Available |  | To be Listed
1237 | 551-0234 | Description: 3/4" EMT Rain Tight Compression Coupling, Qty.1 Bridgeport 261-SRT, 6679331 ,Wattage: nan ,Non-Commissionable: No ,Item Classification: Electrical BOS ,Item Status: Shippable | 1.97 | 20 | Shippable & Stock Qty Available |  | To be Listed
1239 | 270-0892 | Description: IronRidge, Flashing, Flashfoot kit with L-foot and Bonding hardware, Mill, UFO series, Qty. 1 box of 6 flashings, FM-FF1-002 ,Wattage: nan ,Non-Commissionable: No ,Item Classification: Racking ,Item Status: Soligent De-listing | 57.39 | 19 | De-Listing but Stock Qty Available | USMS100-0493 | Already Listed
1240 | 360-0360 | Description: Generac, Modular Trunk Cable, AWG 10, 2.15m (~85”) for 72 Cell Landscape Modules, CP-MTC-2.15 ,Wattage: nan ,Non-Commissionable: No ,Item Classification: Inverters ,Item Status: Shippable | 36.65 | 19 | Shippable & Stock Qty Available | USIN100-0124 | Already Listed
1242 | 530-1113 |  | 56.69 | 19 | Price & Stock Qty. Available |  | To be Listed
1243 | 551-0111 | Description: 1" Malleable Grounding Bushing, Qty: 1, WI CBGI-100, 0293-7525 ,Wattage: nan ,Non-Commissionable: No ,Item Classification: Electrical BOS ,Item Status: Shippable | 6 | 19 | Shippable & Stock Qty Available |  | To be Listed
1244 | 577-0243 | Description: Savant, QO SINGLE 30AMP RELAY, PON, GPM-QP1R30240-21 ,Wattage: nan ,Non-Commissionable: No ,Item Classification: Electrical BOS ,Item Status: Shippable | 135.14 | 19 | Shippable & Stock Qty Available |  | To be Listed
1245 | 577-0247 | Description: Savant, SMARTENERGY VOLTAGE SENSOR, SEM-VT01-00 ,Wattage: nan ,Non-Commissionable: No ,Item Classification: Electrical BOS ,Item Status: Shippable | 137.35 | 19 | Shippable & Stock Qty Available |  | To be Listed
1246 | 580-0146 | Description: Enphase, Enpower Smart Switch with 200A capacity, Neutral-Forming Transformer, Microgrid Interconnect Device (MID), Use with IQ-6 or IQ-7, EP200G101-M240US00 ,Wattage: nan ,Non-Commissionable: No ,Item Classification: Energy Storage ,Item Status: Vendor De-listing | 1079.55 | 19 | De-Listing but Stock Qty Available | USSS100-0030 | Already Listed
1248 | 210-1010 | Description: QuickMount, Flashing, E-Mount, 9" x 12", with Lag bolt, Mill Finish, QBLOCK, Qty. 1, QMSE-LAG-A-12 ,Wattage: nan ,Non-Commissionable: No ,Item Classification: Racking ,Item Status: Shippable | 9.92 | 18 | Shippable & Stock Qty Available | USMS100-0546 | Already Listed
1249 | 260-0872 | Description: S-5!, Clamp, Size NH, fits 1-1/2" Nail Strip Metal Roof Profiles, S-5-NH 1.5 ,Wattage: nan ,Non-Commissionable: No ,Item Classification: Racking ,Item Status: Shippable | 6.97 | 18 | Shippable & Stock Qty Available | USMS100-0483 | Already Listed
1250 | 450-0178 | Description: SolarEdge, Energy Bank Battery, Floor Stand, required for Floor Mounting Battery, IAC-RBAT-FLRSTD-01 ,Wattage: nan ,Non-Commissionable: No ,Item Classification: Energy Storage ,Item Status: Shippable | 534.83 | 18 | Shippable & Stock Qty Available | USSS100-0018 | Already Listed
1251 | 500-0263 | Description: SimpliPhi, BOSS.12 Three Battery Bus Bar Kit, 3-Battery Horizontal, 1 Pair, Red/Black Bus Bars, 2, 2/0 Red/Black 45” cables, order 1 per shelf, BB-3-12 ,Wattage: nan ,Non-Commissionable: No ,Item Classification: Energy Storage ,Item Status: Shippable | 378.38 | 18 | Shippable & Stock Qty Available | USSSP110-1236 | Already Listed
1252 | 520-0099 | Description: Morningstar, TriStar Remote Digital Meter (for TS-MPPT) with 100' cable, TS-RM-2 ,Wattage: nan ,Non-Commissionable: No ,Item Classification: Energy Storage ,Item Status: Shippable | 137.84 | 18 | Shippable & Stock Qty Available | USSS100-0098 | Already Listed
1253 | 530-0070 | Description: Outback, Circuit Breaker, 60A, 125VDC, 1-Pole, 0.5" Wide, DIN Mount, DIN-60-DC ,Wattage: nan ,Non-Commissionable: No ,Item Classification: Electrical BOS ,Item Status: Shippable | 26.39 | 18 | Shippable & Stock Qty Available |  | To be Listed
1254 | 565-0240 | Description: Storz Power, Tigo TS4-A-O, Optimizer Module, Optimization, Monitoring & RSD, Add-on- Module for 1 PV Module, Max 90Voc, 15A, 1.2m MC-4 cable, Requires CCA Kit and TAP, 10254 ,Wattage: 700.0 ,Non-Commissionable: No ,Item Classification: Inverters ,Item Status: Shippable | 57.01 | 18 | Shippable & Stock Qty Available | USWC001-0058 | Already Listed
1255 | 570-0248 | Description: SolarEdge, Cell Modem, for all Single Phase Inverters with a Display, 5 Yr Data Plan, for use in US Only, CELL-A-R05-US-S-S2 ,Wattage: nan ,Non-Commissionable: No ,Item Classification: Inverters ,Item Status: Shippable | 347.02 | 18 | Shippable & Stock Qty Available | USEC001-0088 | Already Listed
1256 | 250-1442 | Description: UniRac, RM10 Roof Mount Attachment Kit-310771 ,Wattage: nan ,Non-Commissionable: No ,Item Classification: Racking ,Item Status: Shippable | 16.93 | 17 | Shippable & Stock Qty Available | USSSP110-1510 | Already Listed
1257 | 260-0873 | Description: S-5!, Clamp, Size NH, Mini, fits 1-1/2" Nail Strip Metal Roof Profiles, No Bolt, S-5-NH 1.5 Mini ,Wattage: nan ,Non-Commissionable: No ,Item Classification: Racking ,Item Status: Shippable | 6.25 | 17 | Shippable & Stock Qty Available | USMS100-0535 | Already Listed
1258 | 501-1038 | Description: Hellermann, Labels, WARNING: DC CONNECTORS ENERGIZED, NEC.2014. Qty. 1, 596-00588 ,Wattage: nan ,Non-Commissionable: No ,Item Classification: Electrical BOS ,Item Status: Shippable | 1.8 | 17 | Shippable & Stock Qty Available |  | To be Listed
1259 | 520-0040 | Description: Morningstar, SunSaver Charge Controller, 20A, 12VDC, with Low Voltage Disconnect, SS20L-12V ,Wattage: nan ,Non-Commissionable: No ,Item Classification: Energy Storage ,Item Status: Shippable | 125.68 | 17 | Shippable & Stock Qty Available | USCC100-0109 | Already Listed
1260 | 530-0036 | Description: Outback, Circuit Breaker, 100A, 125VDC, 1-Pole, 1" Wide, Panel Mount, PNL-100-DC ,Wattage: nan ,Non-Commissionable: No ,Item Classification: Electrical BOS ,Item Status: Shippable | 54.17 | 17 | Shippable & Stock Qty Available |  | To be Listed
1261 | 550-0348 | Description: Heyco, Strain Relief, Cord Grip, 9-Hole, 1-1/4" Nylon NPT with metal locknut, 7.7mm holes for PV Wire, Skinned, Qty. 1, M4524GBW-SM, 550-0348 ,Wattage: nan ,Non-Commissionable: No ,Item Classification: Electrical BOS ,Item Status: Shippable | 8.08 | 17 | Shippable & Stock Qty Available |  | To be Listed
1262 | 551-0043 | Description: 3/4" 90° Zinc Die Cast Pull Elbow with Gasket, 18-TOPAZ ELECTRIC 352 ,Wattage: nan ,Non-Commissionable: No ,Item Classification: Electrical BOS ,Item Status: Shippable | 6.18 | 17 | Shippable & Stock Qty Available |  | To be Listed
1263 | 570-0757 | Description: Midnite Solar, Battery Meter, Capacity Meter, 70V max, Input 12/24/36/48V, MNBCM ,Wattage: nan ,Non-Commissionable: No ,Item Classification: Energy Storage ,Item Status: Shippable | 69.86 | 17 | Shippable & Stock Qty Available | USSSP110-1078 | Already Listed
1264 | 577-0245 | Description: Savant, SMARTENERGY SENSOR 150A (1 PACK), SEM-150A1-00 ,Wattage: nan ,Non-Commissionable: No ,Item Classification: Electrical BOS ,Item Status: Shippable | 109.88 | 17 | Shippable & Stock Qty Available |  | To be Listed
1265 | 110-1249 | Description: Canadian Solar, 400W PV Module, 2.0m (78.7 in) (+) / 1.2m (47.2 in) (-) PV Wire, MC-4, 35mm Black Frame on Black Back-Sheet, BOB, HiDM5 Mono-PERC, 15A Fuse, 1000VDC, 376.3 PTC, 15/25 Warranty, CS1Y-400MS ,Wattage: 400.0 ,Non-Commissionable: No ,Item Classification: PV Modules ,Item Status: Vendor De-listing | 199.2 | 16 | De-Listing but Stock Qty Available |  | To be Listed
1266 | 210-0272 | Description: UniRac, SolarMount Heavy Duty Rail, 144", Mill Finish, Qty. 1, 410144M ,Wattage: nan ,Non-Commissionable: No ,Item Classification: Racking ,Item Status: Vendor De-listing | 68.59 | 16 | De-Listing but Stock Qty Available | USMS100-0288 | Already Listed
1267 | 260-0762 | Description: UniRac, SolarMount End Clamp, C, Preassembled, 33mm - 36mm, 2.00" Bolt, Clear, Qty. 1,302022C ,Wattage: nan ,Non-Commissionable: No ,Item Classification: Racking ,Item Status: Shippable | 2.35 | 16 | Shippable & Stock Qty Available | USSSP110-1493 | Already Listed
1268 | 270-0733 | Description: Oatey, Flashing, 0.5" to 1.5" dia, 9.5" x 12.5" Galvanized base , AURORA NO-CALK SOLAR FLASHINGS, Clear, Qty. 1, 12801 ,Wattage: nan ,Non-Commissionable: No ,Item Classification: Racking ,Item Status: Shippable | 6.59 | 16 | Shippable & Stock Qty Available | USMS100-0516 | Already Listed
1269 | 270-0886 | Description: QuickMount, Quick Rack, Frame Mount Bracket, for Enphase M-Series, NOT for S-Series, 33mm module frame, racking agnostic, UL2703, Bronze finish, COMPONENT, Qty. 1, QM-EFM-33 B 1 ,Wattage: nan ,Non-Commissionable: No ,Item Classification: Racking ,Item Status: Vendor De-listing | 5.28 | 16 | De-Listing but Stock Qty Available |  | To be Listed
1270 | 320-0106 | Description: Schneider Electric, Conext SW4048 battery inverter, 4000W, 120/240VAC, 50/60Hz, 30A Transfer, 48VDC, Sinewave, 45A Charger, 2 Yr Warr, with BTS, 865-4048-21 ,Wattage: 4000.0 ,Non-Commissionable: No ,Item Classification: Energy Storage ,Item Status: Shippable | 1444.04 | 16 | Shippable & Stock Qty Available | USSS100-0041 | Already Listed
1271 | 500-0159 | Description: Midnite Solar, Busbar, eleven #6 and four 1/0 useable wire slots, insulated, long version, black, MNTBB-B ,Wattage: nan ,Non-Commissionable: No ,Item Classification: Electrical BOS ,Item Status: Shippable | 18.71 | 16 | Shippable & Stock Qty Available |  | To be Listed
1272 | 500-0559 | Description: HomeGrid, Bus-Bar Pair for Sol-Ark, 4000047 ,Wattage: nan ,Non-Commissionable: No ,Item Classification: Electrical BOS ,Item Status: Shippable | 51.55 | 16 | Shippable & Stock Qty Available |  | To be Listed
1273 | 530-0191 | Description: Square D, Disconnect, NEMA 3R, 30A, 600VDC, 3-Pole, Fusible, 15451, H361NRB ,Wattage: nan ,Non-Commissionable: No ,Item Classification: Electrical BOS ,Item Status: Shippable | 435.3 | 16 | Shippable & Stock Qty Available |  | To be Listed
1274 | 530-0215 | Description: Outback, Circuit Breaker, 125A, 300VDC, 1-Pole, 0.75" Wide, Panel Mount, PNL-125-300VDC ,Wattage: nan ,Non-Commissionable: No ,Item Classification: Electrical BOS ,Item Status: Shippable | 58.9 | 16 | Shippable & Stock Qty Available |  | To be Listed
1275 | 550-9073 | Description: Wiley Electronics, Bundle Strap, Vinyl Coated Stainless Steel Cable Tie, 14" Long, 18-WBS14V ,Wattage: nan ,Non-Commissionable: No ,Item Classification: Electrical BOS ,Item Status: Shippable | 44.59 | 16 | Shippable & Stock Qty Available |  | To be Listed
1276 | 550-9098 | Description: Romex, #12 AWG, 12/3, Black/White, Solid, 3, 250FT, 600VAC, 0041-4165 ,Wattage: nan ,Non-Commissionable: No ,Item Classification: Electrical BOS ,Item Status: Shippable | 165.07 | 16 | Shippable & Stock Qty Available |  | To be Listed
1277 | 211-0498-B | Description: "B"Grade IronRidge, BOSS (Bonded Structural Splice) XR100, Tool-Less Bonding Splice, Mill, Qty. 1, XR100-BOSS-01-M1 ,Wattage: nan ,Non-Commissionable: No ,Item Classification: Racking ,Item Status: Shippable | 4.76 | 15 | Shippable & Stock Qty Available |  | To be Listed
1278 | 220-0367 | Description: IronRidge, Diagonal Brace, 2.5in Square Tube, 105.0in LG (For 3in Pipe), GM-DB3-TB02-M1 ,Wattage: nan ,Non-Commissionable: No ,Item Classification: Racking ,Item Status: Shippable | 132.41 | 15 | Shippable & Stock Qty Available | USMS100-0143 | Already Listed
1279 | 260-0097 | Description: QuickMount, QMR, Universal Bonding Mid Clamp, 30-45mm, Mill Finish, Qty. 1, QMR-UMC3045BP1.2A20 ,Wattage: nan ,Non-Commissionable: No ,Item Classification: Racking ,Item Status: Shippable | 2.46 | 15 | Shippable & Stock Qty Available | USMS100-0441 | Already Listed
1280 | 270-0177 | Description: IronRidge, Flashfoot2 Replacement 5/16 X 4.75” SS Lag Bolt, Qty. 1 Pack of 4, FM-FF2-LGHW ,Wattage: nan ,Non-Commissionable: No ,Item Classification: Racking ,Item Status: Shippable | 7.68 | 15 | Shippable & Stock Qty Available |  | To be Listed
1281 | 270-0921 | Description: UniRac, MicroRail, 40mm, 9" Attachment Splice, includes: 9" Base, 9 " Cap, (2) Socket-head cap screws, Bonding pin, Helix, Tower, 6.75" Slider, Qty. 1, 230940B ,Wattage: nan ,Non-Commissionable: No ,Item Classification: Racking ,Item Status: Vendor De-listing | 14.19 | 15 | De-Listing but Stock Qty Available |  | To be Listed
1282 | 310-0291 | Description: SolarEdge, SE10000H-US, HD-Wave, 1-Ph, Grid Tied Inverter, 10kW, 240Vac, 60 Hz, 3 Unfused Input, 12 Yr Warr, Ground-Fault/Arc-Fault Protection, RS485 and Ethernet, -40C, AC-RSD, w/RGM & Consumption Meter (Add CT’s), UL-1741-SA ,SetApp Enabled, Compatible with Energy Net Communicator, SE10000H-US000BEI4 ,Wattage: 10000.0 ,Non-Commissionable: No ,Item Classification: Inverters ,Item Status: Shippable | 2487.69 | 15 | Shippable & Stock Qty Available |  | To be Listed
1283 | 360-0044 | Description: APsystems, AC Cable Connector 10AWG (splice) for 5 wire Trunk, Male, 2301511002 ,Wattage: nan ,Non-Commissionable: No ,Item Classification: Inverters ,Item Status: Shippable | 12 | 15 | Shippable & Stock Qty Available |  | To be Listed
1284 | 500-0160 | Description: Midnite Solar, Busbar, eleven #6 and four 1/0 useable wire slots, insulated, long version, white, MNTBBB-W ,Wattage: nan ,Non-Commissionable: No ,Item Classification: Electrical BOS ,Item Status: Shippable | 18.71 | 15 | Shippable & Stock Qty Available |  | To be Listed
1286 | 530-0122 | Description: Enphase, Enpower 200A Main/Load Breaker, 25kAIC, CSR2200N, BRK-200A-2P-240V ,Wattage: nan ,Non-Commissionable: No ,Item Classification: Energy Storage ,Item Status: Shippable | 200.21 | 15 | Shippable & Stock Qty Available |  | To be Listed
1287 | 530-0127 | Description: Enphase, Enpower 80A Encharge/Combiner Breaker, 10kAIC, Eaton BR280, BRK-80A-2P-240V ,Wattage: nan ,Non-Commissionable: No ,Item Classification: Energy Storage ,Item Status: Shippable | 55.25 | 15 | Shippable & Stock Qty Available |  | To be Listed
1289 | 550-9121 | Description: 8 AWG, Bare Solid Copper, 500 ft Spool, BARE-SD-8-SOL ,Wattage: nan ,Non-Commissionable: No ,Item Classification: Electrical BOS ,Item Status: Shippable | 190.57 | 15 | Shippable & Stock Qty Available |  | To be Listed
1290 | 565-0228 | Description: SolarEdge, Optimizer 950W, Add-On Box for two modules, Single Input, Series Connection, Isc 12.5A, 12.5-105V MPPT, 125V Max, MC4 In/Out, 1000VDC, (Use only with SolarEdge 3-Phase Inverters),P950 ,Wattage: 950.0 ,Non-Commissionable: No ,Item Classification: Inverters ,Item Status: Vendor De-listing | 75.82 | 15 | De-Listing but Stock Qty Available | USSPO001-0010 | Already Listed
1291 | 570-0116 | Description: Outback, Battery Remote Temperature Sensor with Inverter/Charger or Charge Controller, Includes 20' Cable, RTS ,Wattage: nan ,Non-Commissionable: No ,Item Classification: Energy Storage ,Item Status: Shippable | 56.63 | 15 | Shippable & Stock Qty Available | USWC001-0035 | Already Listed
1292 | 570-0123 | Description: SMA, Communication Cable for RS-485, 50', DB-9 one end for SM Control, RS 485 CABLE ,Wattage: nan ,Non-Commissionable: No ,Item Classification: Inverters ,Item Status: Shippable | 50.29 | 15 | Shippable & Stock Qty Available |  | To be Listed
1293 | 590-0083 | Description: Amphenol, HelioLug, Grounding Lay-in Lugs with SS Hex bolt, star washer, lock nut, Tin Plated Copper, Qty. 1 bag of 10, HGLU-10 ,Wattage: nan ,Non-Commissionable: No ,Item Classification: Electrical BOS ,Item Status: Shippable | 30.41 | 15 | Shippable & Stock Qty Available |  | To be Listed
1295 | 210-1040 | Description: QuickMount, Tile Replacement Flashing, Flat Tile, Use with QM Tile Hook, MILL, Qty.1, QMC-TRF-F-A-12 ,Wattage: nan ,Non-Commissionable: No ,Item Classification: Racking ,Item Status: Shippable | 7.12 | 14 | Shippable & Stock Qty Available | USMS100-0496 | Already Listed
1296 | 240-0400 | Description: Hollaender, Tee with top mount screws 2" Pipe Size, 5-9 ,Wattage: nan ,Non-Commissionable: No ,Item Classification: Racking ,Item Status: Shippable | 39.35 | 14 | Shippable & Stock Qty Available |  | To be Listed
1297 | 270-1071 | Description: QuickMount, Quick Rack, Landscape Skirt, 65.8", Bronze, Qty. 1 , QMQR-SL 65.8 B 4 ,Wattage: nan ,Non-Commissionable: No ,Item Classification: Racking ,Item Status: Vendor De-listing | 79.13 | 14 | De-Listing but Stock Qty Available | USMS100-0523 | Already Listed
1298 | 271-0010 | Description: IronRidge, Flat Roof Attachment Membrane, 60 mil, PVC, GAF, White, Qty. 1, FRA-M60P-GF-W1 ,Wattage: nan ,Non-Commissionable: No ,Item Classification: Racking ,Item Status: Shippable | 16.09 | 14 | Shippable & Stock Qty Available | USMS100-0040 | Already Listed
1299 | 500-0161 | Description: Midnite Solar, Busbar, eleven #6 and four 1/0 useable wire slots, insulated, long version, red, MNTBBB-R ,Wattage: nan ,Non-Commissionable: No ,Item Classification: Electrical BOS ,Item Status: Shippable | 18.71 | 14 | Shippable & Stock Qty Available |  | To be Listed
1300 | 520-0059 | Description: Outback, FM100-300VDC MPPT Charge Controller, 100A, 300VDC, 24/36/48Vdc, 3R enclosure, integrated GFCI & AFCI,FM100-300VDC-AFCI ,Wattage: nan ,Non-Commissionable: No ,Item Classification: Energy Storage ,Item Status: Shippable | 1418.99 | 14 | Shippable & Stock Qty Available | USCC100-0001 | Already Listed
1301 | 530-1088 | Description: Schneider Electric, Circuit Breaker, 100A, 125VDC, 1-Pole, Panel Mount, For XW PDP, Qty. 1, 865-DCBRK-100 ,Wattage: nan ,Non-Commissionable: No ,Item Classification: Electrical BOS ,Item Status: Shippable | 63.07 | 14 | Shippable & Stock Qty Available |  | To be Listed
1302 | 540-0134 | Description: Midnite Solar, Busbar, 3 fingers spaced at 13mm intervals, single box lug to accommodate #14-1/0 AWG wire, MNPV3-BUSBAR ,Wattage: nan ,Non-Commissionable: No ,Item Classification: Electrical BOS ,Item Status: Shippable | 25.44 | 14 | Shippable & Stock Qty Available |  | To be Listed
1303 | 550-0109 | Description: Rennsteig, Crimping Pliers, MC4, with Dies & Locator, Solar AWG 14/12/10, 624 570 3 1 ,Wattage: nan ,Non-Commissionable: No ,Item Classification: Electrical BOS ,Item Status: Shippable | 324.27 | 14 | Shippable & Stock Qty Available |  | To be Listed
1304 | 570-0108 | Description: Outback, Communications Hub, 4 ports, HUB4 ,Wattage: nan ,Non-Commissionable: No ,Item Classification: Inverters ,Item Status: Shippable | 175.9 | 14 | Shippable & Stock Qty Available | USIN100-0239 | Already Listed
1305 | 570-0182 | Description: SolarEdge, GSM Modem w/SIM, for StorEdge Only, 7.6 kW inverters, ≤2 batteries, works with T-Mobile, 5 Yr prepaid plan, for use in US Only, Qty. 1, SE-GSM-R05-US-S2, -serialized ,Wattage: nan ,Non-Commissionable: No ,Item Classification: Inverters ,Item Status: Soligent De-listing | 306.33 | 14 | De-Listing but Stock Qty Available | USEC001-0084 | Already Listed
1307 | 580-0042 | Description: APsmart, Transmitter-PLC Outdoor Kit, includes PLC-Transmitter with 29mm ID Single Core, IP65 Outdoor Enclosure, 85-264VAC Power Supply, SunSpec Certified, 408006 ,Wattage: nan ,Non-Commissionable: No ,Item Classification: Inverters ,Item Status: Shippable | 120 | 14 | Shippable & Stock Qty Available | USEC001-0021 | Already Listed
1308 | 580-0055 | Description: APsmart, Transmitter-PLC Outdoor Kit, includes PLC-Transmitter with 29mm ID Dual Cores, IP65 Outdoor Enclosure, 180-550VAC Power Supply, SunSpec Certified, 408005 ,Wattage: nan ,Non-Commissionable: No ,Item Classification: Inverters ,Item Status: Shippable | 159.07 | 14 | Shippable & Stock Qty Available | USEC001-0029 | Already Listed
1309 | 590-0101 | Description: IronRidge, Bonding Strap Expansion Joint, for Rail Splice, Includes Hardware with Bonding T-bolt, Clear, Qty. 1, UFO-RS-GDXP-001 ,Wattage: nan ,Non-Commissionable: No ,Item Classification: Racking ,Item Status: Vendor De-listing | 6.08 | 14 | De-Listing but Stock Qty Available | USMS100-0492 | Already Listed
1310 | 211-0020 | Description: QuickMount, Post, 1.25” OD X 12.5", Mill Finish, Qty. 1, QM-QBP-12.5-M1 ,Wattage: nan ,Non-Commissionable: No ,Item Classification: Racking ,Item Status: Shippable | 6.68 | 13 | Shippable & Stock Qty Available | USMS100-0710 | Already Listed
1311 | 260-0138 | Description: UniRac, SolarMount End Clamp, F, 45-47mm, Dark, Qty. 1, 302006D ,Wattage: nan ,Non-Commissionable: No ,Item Classification: Racking ,Item Status: Vendor De-listing | 1.12 | 13 | De-Listing but Stock Qty Available |  | To be Listed
1313 | 270-0165 | Description: Heyco, SunScreen (Critter-Guard) Galvanized Welded Steel Mesh, PVC Coated, Width: 8", Mesh Dimension: 1/2" x 1/2", Qty. 100ft Roll, 18-S6468 ,Wattage: nan ,Non-Commissionable: No ,Item Classification: Racking ,Item Status: Soligent De-listing | 116.58 | 13 | De-Listing but Stock Qty Available |  | To be Listed
1314 | 270-1077 | Description: QuickBolt,Curved Tile Roof Hook, Side Mount Rails, 5mm thickness fixed height, 180 mmwide base, 7.5mm x 37 mm mounting screw slots, 10mm x 46mm rail attachmentslot, includes (2) 1/4 x 3" SS screws, Qty. 1 Box, 17510 ,Wattage: nan ,Non-Commissionable: No ,Item Classification: Racking ,Item Status: Shippable | 118.6 | 13 | Shippable & Stock Qty Available |  | To be Listed
1315 | 310-0597 | Description: SolarEdge, SE6000H-US HD-Wave, 1-Ph, Grid Tied Inverter, 6000W, 208/240Vac, 60 Hz, 2 Unfused Input, 12 Yr Warr, Ground-Fault/Arc-Fault Protection, Ungrounded, RS485 and Ethernet, -40C, AC RSD, UL1741-SA, SetApp Enabled, SE6000H-US000BNU4 ,Wattage: 6000.0 ,Non-Commissionable: No ,Item Classification: Inverters ,Item Status: Vendor De-listing | 1576.9 | 13 | De-Listing but Stock Qty Available | USIN100-0150 | Already Listed
1316 | 311-0080 | Description: Outback, VFXR3524A-01 Battery Inverter, 3500W, 120VAC, 60Hz(50Hz) selectable, 60A AC input, 24VDC, Sinewave, Grid Tied, 5 Yr Warr, 85A Charger, with BTS, VFXR3524A-01 ,Wattage: 3500.0 ,Non-Commissionable: No ,Item Classification: Energy Storage ,Item Status: Shippable | 1959.49 | 13 | Shippable & Stock Qty Available | USIN100-0249 | Already Listed
1317 | 321-0233-B | Description: Enphase, IQ 8+ Micro Inverter, compatible with 60 -72 cell PV Modules, 240V, 300VA Peak Power, MC4 DC Connectors, Female AC Connector, IQ8PLUS-72-2-US / IQ8PLUS-72-M-US ,Wattage: 300.0 ,Non-Commissionable: No ,Item Classification: Inverters ,Item Status: Shippable | 135.71 | 13 | Shippable & Stock Qty Available |  | To be Listed
1318 | 348-0099 | Description: Outback, FLEXpowerONE, VFXR3648A-01, Inverter/Charger 3.6kW FLEXpower One, prewired AC and DC boxes with 120Vac Bypass, NEMA 5-15R Outlet, 175A DC breaker, GFDI, 80Amp charge controller breaker, Mate3-S, HUB 10.3, RTS, 1 FLEXmax 80, FLEXnet DC and surge protector, UL1741-SA, FP1 VFXR3648A-01 ,Wattage: 3600.0 ,Non-Commissionable: No ,Item Classification: Inverters ,Item Status: Shippable | 4440.51 | 13 | Shippable & Stock Qty Available | USIN100-0206 | Already Listed
1319 | 500-0021 | Description: Outback, Busbar, Breaker Bus, 500A for DC Breakers, FW-BBUS ,Wattage: nan ,Non-Commissionable: No ,Item Classification: Inverters ,Item Status: Shippable | 33.33 | 13 | Shippable & Stock Qty Available | USSE100-0131 | Already Listed
1320 | 500-0095 | Description: Magnum, Mini Magnum, Panel with 250ADC breaker & 60A single pole AC input breaker, 120VAC, MMP250-60S ,Wattage: nan ,Non-Commissionable: No ,Item Classification: Inverters ,Item Status: Shippable | 645.63 | 13 | Shippable & Stock Qty Available |  | To be Listed
1321 | 500-0255 | Description: Tesla, Powerwall Stacking Kit, for Stacked Powerwalls, Multi Powerwall Stacking Kit ,Wattage: nan ,Non-Commissionable: No ,Item Classification: Energy Storage ,Item Status: Shippable | 256.76 | 13 | Shippable & Stock Qty Available | USMS100-0249 | Already Listed
1322 | 510-0287 | Description: QuickMount, JayBox, Rail-Mounted, ~8 X 9” with Rail Hanger Brackets, QM-JBX-RL01-B1 ,Wattage: nan ,Non-Commissionable: No ,Item Classification: Racking ,Item Status: Vendor De-listing | 36.6 | 13 | De-Listing but Stock Qty Available |  | To be Listed
1323 | 530-0214 | Description: Outback, Circuit Breaker, 100A, 300VDC, 1-Pole, 0.75" Wide, Panel Mount, PNL-100-300VDC ,Wattage: nan ,Non-Commissionable: No ,Item Classification: Electrical BOS ,Item Status: Shippable | 58.9 | 13 | Shippable & Stock Qty Available |  | To be Listed
1324 | 570-1245 | Description: Storz Power, Tigo Cloud Connect Advanced Outdoor Kit, Includes: CCA Gateway, Power Supply, Outdoor Enclosure with DIN rail for the CCA and Power Supply, use with Tigo TAP, 10255 ,Wattage: nan ,Non-Commissionable: No ,Item Classification: Inverters ,Item Status: Shippable | 423.53 | 13 | Shippable & Stock Qty Available |  | To be Listed
1325 | 577-0225 | Description: SolarEdge, Smart EV Charger Solar boost kit with HD-Wave inverter (each PN includes 5 units), SE-EV-KIT-V3UPG-01 ,Wattage: nan ,Non-Commissionable: No ,Item Classification: Energy Storage ,Item Status: Shippable | 199.25 | 13 | Shippable & Stock Qty Available | USSS100-0072 | Already Listed
1326 | 577-0236 | Description: Storz Power, AI+ Smart Switch, Automatic Transfer Switch, 10319 ,Wattage: nan ,Non-Commissionable: No ,Item Classification: Inverters ,Item Status: Shippable | 1836.19 | 13 | Shippable & Stock Qty Available |  | To be Listed
1327 | 260-0786 | Description: S-5!, Clamp, RibBracket mount for corrugated metal roofs to mount directly into the crown, with EPDM rubber gasket seal, (4) 8mm thru holes & (1) slotted .4" x 1.25" hole, 4 self-tapping screws & 1, M8 flange nut included, RibBracket ,Wattage: nan ,Non-Commissionable: No ,Item Classification: Racking ,Item Status: Shippable | 6.02 | 12 | Shippable & Stock Qty Available | USMS100-0633 | Already Listed
1328 | 310-0646 | Description: SolarEdge, Energy Hub SE7600H-US HD-Wave, Single Phase, Grid Tied Inverter, Dual Rated 7.6kW/10kW Battery Access, 240Vac, 60 Hz, 2 Unfused Input, 12 Yr Warr, Ground-Fault/Arc-Fault Protection, RS485 and Ethernet, with 5 Year Cell plan, -40C, AC RSD, w/RGM, and Consumption Meter (Add CT’s), SetApp Enabled, UL1741-SA, SE7600H-USMNBBL14 ,Wattage: 7600.0 ,Non-Commissionable: No ,Item Classification: Inverters ,Item Status: Shippable | 2652.06 | 12 | Shippable & Stock Qty Available | USIN100-0068 | Already Listed
1330 | 500-0110 | Description: Magnum, Mini Magnum, Panel with 250 ADC breaker & 30A dual pole AC input breaker, 120/240VAC, MMP250-30D ,Wattage: nan ,Non-Commissionable: No ,Item Classification: Inverters ,Item Status: Shippable | 645.63 | 12 | Shippable & Stock Qty Available |  | To be Listed
1331 | 501-0030 | Description: SMA, DC Surge Protection Module Kit, 9 Module kit for Core-1 Inverter, DC_SPD_KIT4-10 ,Wattage: nan ,Non-Commissionable: No ,Item Classification: Inverters ,Item Status: Shippable | 84.64 | 12 | Shippable & Stock Qty Available | USIN100-0292 | Already Listed
1332 | 510-0291 | Description: SnapNrack, Junction Box R for Rail, 242-01104 ,Wattage: nan ,Non-Commissionable: No ,Item Classification: Racking ,Item Status: Shippable | 19.55 | 12 | Shippable & Stock Qty Available |  | To be Listed
1333 | 530-0226 | Description: Outback, Circuit Breaker, 60A, 300VDC, 2-Pole, 1.5" Wide, Panel Mount, PNL-60D-300VDC ,Wattage: nan ,Non-Commissionable: No ,Item Classification: Electrical BOS ,Item Status: Shippable | 79.45 | 12 | Shippable & Stock Qty Available |  | To be Listed
1334 | 565-0215 | Description: SolarEdge, Optimizer 850W, Add-On Box for Two Modules, Single input, Series Connected Modules, 12.5-105V MPPT, 12.5A, 120Vdc Max, MC4-Compatible In/Out, 1000VDC, (Use only with SolarEdge 3-Phase Inverters), P850 ,Wattage: 850.0 ,Non-Commissionable: No ,Item Classification: Inverters ,Item Status: Vendor De-listing | 63 | 12 | De-Listing but Stock Qty Available | USSE100-0208 | Already Listed
1336 | 570-1133 | Description: SolarEdge, RS485 Expansion Kit, for multiple SolarEdge & StoreEdge inverters, SE1000-RS485-IF-NA ,Wattage: nan ,Non-Commissionable: No ,Item Classification: Inverters ,Item Status: Vendor De-listing | 89.23 | 12 | De-Listing but Stock Qty Available |  | To be Listed
1337 | 570-1237 | Description: SolarEdge, Single Phase Consumption Meter with Enclosure, 240V, 60Hz, RS485, NEMA 3R, NO CT’s, Add 2 CT’s, SE-MTR240-NN-S-S1 ,Wattage: nan ,Non-Commissionable: No ,Item Classification: Inverters ,Item Status: Shippable | 213.16 | 12 | Shippable & Stock Qty Available | USSSP110-1286 | Already Listed
1338 | 577-0235 | Description: Storz Power, Smart Access Controller, for Controlling up to 12 120V Circuits, with 6, 30A and 6, 60A Breakers, Indoor Rated, Wall Mount, 10249 ,Wattage: nan ,Non-Commissionable: No ,Item Classification: Inverters ,Item Status: Shippable | 2424 | 12 | Shippable & Stock Qty Available |  | To be Listed
1339 | 250-1423 | Description: UniRac, Ecolibrium, B22 Galvanized Strut 10', ES20501 ,Wattage: nan ,Non-Commissionable: No ,Item Classification: Racking ,Item Status: Shippable | 61.57 | 11 | Shippable & Stock Qty Available |  | To be Listed
1340 | 260-0093 | Description: QuickMount, QMR, Universal End Clamp, 30-45mm, Mill Finish, Qty. 1, QMR-UEC3045-A-20 ,Wattage: nan ,Non-Commissionable: No ,Item Classification: Racking ,Item Status: Shippable | 2.5 | 11 | Shippable & Stock Qty Available | USMS100-0687 | Already Listed
1341 | 270-0735 | Description: Oatey, Flashing, 0.5" to 1.5" dia, 9.5" x 12.5" Aluminum base , AURORA NO-CALK SOLAR FLASHINGS, Clear, Qty. 1, 12802 ,Wattage: nan ,Non-Commissionable: No ,Item Classification: Racking ,Item Status: Shippable | 7.41 | 11 | Shippable & Stock Qty Available | USMS100-0466 | Already Listed
1342 | 311-0090 | Description: Storz Power, Sol-Ark, 12K Battery or Battery-Less Inverter, 9,000 watt 120/240-208Vac, 50/60Hz, 48VDC, Transformerless Sinewave, Grid Tie/Off-Grid, AC and/or DC Coupled, 2 MPPT PV inputs, with AFCI/GFDI, BTS & Dual AC inputs, 10 Yr. Warr, UL1741-SA (Rule-21), NEMA 3R, 10328 ,Wattage: 12000.0 ,Non-Commissionable: No ,Item Classification: Energy Storage ,Item Status: Shippable | 5252.74 | 11 | Shippable & Stock Qty Available | USIN100-0298 | Already Listed
1343 | 501-0022 | Description: Delta, DC Lightning Arrestor, 3-wire, 600VDC, for Grid-Tied Systems, LA602DC ,Wattage: nan ,Non-Commissionable: No ,Item Classification: Electrical BOS ,Item Status: Shippable | 53.38 | 11 | Shippable & Stock Qty Available |  | To be Listed
1344 | 501-0123 | Description: Hellermann, Labels, MAIN PV SYSTEM AC DISCONNECT, Qty. 1, 596-00255 ,Wattage: nan ,Non-Commissionable: No ,Item Classification: Electrical BOS ,Item Status: Shippable | 2.77 | 11 | Shippable & Stock Qty Available |  | To be Listed
1345 | 550-9067 | Description: Wiley Electronics, Cable Clip for Rails, Stainless Steel, for 1 Enphase AC Cable (14.0mm) or 2 Cables (9.3 - 11.0mm), ACC-R2 ,Wattage: nan ,Non-Commissionable: No ,Item Classification: Electrical BOS ,Item Status: Shippable | 82.43 | 11 | Shippable & Stock Qty Available |  | To be Listed
1346 | 550-9072 | Description: Wiley Electronics, Cable Clip for Modules at 90 degrees, Stainless Steel, for 2 large diameter PV cables/ 2 micro inverter cables/ 2 AC module cables/ 1 trunk cable, ACC-F2-90 ,Wattage: nan ,Non-Commissionable: No ,Item Classification: Electrical BOS ,Item Status: Shippable | 87.84 | 11 | Shippable & Stock Qty Available |  | To be Listed
1347 | 570-0003 | Description: APsystems, ECU-C Gateway, Commercial-Grade ECU (Energy Communication Unit), Single or Three Phase, ZigBee, Wi-Fi, w/ Consumption Monitoring - No RGM, 3 year Warranty, 205001 ,Wattage: nan ,Non-Commissionable: No ,Item Classification: Inverters ,Item Status: Shippable | 425.33 | 11 | Shippable & Stock Qty Available | USEC001-0016 | Already Listed
1348 | 570-1137 | Description: Fronius, Smart Meter, 480V, 3 Phase, 50-60Hz, for Symo, 43,0001,3530 ,Wattage: nan ,Non-Commissionable: No ,Item Classification: Inverters ,Item Status: Soligent De-listing | 240.78 | 11 | De-Listing but Stock Qty Available |  | To be Listed
1349 | 580-0190 | Description: Eaton-Cutler Hammer, Disconnect, 100A 3 Pole 240Vac, Non-Fused, NEMA 1, DG323UGB ,Wattage: nan ,Non-Commissionable: No ,Item Classification: Electrical BOS ,Item Status: Shippable | 209.14 | 11 | Shippable & Stock Qty Available |  | To be Listed
1350 | 730-0065 | Description: Enphase, Encharge Base Unit Installation Handles (Pair of 1 front and 1 side handle), ENCHARGE-HNDL-R1 ,Wattage: nan ,Non-Commissionable: No ,Item Classification: Energy Storage ,Item Status: Shippable | 136.76 | 11 | Shippable & Stock Qty Available |  | To be Listed
1352 | 110-1293 | Description: Canadian Solar, 395W PV Module, 1.65m (65 in) (+) / 1m (39.4in) (-) PV Wire, MC-4, 35mm Black Frame on Black Back-Sheet, BOB, Mono-PERC, 20A Fuse, 1000VDC, 369.1 PTC, 12/25 Warranty, CS3N-395MS,F30 ,Wattage: 395.0 ,Non-Commissionable: No ,Item Classification: PV Modules ,Item Status: Vendor De-listing | 239.1 | 10 | De-Listing but Stock Qty Available | USSP100-0011 | Already Listed
1354 | 240-0224 | Description: DPW, PowerRail Standoff, Easy Power Post, 6", 1.31" diameter, Clear, Qty. 1, PRM-EP6 ,Wattage: nan ,Non-Commissionable: No ,Item Classification: Racking ,Item Status: Soligent De-listing | 32.47 | 10 | De-Listing but Stock Qty Available |  | To be Listed
1355 | 240-0659 | Description: UniRac, DGFT - Ground Fixed Tilt DIAG BRACE ASSEMBLY 20°, Shared Rail, 404031 ,Wattage: nan ,Non-Commissionable: No ,Item Classification: Racking ,Item Status: Shippable | 106.54 | 10 | Shippable & Stock Qty Available | USMS100-0372 | Already Listed
1356 | 240-0677 | Description: SunModo, SunTurf 2.5” Pipe T-Cap Kit, K10341-002 ,Wattage: nan ,Non-Commissionable: No ,Item Classification: Racking ,Item Status: Soligent De-listing | 20.11 | 10 | De-Listing but Stock Qty Available |  | To be Listed
1357 | 250-1000 | Description: UniRac, GridFlex 5 Degree North Rail Clamp Assembly, 360042 ,Wattage: nan ,Non-Commissionable: No ,Item Classification: Racking ,Item Status: Shippable | 10.56 | 10 | Shippable & Stock Qty Available |  | To be Listed
1358 | 250-1407 | Description: UniRac, Ecolibrium, EcoFoot5D 87'' Ballast Tray, ES11023 ,Wattage: nan ,Non-Commissionable: No ,Item Classification: Racking ,Item Status: Shippable | 34.68 | 10 | Shippable & Stock Qty Available | USSSP110-1548 | Already Listed
1359 | 250-1432 | Description: UniRac, GridFlex Mid Rail, 360020 ,Wattage: nan ,Non-Commissionable: No ,Item Classification: Racking ,Item Status: Shippable | 12.08 | 10 | Shippable & Stock Qty Available | USSSP110-1534 | Already Listed
1360 | 270-0190 | Description: S-5!, ¼-14 X 2” Metal to Metal, 3/8” Hex Washer Head Self Drilling Screw, Qty. 1 pack of 50, 2” Metal to Metal Screw ,Wattage: nan ,Non-Commissionable: No ,Item Classification: Racking ,Item Status: Shippable | 13.92 | 10 | Shippable & Stock Qty Available |  | To be Listed
1361 | 310-0294 | Description: SolarEdge, SE6000H-US HD-Wave, 1-Ph, Grid Tied Inverter, 6000W, 208/240Vac, 60 Hz, 2 Unfused Input, 12 Yr Warr, Ground-Fault/Arc-Fault Protection, RS485 and Ethernet, -40C, AC RSD, w/RGM & Consumption Meter (Add CT’s), UL1741-SA, SetApp Enabled, Compatible with Energy Net Communicator, SE6000H-US000BEI4 ,Wattage: 6000.0 ,Non-Commissionable: No ,Item Classification: Inverters ,Item Status: Shippable | 1645.7 | 10 | Shippable & Stock Qty Available |  | To be Listed
1362 | 450-0190 | Description: HomeGrid, Base Unit with Low Voltage BMS, HG-MC100-200M2 ,Wattage: nan ,Non-Commissionable: No ,Item Classification: Energy Storage ,Item Status: Shippable | 1512.89 | 10 | Shippable & Stock Qty Available |  | To be Listed
1363 | 500-0034 | Description: Outback, Shunt Bus, 500A, FW-SBUS ,Wattage: nan ,Non-Commissionable: No ,Item Classification: Inverters ,Item Status: Shippable | 33.33 | 10 | Shippable & Stock Qty Available | USSE100-0141 | Already Listed
1364 | 501-0092 | Description: Midnite Solar, Surge Protector Device, 3-wire, 150VDC/100VAC, for Battery-Based systems, MNSPD-115 ,Wattage: nan ,Non-Commissionable: No ,Item Classification: Energy Storage ,Item Status: Shippable | 101.02 | 10 | Shippable & Stock Qty Available | USSSP110-1034 | Already Listed
1365 | 520-0046 | Description: Morningstar, TriStar Charge Controller, 60A, 12/24/48VDC, TS-60 ,Wattage: nan ,Non-Commissionable: No ,Item Classification: Energy Storage ,Item Status: Shippable | 263.51 | 10 | Shippable & Stock Qty Available | USCC100-0113 | Already Listed
1366 | 520-0055 | Description: Outback, FM80-150VDC MPPT Charge Controller, 80A, 150VDC, 12/24/48/60VDC, FM80 ,Wattage: nan ,Non-Commissionable: No ,Item Classification: Energy Storage ,Item Status: Shippable | 501.27 | 10 | Shippable & Stock Qty Available | USCC100-0004 | Already Listed
1367 | 520-0078 | Description: Outback, FM60-150VDC MPPT Charge Controller, 60A, 150VDC, 12/24/48/60VDC, FM60 ,Wattage: nan ,Non-Commissionable: No ,Item Classification: Energy Storage ,Item Status: Shippable | 445.57 | 10 | Shippable & Stock Qty Available | USCC100-0002 | Already Listed
1368 | 530-0028 | Description: Circuit Breaker, 80A, 150Vdc, Panel Mount, 1 pole, ¾” Wide, ¼” stud terminals, PNL-80-DC, MNEDC80 ,Wattage: nan ,Non-Commissionable: No ,Item Classification: Electrical BOS ,Item Status: Shippable | 20.2 | 10 | Shippable & Stock Qty Available |  | To be Listed
1369 | 530-1094 | Description: Midnite Solar, Circuit Breaker, DIN Mount, 60A, 2-pole, 120/240VAC, UL1077, MNEAC60-2P ,Wattage: nan ,Non-Commissionable: No ,Item Classification: Electrical BOS ,Item Status: Shippable | 34.05 | 10 | Shippable & Stock Qty Available |  | To be Listed
1371 | 550-0357 | Description: Outback, FLEXware MATE3 Side Mount Bracket - with mounting screws and bushing, FW-MB3 ,Wattage: nan ,Non-Commissionable: No ,Item Classification: Inverters ,Item Status: Shippable | 41.67 | 10 | Shippable & Stock Qty Available | USMS100-0677 | Already Listed
1372 | 551-0221 | Description: 1" Flexible Metallic Liquid Tight Conduit, PVC Coated, 100' Coil, WI 620430 ,Wattage: nan ,Non-Commissionable: No ,Item Classification: Electrical BOS ,Item Status: Shippable | 575.68 | 10 | Shippable & Stock Qty Available |  | To be Listed
1374 | 551-0271 | Description: 3/4" Flexible Aluminum Flex Conduit, 100' Coil, TOPAZ 4302 ,Wattage: nan ,Non-Commissionable: No ,Item Classification: Electrical BOS ,Item Status: Shippable | 136.18 | 10 | Shippable & Stock Qty Available |  | To be Listed
1375 | 570-0176 | Description: SolarEdge, Data Logger/Control /Communication Gateway, with 3R Enclosure, 208/277V, SE1000-DTLG-S1 ,Wattage: nan ,Non-Commissionable: No ,Item Classification: Inverters ,Item Status: Soligent De-listing | 474.41 | 10 | De-Listing but Stock Qty Available | USCG001-0012 | Already Listed
1376 | 570-0186 | Description: ​Chilicon, Repeater Device, zWave Repeater ,Wattage: nan ,Non-Commissionable: No ,Item Classification: Inverters ,Item Status: Soligent De-listing | 38.33 | 10 | De-Listing but Stock Qty Available |  | To be Listed
1377 | 570-0959 | Description: Magnum, Battery Monitoring Kit, State of Charge Meter, Does Not Include DC Shunt, ME-BMK-NS ,Wattage: nan ,Non-Commissionable: No ,Item Classification: Energy Storage ,Item Status: Shippable | 150.16 | 10 | Shippable & Stock Qty Available | USWC001-0051 | Already Listed
1378 | 577-0224 | Description: SolarEdge, Smart EV Charger (includes cable), with NEMA 6-50 Plug, SE-EV-SA-KIT-LJ40P ,Wattage: nan ,Non-Commissionable: No ,Item Classification: Energy Storage ,Item Status: Shippable | 710.24 | 10 | Shippable & Stock Qty Available | USWC001-0054 | Already Listed
1379 | 580-0191 | Description: APsmart, Rapid Shutdown PLC Device (RSD-D-20-PLC), 1500/1000V UL/TUV, 8-65Vdc, 25A Isc Max, 500mm (~19.7”) Input/2400mm (~94.5”) Output Cable, MC4, IP68, SunSpec Certified, SMA Approved, 446101 ,Wattage: nan ,Non-Commissionable: No ,Item Classification: Inverters ,Item Status: Shippable | 43.53 | 10 | Shippable & Stock Qty Available |  | To be Listed
1382 | 210-1048 | Description: UniRac, SolarMount Light Rail, 240", Dark, Qty. 1, 315240D ,Wattage: nan ,Non-Commissionable: No ,Item Classification: Racking ,Item Status: Vendor De-listing | 40.74 | 9 | De-Listing but Stock Qty Available | USMS100-0301 | Already Listed
1383 | 212-1114 | Description: SnapNrack, Tile Hook Replacement Flashing, S-Tile, 232-60056 ,Wattage: nan ,Non-Commissionable: No ,Item Classification: Racking ,Item Status: Shippable | 12.1 | 9 | Shippable & Stock Qty Available |  | To be Listed
1384 | 270-0822 | Description: QuickMount, Counter Flashing, 1-1/4" ID, EPDM, COMPONENT, Qty. 1, QMC-QC1.25 R 1 ,Wattage: nan ,Non-Commissionable: No ,Item Classification: Racking ,Item Status: Shippable | 1.78 | 9 | Shippable & Stock Qty Available |  | To be Listed
1385 | 501-0153 | Description: Hellermann, Label, DC Module Rating Label, Variable Imprint Rating Label, 3.75 X 2.1", NEC 2017, Qty. 1, 596-00891 ,Wattage: nan ,Non-Commissionable: No ,Item Classification: Electrical BOS ,Item Status: Shippable | 1.01 | 9 | Shippable & Stock Qty Available |  | To be Listed
1386 | 520-0143 | Description: Morningstar, SunLight Charge/Lighting Controller, 20A, 24VDC, SL-20L-24V ,Wattage: nan ,Non-Commissionable: No ,Item Classification: Energy Storage ,Item Status: Shippable | 135.14 | 9 | Shippable & Stock Qty Available | USCC100-0031 | Already Listed
1387 | 530-0230 | Description: Square D, 50A, 2-Pole Breaker, Qty.1, 18-SQUARED HOM250 ,Wattage: nan ,Non-Commissionable: No ,Item Classification: Electrical BOS ,Item Status: Shippable | 17.84 | 9 | Shippable & Stock Qty Available |  | To be Listed
1388 | 570-0105 | Description: Outback, Shunt for FlexWare 500 or 1000, 500A, with Terminal Busbar & White Insulator, FW-SHUNT500 ,Wattage: nan ,Non-Commissionable: No ,Item Classification: Inverters ,Item Status: Shippable | 59.04 | 9 | Shippable & Stock Qty Available | USSE100-0143 | Already Listed
1389 | 570-1164 | Description: Enphase, Line Communication Filter Single Phase, 250Vac, 64A, Qty. 1, Q-LCF-064-1P ,Wattage: nan ,Non-Commissionable: No ,Item Classification: Inverters ,Item Status: Shippable | 414.27 | 9 | Shippable & Stock Qty Available | USIN100-0107 | Already Listed
1390 | 575-0195 | Description: SMA, Communication Quick Module RS-485 interface and multi-function relay, for SBxxxxHFUS inverters, 485QMUS-10-NR ,Wattage: nan ,Non-Commissionable: No ,Item Classification: Inverters ,Item Status: Vendor De-listing | 90.57 | 9 | De-Listing but Stock Qty Available |  | To be Listed
1391 | 730-0017 | Description: Morningstar, PC Meter-bus Adapter, converts to standard RS-232 port, MSC ,Wattage: nan ,Non-Commissionable: No ,Item Classification: Electrical BOS ,Item Status: Shippable | 31.52 | 9 | Shippable & Stock Qty Available |  | To be Listed
1394 | 250-1417 | Description: UniRac, Ecolibrium, EcoFoot Strut to Module Hardware Kit, ES10844 ,Wattage: nan ,Non-Commissionable: No ,Item Classification: Racking ,Item Status: Shippable | 9.7 | 8 | Shippable & Stock Qty Available | USMS100-0514 | Already Listed
1395 | 260-0795 | Description: ProSolar, End Clamp, 1.353"-1.378" (34.4mm-35.0mm), Includes (1) non-bonding Channel Nut and hardware, Clear, Qty. 1, C1358EC-1-G ,Wattage: nan ,Non-Commissionable: No ,Item Classification: Racking ,Item Status: Shippable | 2.77 | 8 | Shippable & Stock Qty Available |  | To be Listed
1396 | 270-0000 | Description: Oatey, Flashing, 0.5" to 1" dia, 9" x 12.5" Galvanized base, No-Calk, Clear, Qty. 1, 11830 ,Wattage: nan ,Non-Commissionable: No ,Item Classification: Racking ,Item Status: Shippable | 6.59 | 8 | Shippable & Stock Qty Available | USMS100-0630 | Already Listed
1397 | 271-0003 | Description: Chemlink, Solar penetration seals, Low-Slope, 3” Diameter E-Curb Round Kit, contains: (10) curbs, (8) 10.1 oz cartridges of 1-part Sealer, (2) 10.1 oz cartridges of M-1 Adhesive/Sealant, Gray, Qty. 1 KIT, F1331 ,Wattage: nan ,Non-Commissionable: No ,Item Classification: Electrical BOS ,Item Status: Shippable | 206.62 | 8 | Shippable & Stock Qty Available |  | To be Listed
1398 | 330-0583 | Description: SolarEdge, 120kW 3 Phase Synergy Manager, Requires 3 Synergy Units 120kW 480V WYE/Delta, 60Hz, 1000VDC, Multiple Fused DC Inputs, DC Discon, AC/DC SPD, 12 Yr. Warranty, AFCI, with AC-RSD, -40C, RS485 and Ethernet, UL-1741-SA (Rule-21), SE120K-US08IBNZ4 ,Wattage: 120000.0 ,Non-Commissionable: No ,Item Classification: Inverters ,Item Status: Shippable | 2275.38 | 8 | Shippable & Stock Qty Available | USIN100-0076 | Already Listed
1399 | 341-0120 | Description: Outback, Radian Prewired GS Load Center with two 175A breakers, dual 80A GFDI and PV breakers for two charge controllers, FLEXnet DC and three 500A shunts, 2-pole 120/240VAC 50A bypass breakers, 2, 2-pole 120/240VAC 50A input breakers, 10 busbars, Powder-Coated Finish, GSLC175-PV-120/240 ,Wattage: nan ,Non-Commissionable: No ,Item Classification: Inverters ,Item Status: Shippable | 1568 | 8 | Shippable & Stock Qty Available | USWC001-0034 | Already Listed
1400 | 349-0097 | Description: QCells, Q.HOME HYB-G1, 7.6kw 120/240Vac Hybrid Inverter DC or AC Coupled, 18.9kWh NMC (Nickel-Manganese-Cobalt) Battery Storage, includes, BMS, Autoformer, RGM, UL9540, Rule-21, 10/10 Warranty, HQCAESS1118 ,Wattage: 7600.0 ,Non-Commissionable: No ,Item Classification: Energy Storage ,Item Status: Shippable | 12234.04 | 8 | Shippable & Stock Qty Available | USSB100-0086 | Already Listed
1401 | 360-0184 | Description: Chilicon, Modular Trunk Cap Sealing Tape, 10’, 1 for 4 T6 Male Caps, Tape Roll ,Wattage: nan ,Non-Commissionable: No ,Item Classification: Inverters ,Item Status: Soligent De-listing | 8.89 | 8 | De-Listing but Stock Qty Available |  | To be Listed
1402 | 450-0180 | Description: EndurEnergy Systems, Battery Enclosure with BMS for 2 ESP-5100 Battery Packs, 10.24kWh Name Plate, (Batteries NOT Included), IP55 (Outdoor), ESP-EU10, E00010 ,Wattage: nan ,Non-Commissionable: No ,Item Classification: Energy Storage ,Item Status: Shippable | 296.59 | 8 | Shippable & Stock Qty Available | USSS100-0102 | Already Listed
1403 | 500-0104 | Description: Magnum, Back Plate Single (fits 1-MPSL, 1-MPX), extension for Back Plate Dual, BP-S ,Wattage: nan ,Non-Commissionable: No ,Item Classification: Inverters ,Item Status: Shippable | 101.21 | 8 | Shippable & Stock Qty Available | USSE100-0279 | Already Listed
1404 | 500-0112 | Description: Magnum, Mini Magnum, Panel with 175ADC breaker & 30A dual pole AC input breaker, 120/240VAC, MMP175-30D ,Wattage: nan ,Non-Commissionable: No ,Item Classification: Inverters ,Item Status: Shippable | 645.63 | 8 | Shippable & Stock Qty Available |  | To be Listed
1405 | 510-0041 | Description: Midnite Solar, Quad Box Enclosure for 1-4 Panel Mount 3/4" Wide Breakers, MNEDCQUAD ,Wattage: nan ,Non-Commissionable: No ,Item Classification: Electrical BOS ,Item Status: Shippable | 68.84 | 8 | Shippable & Stock Qty Available |  | To be Listed
1406 | 520-0081 | Description: Morningstar, ProStar PWM Charge Controller, Gen 3, 30A, 12/24VDC, w/o Meter, PS-30 ,Wattage: nan ,Non-Commissionable: No ,Item Classification: Energy Storage ,Item Status: Shippable | 158.11 | 8 | Shippable & Stock Qty Available | USCC100-0023 | Already Listed
1408 | 550-0467 | Description: Nine Fasteners, Enphase Rail Clip, Holds 1 or 2 Enphase Trunk Cables, Stainless Steel, Qty. 100, DCX-2452A ,Wattage: nan ,Non-Commissionable: No ,Item Classification: Electrical BOS ,Item Status: Shippable | 22.97 | 8 | Shippable & Stock Qty Available |  | To be Listed
1409 | 550-9105 | Description: Cable Tie, 50 lb, 11”, Black, Pack of 100, F4P11-50B ,Wattage: nan ,Non-Commissionable: No ,Item Classification: Electrical BOS ,Item Status: Shippable | 8.32 | 8 | Shippable & Stock Qty Available |  | To be Listed
1410 | 551-0029 | Description: 3/4" Plastic Bushing, Qty.1, ARL 441 ,Wattage: nan ,Non-Commissionable: No ,Item Classification: Electrical BOS ,Item Status: Shippable | 0.2 | 8 | Shippable & Stock Qty Available |  | To be Listed
1411 | 570-0111 | Description: SMA, Communication Gateway, for 485 to Speedwire communication, use with Cluster Controller or Data manager-M, COMGW-US-10 ,Wattage: nan ,Non-Commissionable: No ,Item Classification: Inverters ,Item Status: Shippable | 248.21 | 8 | Shippable & Stock Qty Available | USSE100-0217 | Already Listed
1412 | 570-1088 | Description: Schneider Electric, CONEXT BATTERY MONITOR 24/48V, 865-1080-01 ,Wattage: nan ,Non-Commissionable: No ,Item Classification: Energy Storage ,Item Status: Shippable | 654.13 | 8 | Shippable & Stock Qty Available | USSPO001-0007 | Already Listed
1413 | 570-1184 | Description: SMA, Cellular LTE Modem w/ 5yr ATT, T-Mobile Data Plan, for -40, -41 Single Phase Inverters, CELLMODKIT-US-10 ,Wattage: nan ,Non-Commissionable: No ,Item Classification: Inverters ,Item Status: Shippable | 299.77 | 8 | Shippable & Stock Qty Available | USSE100-0200 | Already Listed
1414 | 570-1238 | Description: SMA, Data Manager M, for monitoring up to 50 inverters with Ethernet, NO WLAN (Wi-FI), optional sensor inputs, Ethernet, NEMA 1, Requires 24Vdc Power Supply not included, EDMM-US-10 ,Wattage: nan ,Non-Commissionable: No ,Item Classification: Inverters ,Item Status: Shippable | 877.85 | 8 | Shippable & Stock Qty Available |  | To be Listed
1415 | 577-0234 | Description: PLP, EV Charging Station Foundation, Charger and Charger Pole NOT included, EN-SS-1290 ,Wattage: nan ,Non-Commissionable: No ,Item Classification: Energy Storage ,Item Status: Shippable | 493.75 | 8 | Shippable & Stock Qty Available | USSS100-0097 | Already Listed
1417 | 210-1031 | Description: UniRac, SolarMount Light Rail, 240", Clear, Qty. 1, 315240M ,Wattage: nan ,Non-Commissionable: No ,Item Classification: Racking ,Item Status: Vendor De-listing | 27.62 | 7 | De-Listing but Stock Qty Available |  | To be Listed
1418 | 212-0008 | Description: UniRac, Tile Roof Hook, Spanish & W Tile Side Mount, with 2 #14 X 3.5” Screws, 9” Base, 004CT2H ,Wattage: nan ,Non-Commissionable: No ,Item Classification: Racking ,Item Status: Shippable | 8.78 | 7 | Shippable & Stock Qty Available |  | To be Listed
1419 | 213-0002 | Description: UniRac, SFM Infinity Rail-Less, Flash Kit Slider, Includes: Flashing, Slider, Structural Screw, EDPM Washer, 004270D ,Wattage: nan ,Non-Commissionable: No ,Item Classification: Racking ,Item Status: Shippable | 8.36 | 7 | Shippable & Stock Qty Available | USMS100-0343 | Already Listed
1420 | 240-0681 | Description: SunModo, SunTurf 2.5” Pipe U-Clamp Kit, with HR250-HR350 T-Bolt, K10343-001 ,Wattage: nan ,Non-Commissionable: No ,Item Classification: Racking ,Item Status: Vendor De-listing | 5.72 | 7 | De-Listing but Stock Qty Available |  | To be Listed
1421 | 260-0857 | Description: S-5!, Clamp, Size H, Mini, fits metal roof profiles with Horizontal seam, No Bolt, S-5-H Mini ,Wattage: nan ,Non-Commissionable: No ,Item Classification: Racking ,Item Status: Shippable | 7.82 | 7 | Shippable & Stock Qty Available | USMS100-0527 | Already Listed
1422 | 310-0296 | Description: SolarEdge, SE3800H-US HD-Wave, 1-Ph, Grid Tied Inverter, 3800W, 208/240Vac, 60 Hz, 2 Unfused Input, 12 Yr. Warranty, Ground-Fault/Arc-Fault Protection, RS485 and Ethernet, -40C, AC RSD, UL1741-SA, w/RGM & Consumption Meter (Add CT’s), SetApp Enabled, Compatible with Energy Net Communicator, SE3800H-US000BEI4 ,Wattage: 3800.0 ,Non-Commissionable: No ,Item Classification: Inverters ,Item Status: Shippable | 1360.06 | 7 | Shippable & Stock Qty Available |  | To be Listed
1423 | 311-0075 | Description: OutBack, Radian GS8048A-01 battery inverter, 8000W, 120/240VAC, 60Hz, 50A Transfer, 48VDC, Sinewave, Grid Tied, 5 Yr Warr, 115A Charger, with BTS & dual AC inputs, UL1741-SA (Rule-21), Powder Coated Finish, GS8048A-01 ,Wattage: 8000.0 ,Non-Commissionable: No ,Item Classification: Energy Storage ,Item Status: Shippable | 3848.1 | 7 | Shippable & Stock Qty Available | USIN100-0308 | Already Listed
1424 | 330-0582 | Description: SolarEdge, 100kW 3 Phase Synergy Manager, Requires 3 Synergy Units, 100kW 480V WYE/Delta, 60Hz, 1000VDC, Fused Multiple DC Inputs, DC Discon, AC/DC SPD, 12 Yr. Warranty, AFCI, with AC-RSD, -40C, RS485 and Ethernet, UL-1741-SA (Rule-21), SE100K-US08IBNZ4 ,Wattage: 100000.0 ,Non-Commissionable: No ,Item Classification: Inverters ,Item Status: Shippable | 1785.69 | 7 | Shippable & Stock Qty Available | USIN100-0272 | Already Listed
1425 | 341-0118 | Description: Outback, Radian GS Load Center, Box only with 500A shunt and 4 busbars, Powder-Coated Finish, GSLC ,Wattage: nan ,Non-Commissionable: No ,Item Classification: Inverters ,Item Status: Shippable | 828 | 7 | Shippable & Stock Qty Available |  | To be Listed
1426 | 450-0158 | Description: SimpliPhi, Battery Enclosure, for up to 12 Phi 3.5-3.8 LFP batteries, with Shelves and 2 4/0 X 96” Cables, w/o Buss Bars, BOSS.12 ,Wattage: nan ,Non-Commissionable: No ,Item Classification: Energy Storage ,Item Status: Shippable | 4500 | 7 | Shippable & Stock Qty Available | USSS100-0077 | Already Listed
1427 | 450-0167 | Description: Generac, PWRcell Battery Module Spacer Kit with Hardware Accessories to enable 3 and 5 battery configurations, APKE00008 ,Wattage: nan ,Non-Commissionable: No ,Item Classification: Energy Storage ,Item Status: Shippable | 115.85 | 7 | Shippable & Stock Qty Available | USIN100-0134 | Already Listed
1428 | 510-1000 | Description: EZ-Solar, Rail Mount Wire Entry/Junction Box, 6.8 X 8.6”, Polycarbonate, with Ground Bar and DIN Rail, 2 SS Clamps Required for Rail Mount, JB-3 ,Wattage: nan ,Non-Commissionable: No ,Item Classification: Electrical BOS ,Item Status: Shippable | 40.95 | 7 | Shippable & Stock Qty Available |  | To be Listed
1429 | 520-0036 | Description: Morningstar, SunLight Charge/Lighting Controller, 20A, 12VDC, SL-20L-12V ,Wattage: nan ,Non-Commissionable: No ,Item Classification: Energy Storage ,Item Status: Shippable | 129.73 | 7 | Shippable & Stock Qty Available | USCC100-0108 | Already Listed
1430 | 520-0082 | Description: Morningstar, ProStar PWM Charge Controller, Gen 3, 30A, 12/24VDC, with LCD Meter, PS-30M ,Wattage: nan ,Non-Commissionable: No ,Item Classification: Energy Storage ,Item Status: Shippable | 218.92 | 7 | Shippable & Stock Qty Available | USCC100-0024 | Already Listed
1431 | 520-0136 | Description: Midnite Solar, The KID MPPT Charge Controller, 150VDC, 30A, 12-48V Battery, with LCD & wall mount bracket, Black, MNKID-B ,Wattage: nan ,Non-Commissionable: No ,Item Classification: Energy Storage ,Item Status: Shippable | 328.5 | 7 | Shippable & Stock Qty Available | USCC100-0020 | Already Listed
1432 | 530-0137 | Description: Magnum, Circuit Breaker, DC 100A, back mount, BR-DC100-BM ,Wattage: nan ,Non-Commissionable: No ,Item Classification: Electrical BOS ,Item Status: Shippable | 48.29 | 7 | Shippable & Stock Qty Available |  | To be Listed
1433 | 550-0386 | Description: PV Wire, 10AWG, UL4703 with H4, 600VDC, 30', 19-JH4MF10PVDB6030 ,Wattage: nan ,Non-Commissionable: No ,Item Classification: Electrical BOS ,Item Status: Shippable | 15.86 | 7 | Shippable & Stock Qty Available |  | To be Listed
1434 | 570-0110 | Description: Outback, Communications Controller for FlexWare, Black Flush Mount Case, MATE2 ,Wattage: nan ,Non-Commissionable: No ,Item Classification: Inverters ,Item Status: Shippable | 320.48 | 7 | Shippable & Stock Qty Available | USCC100-0070 | Already Listed
1435 | 570-0160 | Description: Pika, Current Transformer (CT) Kit, 300A, 3Phase, Required for Self-Supply, and Zero-Export Modes, RJ45 Connector, Qty. 1 CT, (3 required for 3 Phase), CT301 ,Wattage: nan ,Non-Commissionable: No ,Item Classification: Inverters ,Item Status: Vendor De-listing | 124.53 | 7 | De-Listing but Stock Qty Available |  | To be Listed
1436 | 570-0185 | Description: Chilicon, Home energy Meter, Gen 5, Gen5 Home Power Meter ,Wattage: nan ,Non-Commissionable: No ,Item Classification: Inverters ,Item Status: Soligent De-listing | 127.22 | 7 | De-Listing but Stock Qty Available | USIN100-0122 | Already Listed
1437 | 570-1246 | Description: Storz Power, Tigo Access Point (TAP), use with CCA Kit and TS4-A-O, 10257 ,Wattage: nan ,Non-Commissionable: No ,Item Classification: Inverters ,Item Status: Shippable | 66.81 | 7 | Shippable & Stock Qty Available |  | To be Listed
1439 | 730-0066 | Description: APsmart, Red-Eye+, Sensor/Transmitter, Used to Test APsmart RSD devices, 411000 ,Wattage: nan ,Non-Commissionable: No ,Item Classification: Inverters ,Item Status: Shippable | 250.67 | 7 | Shippable & Stock Qty Available |  | To be Listed
1440 | 213-0021 | Description: UniRac, SFM Infinity Rail-Less, Universal Trim Rail End Cap Dark, Qty. 1 250130U ,Wattage: nan ,Non-Commissionable: No ,Item Classification: Racking ,Item Status: Shippable | 1.2 | 6 | Shippable & Stock Qty Available |  | To be Listed
1441 | 240-0663 | Description: Hollaender, Adjustable Elbow or Tee, 1.25" Pipe Size, 17-7 ,Wattage: nan ,Non-Commissionable: No ,Item Classification: Racking ,Item Status: Shippable | 23.8 | 6 | Shippable & Stock Qty Available |  | To be Listed
1442 | 250-1053 | Description: IronRidge, BX String Inverter Mounting Kit, includes Rail and Hardware, BX-CMA-SI-M1 ,Wattage: nan ,Non-Commissionable: No ,Item Classification: Racking ,Item Status: Shippable | 83.97 | 6 | Shippable & Stock Qty Available | USMS100-0093 | Already Listed
1443 | 270-0181 | Description: QuickMount, Seamless Quick Hook Flashing, 9" x 14", Mill Finish, for QMHLS/HSS, Qty. 1, QMC-F9X14-A-1 ,Wattage: nan ,Non-Commissionable: No ,Item Classification: Racking ,Item Status: Vendor De-listing | 2.6 | 6 | De-Listing but Stock Qty Available | USMS100-0518 | Already Listed
1444 | 270-1069 | Description: QuickMount, Quick Rack, Clamp Assembly 8" , 40mm, Bronze, Qty. 1 , QMQR-CP40.8 B 6 ,Wattage: nan ,Non-Commissionable: No ,Item Classification: Racking ,Item Status: Vendor De-listing | 22.41 | 6 | De-Listing but Stock Qty Available |  | To be Listed
1445 | 271-0023 | Description: UniRac, FlashLoc-RM, Flat Roof Attachment Base, Chem Link M-1 and 1-Part included in kit, Qty. 1 Pack of 10, 310999 ,Wattage: nan ,Non-Commissionable: No ,Item Classification: Racking ,Item Status: Shippable | 428.34 | 6 | Shippable & Stock Qty Available | USMS100-0381 | Already Listed
1446 | 310-0288 | Description: SolarEdge, SE11400H-US, HD-Wave, 1-Ph, Grid Tied Inverter, 11.4kW, 240Vac, 60 Hz, 3 Unfused Input, 12 Yr Warr, Ground-Fault/Arc-Fault Protection, RS485 and Ethernet, -40C, AC-RSD, UL1741-SA, w/RGM & Consumption Meter (Add CT’s), SetApp Enabled, SE11400H-US000BNI4 ,Wattage: 11400.0 ,Non-Commissionable: No ,Item Classification: Inverters ,Item Status: Vendor De-listing | 2641.91 | 6 | De-Listing but Stock Qty Available | USIN100-0050 | Already Listed
1447 | 310-0523 | Description: SolarEdge, SE3000A-U 1-Ph Grid Tied Inverter with (RGM) Revenue Grade Meter, 3300W, 240VAC, 60Hz, DC Discon, 2 Unfused Input, No MPPT, 12 Yr Warr, Ungrounded, RS485 and Ethernet, Arc-Fault Protection, SE3000A-US000NNR2 ,Wattage: 3000.0 ,Non-Commissionable: No ,Item Classification: Inverters ,Item Status: Vendor De-listing | 1078.03 | 6 | De-Listing but Stock Qty Available |  | To be Listed
1448 | 341-0112 | Description: Schneider Electric, CONEXT XW Connection kit for Inverter 2 & Inverter 3, 250A/160VDC Breaker, AC-DC-XANBUS CABLES, No AC Breakers, 865-1020-02 ,Wattage: nan ,Non-Commissionable: No ,Item Classification: Inverters ,Item Status: Shippable | 742.87 | 6 | Shippable & Stock Qty Available | USSE100-0282 | Already Listed
1449 | 450-0159 | Description: Pika, Harbor Plus Smart Battery Electronics and Enclosure for Li- ion Battery, compatible with REbus DC Nanogrid (requires Panasonic DCB-105 Battery Modules, Purchased Separately), HSBK ,Wattage: nan ,Non-Commissionable: No ,Item Classification: Energy Storage ,Item Status: Vendor De-listing | 2540.13 | 6 | De-Listing but Stock Qty Available | USSS100-0096 | Already Listed
1450 | 501-0029 | Description: SMA, AC Surge Protection Module Kit, 4 Module kit for Core-1 Inverter, AC_SPD_KIT1-10 ,Wattage: nan ,Non-Commissionable: No ,Item Classification: Inverters ,Item Status: Shippable | 44.16 | 6 | Shippable & Stock Qty Available |  | To be Listed
1451 | 501-0094 | Description: Midnite Solar, Surge Protector Device, 3-wire, 600VDC/480VAC, for Grid-Tied systems, MNSPD-600 ,Wattage: nan ,Non-Commissionable: No ,Item Classification: Electrical BOS ,Item Status: Shippable | 93.54 | 6 | Shippable & Stock Qty Available |  | To be Listed
1453 | 510-0132 | Description: Midnite Solar, Combiner box, will accept 3 -300V Breakers High voltage MNPV6-250 ,Wattage: nan ,Non-Commissionable: No ,Item Classification: Electrical BOS ,Item Status: Shippable | 153.4 | 6 | Shippable & Stock Qty Available |  | To be Listed
1454 | 530-0048 | Description: Outback, Circuit Breaker, 20A, 150VDC, 1-Pole, 0.75" Wide, Panel Mount, PNL-20-AC/DC ,Wattage: nan ,Non-Commissionable: No ,Item Classification: Electrical BOS ,Item Status: Shippable | 19.44 | 6 | Shippable & Stock Qty Available |  | To be Listed
1456 | 540-0189 | Description: SolarEdge,Optional DC fusing for use with P-800 Optimizers, FLD 30 x 25A Fuses for Ext. Power 3-Ph Inv, Kit, 30 25A fuses, DCD, FLD-DCD-FUSE-S1 ,Wattage: nan ,Non-Commissionable: No ,Item Classification: Inverters ,Item Status: Vendor De-listing | 218 | 6 | De-Listing but Stock Qty Available |  | To be Listed
1457 | 540-0209 | Description: 30A Class RK5 Time Delay Cartridge Fuse, 250Vac, FLNR030 ,Wattage: nan ,Non-Commissionable: No ,Item Classification: Electrical BOS ,Item Status: Shippable | 7.05 | 6 | Shippable & Stock Qty Available |  | To be Listed
1459 | 550-0388 | Description: PV Wire, 10AWG, UL4703 with H4, 600VDC, 100', 19-JH4MF10PVDB6100 ,Wattage: nan ,Non-Commissionable: No ,Item Classification: Electrical BOS ,Item Status: Shippable | 56.05 | 6 | Shippable & Stock Qty Available |  | To be Listed
1460 | 550-0469 | Description: PV Wire, 10AWG, UL4703, 1000VDC-2000VDC, 7 Strand Cu, Black, Double Jacket , 0.29" (7.5mm) OD, 1000' spool, 01-PV-1007X-DJ-BLK-2N(1000) ,Wattage: nan ,Non-Commissionable: No ,Item Classification: Electrical BOS ,Item Status: Shippable | 467.11 | 6 | Shippable & Stock Qty Available |  | To be Listed
1461 | 551-0044 | Description: 3/4" Close Nipple, 18-TOPAZ ELECTRIC 6455 ,Wattage: nan ,Non-Commissionable: No ,Item Classification: Electrical BOS ,Item Status: Shippable | 1.76 | 6 | Shippable & Stock Qty Available |  | To be Listed
1462 | 551-0269 | Description: 1" Flexible Non-Metallic PVC Top-Flex Liquid Tight Conduit, UL, 100' Coil, TOPAZ HF134 ,Wattage: nan ,Non-Commissionable: No ,Item Classification: Electrical BOS ,Item Status: Shippable | 82.36 | 6 | Shippable & Stock Qty Available |  | To be Listed
1463 | 565-0209-B | Description: "B-Grade" SolarEdge, Optimizer 730W, Add-On Box for two 60 or 72 cell modules, 12.5-105V MPPT, 11A, MC4-Compatible In, MC4-Compatible Out, 1000VDC, (Use only with SolarEdge 3-Phase Inverters), P730 ,Wattage: 730.0 ,Non-Commissionable: No ,Item Classification: Inverters ,Item Status: Soligent De-listing | 30 | 6 | De-Listing but Stock Qty Available | USSPO001-0009 | Already Listed
1467 | 210-0998 | Description: IronRidge, XR10, Rail 132" (11') Clear, Qty. 1, XR-10-132A ,Wattage: nan ,Non-Commissionable: No ,Item Classification: Racking ,Item Status: Shippable | 20.13 | 5 | Shippable & Stock Qty Available | USMS100-0561 | Already Listed
1468 | 210-1104 | Description: SunModo, HR250 Rail, 206” Mill Finish, A20144-206-ML ,Wattage: nan ,Non-Commissionable: No ,Item Classification: Racking ,Item Status: Soligent De-listing | 56.1 | 5 | De-Listing but Stock Qty Available | USMS100-0626 | Already Listed
1469 | 211-0043 | Description: UniRac, Adjustable Tilt Leg, 12", without L-Foot, Clear, Qty. 1, 307107M ,Wattage: nan ,Non-Commissionable: No ,Item Classification: Racking ,Item Status: Shippable | 26.01 | 5 | Shippable & Stock Qty Available | USMS100-0404 | Already Listed
1470 | 220-0714 | Description: IronRidge, SGA 2” (9’) Brace Assembly, 5-Panel, 70-0205-CBR ,Wattage: nan ,Non-Commissionable: No ,Item Classification: Racking ,Item Status: Vendor De-listing | 162.3 | 5 | De-Listing but Stock Qty Available | USMS100-0056 | Already Listed
1471 | 341-0102 | Description: Schneider Electric, Conext SW AC Breaker Panel, 120V/240V, 865-1017 ,Wattage: nan ,Non-Commissionable: No ,Item Classification: Inverters ,Item Status: Shippable | 586.67 | 5 | Shippable & Stock Qty Available | USSE100-0032 | Already Listed
1472 | 341-0110 | Description: Schneider Electric, CONEXT XW, PDP, Power Distribution Panel 1 250A 160VDC Breaker, 2-POLE 60A AC Breakers, 120-240V, 865-1015-01 ,Wattage: nan ,Non-Commissionable: No ,Item Classification: Inverters ,Item Status: Shippable | 1350.07 | 5 | Shippable & Stock Qty Available | USSSP110-1187 | Already Listed
1473 | 349-0096 | Description: QCells, Q.HOME HYB-G1, 7.6kw 120/240Vac Hybrid Inverter DC or AC Coupled, 13.5kWh NMC (Nickel-Manganese-Cobalt) Battery Storage, includes, BMS, Autoformer, RGM, UL9540, Rule-21, 10/10 Warranty, HQCAESS1117 ,Wattage: 7600.0 ,Non-Commissionable: No ,Item Classification: Energy Storage ,Item Status: Shippable | 9787.23 | 5 | Shippable & Stock Qty Available |  | To be Listed
1474 | 360-0361 | Description: Generac, T-Junction Cable Option, AWG 10, 1.7mm (~67”) 1 connector, (to avoid cutting MTC cable), CP-MTC-JBOX ,Wattage: nan ,Non-Commissionable: No ,Item Classification: Inverters ,Item Status: Shippable | 29.77 | 5 | Shippable & Stock Qty Available |  | To be Listed
1475 | 450-0157 | Description: SimpliPhi, Phi 3.5-3.8, Battery Mounting Bracket, B-3.8(053011) ,Wattage: nan ,Non-Commissionable: No ,Item Classification: Energy Storage ,Item Status: Shippable | 125 | 5 | Shippable & Stock Qty Available | USSSP110-1245 | Already Listed
1476 | 450-0182 | Description: EndurEnergy Systems, Battery Enclosure with BMS for 4 ESP-5100 Battery Packs, 20.48kWh Name Plate, (Batteries NOT Included), IP55 (Outdoor), ESP-EU20, E00020 ,Wattage: nan ,Non-Commissionable: No ,Item Classification: Energy Storage ,Item Status: Shippable | 593.18 | 5 | Shippable & Stock Qty Available | USSS100-0100 | Already Listed
1477 | 480-0141 | Description: Storz Power, 5.12kWh, LFP (Lithium Iron Phosphate) Battery, 48 Volt Nominal, with BMS, UL-1973, 10247 ,Wattage: nan ,Non-Commissionable: No ,Item Classification: Energy Storage ,Item Status: Shippable | 2978.4 | 5 | Shippable & Stock Qty Available |  | To be Listed
1478 | 500-0023 | Description: Outback, FlexWare Charge Control Side Bracket for 1 MX60, FM60, or FM80, (Not compatible with FM100-300VDC charge controller), FW-CCB ,Wattage: nan ,Non-Commissionable: No ,Item Classification: Inverters ,Item Status: Shippable | 87.5 | 5 | Shippable & Stock Qty Available | USCC100-0074 | Already Listed
1479 | 500-0071 | Description: Magnum, Conduit Box (White)for AC/DC Wiring required to be in Conduit, ME-CB ,Wattage: nan ,Non-Commissionable: No ,Item Classification: Inverters ,Item Status: Soligent De-listing | 62.19 | 5 | De-Listing but Stock Qty Available |  | To be Listed
1480 | 501-0018 | Description: Delta, AC Surge Capacitor, 3-wire, 250VAC, Light Duty, CA302R ,Wattage: nan ,Non-Commissionable: No ,Item Classification: Electrical BOS ,Item Status: Shippable | 62.16 | 5 | Shippable & Stock Qty Available |  | To be Listed
1481 | 520-0039 | Description: Morningstar, SunSaver Charge Controller, 10A, 24VDC, with Low Voltage Disconnect, SS10L-24V ,Wattage: nan ,Non-Commissionable: No ,Item Classification: Energy Storage ,Item Status: Shippable | 102.7 | 5 | Shippable & Stock Qty Available | USCC100-0034 | Already Listed
1482 | 520-0080 | Description: Morningstar, ProStar PWM Charge Controller, Gen 3, 15A, 12/24VDC, with LCD Meter, PS-15M ,Wattage: nan ,Non-Commissionable: No ,Item Classification: Energy Storage ,Item Status: Shippable | 182.43 | 5 | Shippable & Stock Qty Available | USCC100-0022 | Already Listed
1483 | 530-0024 | Description: Midnite Solar, Mini DC Disconnect box with 250A breaker & din rail, 125VDC, MNDC250 ,Wattage: nan ,Non-Commissionable: No ,Item Classification: Electrical BOS ,Item Status: Shippable | 269.39 | 5 | Shippable & Stock Qty Available |  | To be Listed
1484 | 530-0149 | Description: Square D, 20A, 1-Pole Breaker, Qty.1, HOM120 ,Wattage: nan ,Non-Commissionable: No ,Item Classification: Electrical BOS ,Item Status: Shippable | 7.05 | 5 | Shippable & Stock Qty Available |  | To be Listed
1485 | 551-0216 | Description: Nsi Easy-Tap Piercing Connector, 500-2/0 AWG Main, 4/0-4 AWG Tap, IPCS5040 ,Wattage: nan ,Non-Commissionable: No ,Item Classification: Electrical BOS ,Item Status: Shippable | 76.88 | 5 | Shippable & Stock Qty Available |  | To be Listed
1486 | 551-0265 | Description: Everbilt #10-#12 X 1-1/4" Plastic Wall Anchors, Blue, 75 Piece, CES8579J ,Wattage: nan ,Non-Commissionable: No ,Item Classification: Electrical BOS ,Item Status: Shippable | 18.8 | 5 | Shippable & Stock Qty Available |  | To be Listed
1487 | 551-0266 | Description: Everbilt #14 X 1-1/2" Plastic Wall Anchors with Screws, Green, 101 Pieces, CES8714E ,Wattage: nan ,Non-Commissionable: No ,Item Classification: Electrical BOS ,Item Status: Shippable | 18.43 | 5 | Shippable & Stock Qty Available |  | To be Listed
1488 | 560-9120 | Description: Federal Pacific Transformer Weather Shield, FPE WS-18A ,Wattage: nan ,Non-Commissionable: No ,Item Classification: Electrical BOS ,Item Status: Shippable | 87.57 | 5 | Shippable & Stock Qty Available |  | To be Listed
1489 | 570-0145 | Description: Morningstar, Remote Temperature Sensor, RTS ,Wattage: nan ,Non-Commissionable: No ,Item Classification: Energy Storage ,Item Status: Shippable | 36.49 | 5 | Shippable & Stock Qty Available | USEC001-0067 | Already Listed
1490 | 570-1064 | Description: SMA, Speedwire Webconnect piggyback, plug-in for-10, -11, -12 inverters, SWPB-US-10 ,Wattage: nan ,Non-Commissionable: No ,Item Classification: Inverters ,Item Status: Shippable | 150.35 | 5 | Shippable & Stock Qty Available | USSE100-0274 | Already Listed
1491 | 570-1211 | Description: Sol-Ark, CT (Current Transformer) 600A 2” ID (Inside Diameter), Qty. 1 Pair, SA-CT-XL ,Wattage: nan ,Non-Commissionable: No ,Item Classification: Energy Storage ,Item Status: Shippable | 470.59 | 5 | Shippable & Stock Qty Available |  | To be Listed
1492 | 570-1229 | Description: Generac, Cell Modem with 5 year Verizon Data plan, use with XVT Inverters, PCLTE1 ,Wattage: nan ,Non-Commissionable: No ,Item Classification: Energy Storage ,Item Status: Shippable | 534.15 | 5 | Shippable & Stock Qty Available | USEC001-0025 | Already Listed
1493 | 570-1230 | Description: SolarEdge, Replacement 4G Cell Modem, for all SetApp Enabled Single Phase Inverters, with Sprint CDMA and T-Mobile GSM 3G Networks, for use in US Only,CELL-B-R05-US-P-S2 ,Wattage: nan ,Non-Commissionable: No ,Item Classification: Inverters ,Item Status: Shippable | 347.02 | 5 | Shippable & Stock Qty Available |  | To be Listed
1494 | 580-0002 | Description: APsmart, Transmitter-PLC, 29mm ID Dual Core NO Power Supply, SunSpec Certified, 406000 ,Wattage: nan ,Non-Commissionable: No ,Item Classification: Inverters ,Item Status: Shippable | 39.33 | 5 | Shippable & Stock Qty Available | USSE100-0030 | Already Listed
1495 | 580-0048 | Description: Generac, Generator Smart Transfer Switch, 120/240V, 200A, NEMA 3R, Not Service-Rated, RXSC200A3 ,Wattage: nan ,Non-Commissionable: No ,Item Classification: Energy Storage ,Item Status: Shippable | 655.84 | 5 | Shippable & Stock Qty Available | USSS100-0123 | Already Listed
1496 | 580-0188 | Description: Enphase, Rapid Shutdown Switch, use with IQ System Controller 2, EP200G-NA-02-RSD ,Wattage: nan ,Non-Commissionable: No ,Item Classification: Energy Storage ,Item Status: Vendor De-listing | 80 | 5 | De-Listing but Stock Qty Available | USEC001-0052 | Already Listed
1497 | 590-0124 | Description: UniRac, Ecolibrium, EcoX, MetalX Bonding Jumper, ES10201 ,Wattage: nan ,Non-Commissionable: No ,Item Classification: Racking ,Item Status: Shippable | 2.35 | 5 | Shippable & Stock Qty Available |  | To be Listed
1498 | 730-0064 | Description: Canadian Solar, Tlian T-4 Connector Wrench, Disconnect and Assembly tool, Qty. 1, 18-T4-DT ,Wattage: nan ,Non-Commissionable: No ,Item Classification: Electrical BOS ,Item Status: Shippable | 2.36 | 5 | Shippable & Stock Qty Available |  | To be Listed
1501 | 213-0027 | Description: UniRac, SFM Infinity Rail-Less, Universal Trim Rail 66.25", Dark, Qty. 1 package of 4, 256625U ,Wattage: nan ,Non-Commissionable: No ,Item Classification: Racking ,Item Status: Shippable | 117.87 | 4 | Shippable & Stock Qty Available |  | To be Listed
1502 | 260-0789 | Description: S-5!, Clamp, Size H, fits metal roof profiles with Horizontal seam, S-5-H ,Wattage: nan ,Non-Commissionable: No ,Item Classification: Racking ,Item Status: Shippable | 11.05 | 4 | Shippable & Stock Qty Available | USMS100-0524 | Already Listed
1503 | 270-0147 | Description: UniRac, MicroRail, 35mm, Trimrail 66", Dark, Qty. 1 package of 4, 240135B ,Wattage: nan ,Non-Commissionable: No ,Item Classification: Racking ,Item Status: Vendor De-listing | 31.57 | 4 | De-Listing but Stock Qty Available |  | To be Listed
1504 | 270-0149 | Description: UniRac, MicroRail, 32mm, Trimrail 66", Dark, Qty. 1 package of 4, 240132B ,Wattage: nan ,Non-Commissionable: No ,Item Classification: Racking ,Item Status: Vendor De-listing | 31.57 | 4 | De-Listing but Stock Qty Available |  | To be Listed
1505 | 270-0846 | Description: QuickMount, Quick Rack, Grounding Lug Assembly, Qty. 1, QMQR-GL A 1 ,Wattage: nan ,Non-Commissionable: No ,Item Classification: Racking ,Item Status: Vendor De-listing | 2.88 | 4 | De-Listing but Stock Qty Available |  | To be Listed
1506 | 270-9098 | Description: QuickMount, Flashing, for Low Slope Roof mounts, Aluminum, 17" x 17" x 4", Mill Finish, QBASE, Qty. 1, QMLSF-17x4 A 1 ,Wattage: nan ,Non-Commissionable: No ,Item Classification: Racking ,Item Status: Vendor De-listing | 17.36 | 4 | De-Listing but Stock Qty Available |  | To be Listed
1507 | 311-0082 | Description: Schneider Electric, CONEXT XW-Pro-6848 battery inverter, 6800W, 120/240VAC, 60Hz, 60A Transfer, 48VDC, Sinewave, Grid Tied, 140A 0.98 PFC Charger, 5 Yr Warr, with BTS, UL1741-SA (Rule-21), 865-6848-21 ,Wattage: 6800.0 ,Non-Commissionable: No ,Item Classification: Inverters ,Item Status: Shippable | 3659.51 | 4 | Shippable & Stock Qty Available | USIN100-0256 | Already Listed
1508 | 330-0595 | Description: SolarEdge, 120kW 3 Phase Synergy Manager, Requires 3 Synergy Units, 120kW 480V WYE/Delta, 60Hz, 1000VDC, Multiple Fused DC Inputs, DC Discon, AC/DC SPD, 12 Yr. Warranty, AFCI, NO AC-RSD, GROUND MOUNT ONLY,-40C, RS485 and Ethernet, UL-1741-SA (Rule-21), SE120K-USG8IBNZ4 ,Wattage: 120000.0 ,Non-Commissionable: No ,Item Classification: Inverters ,Item Status: Shippable | 2187.86 | 4 | Shippable & Stock Qty Available | USIN100-0273 | Already Listed
1509 | 341-0003 | Description: Franklin WH, aGate X Energy Management Smart Switch, AGT-R1V1-US ,Wattage: nan ,Non-Commissionable: No ,Item Classification: Energy Storage ,Item Status: Shippable | 1758.24 | 4 | Shippable & Stock Qty Available |  | To be Listed
1510 | 341-0121 | Description: OutBack, Radian Prewired GS Load Center with one 175A breaker, single 80A GFDI and PV breaker for one charge controller, FLEXnet DC and two 500A shunts, 2-pole 120/240VAC 50A bypass breakers, 2, 2-pole 120/240VAC 50A input breakers, 10 busbars, Powder-Coated Finish, GSLC175PV1-120/240 ,Wattage: nan ,Non-Commissionable: No ,Item Classification: Inverters ,Item Status: Shippable | 1589.33 | 4 | Shippable & Stock Qty Available | USBE100-0053 | Already Listed
1511 | 450-0181 | Description: EndurEnergy Systems, Battery Enclosure with BMS for 3 ESP-5100 Battery Packs, 15.36kWh Name Plate, (Batteries NOT Included), IP55 (Outdoor), ESP-EU15, E00015 ,Wattage: nan ,Non-Commissionable: No ,Item Classification: Energy Storage ,Item Status: Shippable | 443.75 | 4 | Shippable & Stock Qty Available | USSS100-0101 | Already Listed
1512 | 480-0003 | Description: Franklin WH, aPower X AC Coupled Energy Storage System, 5kW, 13.6kWh LFP, use with aGateX Smart Switch, APR-05K13V1-US ,Wattage: nan ,Non-Commissionable: No ,Item Classification: Energy Storage ,Item Status: Shippable | 9890.11 | 4 | Shippable & Stock Qty Available |  | To be Listed
1513 | 500-0106 | Description: Magnum, Back Plate for One Mini Magnum Panel, (fits 1-MMP only), BP-MMP ,Wattage: nan ,Non-Commissionable: No ,Item Classification: Inverters ,Item Status: Shippable | 94.6 | 4 | Shippable & Stock Qty Available | USSP100-0162 | Already Listed
1514 | 500-0264 | Description: SimpliPhi, BOSS.6 Two Battery Bus Bar Kit, 2-Battery Horizontal, 1 Pair, Red/Black Bus Bars, 2, 1/0 Red/Black 25” cables, order 1 per shelf, BB-2-6 ,Wattage: nan ,Non-Commissionable: No ,Item Classification: Energy Storage ,Item Status: Shippable | 222.97 | 4 | Shippable & Stock Qty Available | USSSP110-1238 | Already Listed
1515 | 500-0265 | Description: SimpliPhi, BOSS.6 Three Battery Bus Bar Kit, 3-Battery Horizontal, 1 Pair, Red/Black Bus Bars, 2, 1/0 Red/Black 25” cables, order 1 per shelf, BB-3-6 ,Wattage: nan ,Non-Commissionable: No ,Item Classification: Energy Storage ,Item Status: Shippable | 317.57 | 4 | Shippable & Stock Qty Available | USSSP110-1239 | Already Listed
1516 | 510-0202 | Description: MidNite Solar, MNPV6 Disco AC Micro Combiner, 3, 2 Pole 20A breakers, 240VAC, NEMA 3R, MNPV6-DISCO AC MICRO ,Wattage: nan ,Non-Commissionable: No ,Item Classification: Electrical BOS ,Item Status: Shippable | 280.61 | 4 | Shippable & Stock Qty Available |  | To be Listed
1517 | 520-0166 | Description: Morningstar, ProStar MPPT Charge Controller, 40A, 12/24V, 30A Load Controller, 120V max input, With Meter PS-MPPT40-M ,Wattage: nan ,Non-Commissionable: No ,Item Classification: Energy Storage ,Item Status: Shippable | 555.41 | 4 | Shippable & Stock Qty Available | USCC100-0027 | Already Listed
1518 | 530-0123 | Description: Enphase, Enpower 175A Main/Load Breaker, 25kAIC, CSR2175N, BRK-175A-2P-240V ,Wattage: nan ,Non-Commissionable: No ,Item Classification: Energy Storage ,Item Status: Shippable | 172.67 | 4 | Shippable & Stock Qty Available |  | To be Listed
1519 | 530-0162 | Description: Schneider Electric, Circuit Breaker, 60A, 160VDC, 1-Pole, Panel Mount, For XW PDP, Qty. 1, 865-DCBRK-60 ,Wattage: nan ,Non-Commissionable: No ,Item Classification: Electrical BOS ,Item Status: Shippable | 55 | 4 | Shippable & Stock Qty Available |  | To be Listed
1520 | 530-0194 | Description: Midnite Solar, Circuit Breaker, with Remote Trip, Panel Mount, 125A, 125VDC, 1-Pole, 1.0" Wide, 1/4" Studs, Birdhouse Compatible, MNEDC125RT ,Wattage: nan ,Non-Commissionable: No ,Item Classification: Electrical BOS ,Item Status: Shippable | 52.38 | 4 | Shippable & Stock Qty Available |  | To be Listed
1521 | 530-0240 | Description: Eaton-Cutler Hammer, Circuit Breaker, CH Breaker, 60A, 240VAC, 2P, CH260, 0182-1342 ,Wattage: nan ,Non-Commissionable: No ,Item Classification: Electrical BOS ,Item Status: Shippable | 37.98 | 4 | Shippable & Stock Qty Available |  | To be Listed
1522 | 530-1085 | Description: Midnite Solar, Circuit Breaker, DIN Mount, 20A, 300VDC, 1-Pole, 1.0" Wide, MNEPV20-300 ,Wattage: nan ,Non-Commissionable: No ,Item Classification: Electrical BOS ,Item Status: Shippable | 34.19 | 4 | Shippable & Stock Qty Available |  | To be Listed
1523 | 540-0133 | Description: MidNite Solar, Busbar, 280A, five 5/16 studs, includes auxiliary busbar for six #14-1/0 wires, MNBIGBUSBAR ,Wattage: nan ,Non-Commissionable: No ,Item Classification: Electrical BOS ,Item Status: Shippable | 74.08 | 4 | Shippable & Stock Qty Available |  | To be Listed
1525 | 550-9064 | Description: UniRac, Heyco Sunrunner-4 PV Wire Clip, Qty.1 , 008020S ,Wattage: nan ,Non-Commissionable: No ,Item Classification: Racking ,Item Status: Shippable | 60.76 | 4 | Shippable & Stock Qty Available |  | To be Listed
1526 | 551-0219 | Description: 1" PVC Schedule 40 Conduit ,Wattage: nan ,Non-Commissionable: No ,Item Classification: Electrical BOS ,Item Status: Shippable | 14.87 | 4 | Shippable & Stock Qty Available |  | To be Listed
1527 | 560-0065 | Description: Square D 100A/240V Load Center, for 3, 2 Pole, 6, 1 Pole Breakers, 15-SD-HOM612L100RB ,Wattage: nan ,Non-Commissionable: No ,Item Classification: Electrical BOS ,Item Status: Shippable | 54.79 | 4 | Shippable & Stock Qty Available |  | To be Listed
1528 | 565-0220-B | Description: "B" Grade SolarEdge, Optimizer 340W, Add-On Box for one 60 cell module, 8-48V, 11A, MC4-compatible In/Out, 1000VDC, P340 ,Wattage: 340.0 ,Non-Commissionable: No ,Item Classification: Inverters ,Item Status: Soligent De-listing | 57.55 | 4 | De-Listing but Stock Qty Available |  | To be Listed
1530 | 570-1191 | Description: SMA, TS4-R, Cloud Connect Outdoor Kit, For Non SMA -40 Inverters, Includes: CCA, 1 Gateway, CCA 24 VDC power supply, outdoor enclosure with DIN rail for the CCA and power supply, SMA, 348-00000-40 ,Wattage: nan ,Non-Commissionable: No ,Item Classification: Inverters ,Item Status: Vendor De-listing | 253.64 | 4 | De-Listing but Stock Qty Available | USCG001-0014 | Already Listed
1531 | 580-0001 | Description: Enphase, IQ System Controller 3, Microgrid Interconnect Device (MID), Service Rated, with 200A Capacity, includes Neutral-Forming Transformer, Intelligent Load Control, and RSD Switch, for Systems without a Generator, NEMA 3R, IEEE 1547: 2018, UL 1741-SB, SC200D111C240US01 ,Wattage: nan ,Non-Commissionable: No ,Item Classification: Energy Storage ,Item Status: Shippable | 2105.33 | 4 | Shippable & Stock Qty Available |  | To be Listed
1535 | 110-1288 | Description: Canadian Solar, 395W PV Module, 2.0m (78.7 in) (+) / 1.2m (47.2 in) (-) PV Wire, MC-4, 35mm Black Frame on Black Back-Sheet, BOB, HiDM5 Mono-PERC, 15A Fuse, 1000VDC, 371.5 PTC, 15/25 Warranty, CS1Y-395MS ,Wattage: 395.0 ,Non-Commissionable: No ,Item Classification: PV Modules ,Item Status: Vendor De-listing | 243.16 | 3 | De-Listing but Stock Qty Available |  | To be Listed
1538 | 210-0054 | Description: QuickMount, Flashing, Classic Composition Mounts, 12" x 12", Mill Finish, QBLOCK, Qty. 1, QMSC-A-12 ,Wattage: nan ,Non-Commissionable: No ,Item Classification: Racking ,Item Status: Vendor De-listing | 18.15 | 3 | De-Listing but Stock Qty Available | USMS100-0406 | Already Listed
1539 | 210-0350 | Description: UniRac, SolarMount Raised Flange Zinc Plated Steel Standoff, 4", Clear, 310018 ,Wattage: nan ,Non-Commissionable: No ,Item Classification: Racking ,Item Status: Vendor De-listing | 9.6 | 3 | De-Listing but Stock Qty Available |  | To be Listed
1540 | 210-1021 | Description: ProSolar, Support Rail, 1.5" Standard support rail, 136", Black finish, Qty. 1, R-136BLACK ,Wattage: nan ,Non-Commissionable: No ,Item Classification: Racking ,Item Status: Vendor De-listing | 16.13 | 3 | De-Listing but Stock Qty Available | USMS100-0545 | Already Listed
1541 | 210-1103 | Description: SunModo, HR300 Rail, 206” Mill Finish, A20288-206-ML ,Wattage: nan ,Non-Commissionable: No ,Item Classification: Racking ,Item Status: Vendor De-listing | 64.2 | 3 | De-Listing but Stock Qty Available | USMS100-0430 | Already Listed
1542 | 211-0037 | Description: UniRac, High Profile Tilt, 12", Clear, 2-Leg Kit, 310107 ,Wattage: nan ,Non-Commissionable: No ,Item Classification: Racking ,Item Status: Vendor De-listing | 24.65 | 3 | De-Listing but Stock Qty Available |  | To be Listed
1543 | 240-0060 | Description: Hollaender, Rectangular Base Flange for 2" Pipe, 8 X 6” Base, (4) 9/16" holes, 48H-9 ,Wattage: nan ,Non-Commissionable: No ,Item Classification: Racking ,Item Status: Soligent De-listing | 44.05 | 3 | De-Listing but Stock Qty Available | USMS100-0530 | Already Listed
1544 | 240-0661 | Description: UniRac, DGFT - Ground Fixed Tilt 3 Rail Hardware Kit, Shared Rail, 404034 ,Wattage: nan ,Non-Commissionable: No ,Item Classification: Racking ,Item Status: Shippable | 19.57 | 3 | Shippable & Stock Qty Available | USMS100-0370 | Already Listed
1545 | 260-0726 | Description: S-5!, EdgeGrab PV Kit, bonding and mounting universal end clamp, for 1.1" to 2.0" (28-51mm) frame, with 8mm stud, 2 piece EdgeGrab, 2 hex nuts & Stainless Steel mounting disc with cable hooks, EdgeGrab ,Wattage: nan ,Non-Commissionable: No ,Item Classification: Racking ,Item Status: Vendor De-listing | 5.12 | 3 | De-Listing but Stock Qty Available |  | To be Listed
1546 | 270-0923 | Description: UniRac, MicroRail, 40mm, Trimrail 132", Dark, Qty. 1 , , 240240B ,Wattage: nan ,Non-Commissionable: No ,Item Classification: Racking ,Item Status: Vendor De-listing | 59.1 | 3 | De-Listing but Stock Qty Available |  | To be Listed
1547 | 270-1072 | Description: QuickMount, Quick Rack, Clamp Assembly 2" , 33mm, Bronze, Qty. 1, QMQR-CP33.2 B 24 ,Wattage: nan ,Non-Commissionable: No ,Item Classification: Racking ,Item Status: Vendor De-listing | 98.87 | 3 | De-Listing but Stock Qty Available |  | To be Listed
1548 | 310-0283 | Description: SolarEdge, SE3800H-US HD-Wave, 1-Ph, Grid Tied Inverter, 3800W, 208/240Vac, 60 Hz, 2 Unfused Input, 12 Yr Warr,Ground-Fault/Arc-Fault Protection, RS485 and Ethernet, -40C, AC RSD, UL1741-SA, w/RGM & Consumption Meter (Add CT’s), SetApp Enabled, SE3800H-US000BNI4 ,Wattage: 3800.0 ,Non-Commissionable: No ,Item Classification: Inverters ,Item Status: Vendor De-listing | 1360.06 | 3 | De-Listing but Stock Qty Available | USIN100-0288 | Already Listed
1549 | 310-0645 | Description: SolarEdge, Energy Hub SE11400H-US HD-Wave, Single Phase, Grid Tied Inverter, Dual Rated 11.4kW/10kW Battery Access, 240Vac, 60 Hz, 2 Unfused Input, 12 Yr Warr,Ground-Fault/Arc-Fault Protection, RS485 and Ethernet, with 5 Year Cell plan, -40C, AC RSD, w/RGM, and Consumption Meter (Add CT’s), SetApp Enabled, UL1741-SA, SE11400H-USSNBBL14 ,Wattage: 11400.0 ,Non-Commissionable: No ,Item Classification: Inverters ,Item Status: Vendor De-listing | 3115.28 | 3 | De-Listing but Stock Qty Available | USIN100-0037 | Already Listed
1550 | 311-0079 | Description: Outback, VFXR3648A-01 Battery Inverter, 3600W, 120VAC, 60Hz(50Hz) selectable, 60A AC input, 48VDC, Sinewave, Grid Tied, 5 Yr Warr, 45A Charger, with BTS, VFXR3648A-01 ,Wattage: 3600.0 ,Non-Commissionable: No ,Item Classification: Energy Storage ,Item Status: Shippable | 1897.47 | 3 | Shippable & Stock Qty Available | USSP100-0161 | Already Listed
1551 | 311-0097 | Description: Sol-Ark, 30K Battery or Battery-Less Inverter, 30,000 Watt 3 Phase 120/208Vac, 50/60Hz, 500Vdc max, Battery 300Vdc Nominal, Transformerless Sinewave, Grid Tie/Off-Grid, AC and/or DC Coupled, 4 MPPT PV inputs, with AFCI/GFDI, & Dual AC inputs, 10 Yr. Warr, NEMA 3R , 30K-3P-208V-N ,Wattage: 30000.0 ,Non-Commissionable: No ,Item Classification: Energy Storage ,Item Status: Shippable | 13048.78 | 3 | Shippable & Stock Qty Available |  | To be Listed
1552 | 320-0068 | Description: Magnum, MS4024 battery inverter, 4000W, 120VAC, 60Hz, 2x30A Transfer, 24VDC, Sinewave, Off Grid, 3 Yr Warr, 105A Charger, with BTS, MS4024-L-U ,Wattage: 4000.0 ,Non-Commissionable: No ,Item Classification: Energy Storage ,Item Status: Shippable | 1733.41 | 3 | Shippable & Stock Qty Available |  | To be Listed
1553 | 330-0574 | Description: SolarEdge, SE40KUS Grid Tied Inverter, 3-Ph, 40kW, 277/480V WYE, 60Hz, 1000VDC, with AC RSD, DC Safety Switch, DC Fuses and AFCI, 12 Yr Warr, -40C, RS485 and Ethernet, UL1741-SA, SetApp Enabled, SE40K-USR8IBNZ4 ,Wattage: 40000.0 ,Non-Commissionable: No ,Item Classification: Inverters ,Item Status: Shippable | 2805.45 | 3 | Shippable & Stock Qty Available | USIN100-0039 | Already Listed
1554 | 330-0576 | Description: SolarEdge, SE14.4KUS Grid Tied Inverter, 3-Ph, 14.4kW, 120/208 WYE and 208 Delta Grid, 60Hz, 600Vdc, DC Discon, 12 Yr Warr, AFCI, with AC-RSD, -40C, RS485 and Ethernet, DCD w/DC Fuses, UL-1741-SA, SetApp Enabled, SE14.4K-USR2IBNZ4 ,Wattage: 14400.0 ,Non-Commissionable: No ,Item Classification: Inverters ,Item Status: Shippable | 2829.54 | 3 | Shippable & Stock Qty Available |  | To be Listed
1555 | 360-0364 | Description: Generac, Covers Open T Junction / Locking and Waterproof, CP-WTRPF-CAP ,Wattage: nan ,Non-Commissionable: No ,Item Classification: Inverters ,Item Status: Shippable | 3.38 | 3 | Shippable & Stock Qty Available |  | To be Listed
1556 | 360-0370 | Description: Aptos, AC Trunk End Cap, AC_TRUNK END CAP ,Wattage: nan ,Non-Commissionable: No ,Item Classification: Inverters ,Item Status: Soligent De-listing | 8 | 3 | De-Listing but Stock Qty Available |  | To be Listed
1557 | 450-0000 | Description: HomeGrid, Outdoor Case, Battery Cabinet, fits 2-4 Stack’d Batteries NOT included, White UV-resistant ABS Enclosure, 4000048 ,Wattage: nan ,Non-Commissionable: No ,Item Classification: Energy Storage ,Item Status: Shippable | 623.75 | 3 | Shippable & Stock Qty Available |  | To be Listed
1558 | 450-0183 | Description: EndurEnergy Systems, Inverter/Battery Enclosure with BMS for 2 ESP-5100 Battery Packs, and 1 Sol-Ark 8 or 12k Inverter (Not Included), 10.24kWh Name Plate, Indoor Rated, ESP-IE10, IE00010 ,Wattage: nan ,Non-Commissionable: No ,Item Classification: Energy Storage ,Item Status: Shippable | 424.59 | 3 | Shippable & Stock Qty Available | USSB100-0045 | Already Listed
1559 | 450-0189 | Description: Storz Power, Indoor/Outdoor 10kWh Wall Mount Battery Cabinet, for up to 2 5.12kWh LFP Batteries, 10354 ,Wattage: nan ,Non-Commissionable: No ,Item Classification: Inverters ,Item Status: Shippable | 462.4 | 3 | Shippable & Stock Qty Available |  | To be Listed
1560 | 500-0002 | Description: Midnite Solar, Ground Fault Circuit Breaker, DIN Mount 2 spaces, 1A + 63A, 150VDC, MNDC-GFP63 ,Wattage: nan ,Non-Commissionable: No ,Item Classification: Electrical BOS ,Item Status: Shippable | 65.85 | 3 | Shippable & Stock Qty Available |  | To be Listed
1561 | 500-0018 | Description: Outback, FlexWare 250 AC/DC Disconnect Box, 1 Inverter, FW250 ,Wattage: nan ,Non-Commissionable: No ,Item Classification: Inverters ,Item Status: Shippable | 259.72 | 3 | Shippable & Stock Qty Available | USEC001-0053 | Already Listed
1562 | 500-0024 | Description: Outback, FlexWare Charge Control Side Bracket for 2 MX60, FM60, or FM80's, (Not compatible with FM100-300VDC charge controller), FW-CCB2 ,Wattage: nan ,Non-Commissionable: No ,Item Classification: Inverters ,Item Status: Shippable | 91.67 | 3 | Shippable & Stock Qty Available | USCC100-0075 | Already Listed
1563 | 500-0105 | Description: Magnum, Back Plate Dual (fits 1-MPDH, 1-MPSH and 1-MPX, 1-MPSL and 1-MPX), BP-D ,Wattage: nan ,Non-Commissionable: No ,Item Classification: Inverters ,Item Status: Shippable | 164.05 | 3 | Shippable & Stock Qty Available | USSE100-0203 | Already Listed
1564 | 500-0129 | Description: SimpliPhi, Battery Bus Bars, 3-Battery Horizontal, 1 Pair, Red/Black, BB-3(053018) ,Wattage: nan ,Non-Commissionable: No ,Item Classification: Energy Storage ,Item Status: Shippable | 302.7 | 3 | Shippable & Stock Qty Available |  | To be Listed
1565 | 500-0262 | Description: SimpliPhi, BOSS.12 Two Battery Bus Bar Kit, 2-Battery Horizontal, 1 Pair, Red/Black Bus Bars, 2, 2/0 Red/Black 45” cables, order 1 per shelf, BB-2-12 ,Wattage: nan ,Non-Commissionable: No ,Item Classification: Energy Storage ,Item Status: Shippable | 283.78 | 3 | Shippable & Stock Qty Available | USSSP110-1235 | Already Listed
1566 | 510-0894 | Description: QuickMount, JayBox, Roof-Mounted 8 X 9in with 9 X 12in Flashing and Mounting Screws and DIN Rail for Comp/Asphalt Shingle, QM-JBX-RF02-B1 ,Wattage: nan ,Non-Commissionable: No ,Item Classification: Racking ,Item Status: Shippable | 50.68 | 3 | Shippable & Stock Qty Available | USSSP110-1004 | Already Listed
1567 | 520-0029 | Description: Morningstar, SunGuard Charge Controller, 4.5A, 12VDC, SG-4 ,Wattage: nan ,Non-Commissionable: No ,Item Classification: Energy Storage ,Item Status: Shippable | 37.84 | 3 | Shippable & Stock Qty Available | USCC100-0028 | Already Listed
1568 | 520-0097 | Description: Morningstar, TriStar MPPT Charge Controller, 60A, 150VDC, 12/48VDC, with RTS & Ethernet, TS-MPPT-60 ,Wattage: nan ,Non-Commissionable: No ,Item Classification: Energy Storage ,Item Status: Shippable | 666.22 | 3 | Shippable & Stock Qty Available | USCC100-0042 | Already Listed
1569 | 520-0152 | Description: Schneider Electric, XW-MPPT60-150 Charge Controller, 60A, 150VDC, 12/24/48VDC, built-in GFI, White, 865-1030-1 ,Wattage: nan ,Non-Commissionable: No ,Item Classification: Energy Storage ,Item Status: Shippable | 673.2 | 3 | Shippable & Stock Qty Available | USCC100-0007 | Already Listed
1571 | 530-0825 | Description: Midnite Solar, Circuit Breaker with shunt trip coil, Panel Mount, 250A, 125VDC, 1-Pole, 1.5" Wide, 3/8" Studs, MNEDC250RT ,Wattage: nan ,Non-Commissionable: No ,Item Classification: Electrical BOS ,Item Status: Shippable | 130.95 | 3 | Shippable & Stock Qty Available |  | To be Listed
1572 | 530-1118 | Description: Generac, Touch Safe Breaker Terminal Cover, 200A /480V, G0088750 ,Wattage: nan ,Non-Commissionable: No ,Item Classification: Electrical BOS ,Item Status: Shippable | 8.29 | 3 | Shippable & Stock Qty Available |  | To be Listed
1573 | 550-0116 | Description: Rennsteig, Multi-function Tool, MC4, 10AWG, Cut-Strip-Crimp with Dies & Locator, burnished, 624 006 3 1 ,Wattage: nan ,Non-Commissionable: No ,Item Classification: Electrical BOS ,Item Status: Shippable | 397.84 | 3 | Shippable & Stock Qty Available |  | To be Listed
1574 | 551-0021 | Description: Ground Rod 5/8" X 10', Qty.1, ERICO 615800, 1429 ,Wattage: nan ,Non-Commissionable: No ,Item Classification: Electrical BOS ,Item Status: Shippable | 44.15 | 3 | Shippable & Stock Qty Available |  | To be Listed
1575 | 551-0022 | Description: 4X4X2 PVC Junction Box, Qyt.1, KRALOY JB442 ,Wattage: nan ,Non-Commissionable: No ,Item Classification: Electrical BOS ,Item Status: Shippable | 23.87 | 3 | Shippable & Stock Qty Available |  | To be Listed
1576 | 565-0213-B | Description: "B" Grade SMA, TS4-R-O, Optimizer Module, Optimization, Monitoring & RSD, Add-on- Module for 1 PV Module, Max 90Voc, 12A, 1.0m MC-4 cable, 15A Fuse, NEC 2014 RSD Compliant when used with, Cloud Connect & Gateway, -40 SMA inverters, 471-00252-10 ,Wattage: 475.0 ,Non-Commissionable: No ,Item Classification: Inverters ,Item Status: Soligent De-listing | 40.59 | 3 | De-Listing but Stock Qty Available |  | To be Listed
1577 | 570-0332 | Description: Magnum, Battery Monitoring Kit, State of Charge Meter, Includes 500A DC Shunt, ME-BMK-R ,Wattage: nan ,Non-Commissionable: No ,Item Classification: Energy Storage ,Item Status: Shippable | 157.44 | 3 | Shippable & Stock Qty Available | USEC001-0090 | Already Listed
1578 | 570-1193 | Description: SolarEdge, 250A Flexible CT, 50/60Hz, use with 240V Consumption Meter, Qty.1, SECT-FLX-250A-01 ,Wattage: nan ,Non-Commissionable: No ,Item Classification: Inverters ,Item Status: Vendor De-listing | 229.69 | 3 | De-Listing but Stock Qty Available |  | To be Listed
1588 | 210-0041 | Description: ProSolar, Leveling Kit Assembly for FJ Commercial E-Series, Provides 1/2" to 1 1/2" of height adjustability, Qty. 1, CFJE -LEVEL ,Wattage: nan ,Non-Commissionable: No ,Item Classification: Racking ,Item Status: Vendor De-listing | 2.87 | 2 | De-Listing but Stock Qty Available |  | To be Listed
1589 | 210-0592 | Description: UniRac, SunFrame Threaded Slot Rail 192", Dark, Qty. 1, 210192D ,Wattage: nan ,Non-Commissionable: No ,Item Classification: Racking ,Item Status: Vendor De-listing | 75.18 | 2 | De-Listing but Stock Qty Available |  | To be Listed
1590 | 210-0993 | Description: UniRac, SolarMount Rail, 240", Mill Finish, Qty. 1, 320240M ,Wattage: nan ,Non-Commissionable: No ,Item Classification: Racking ,Item Status: Vendor De-listing | 39.57 | 2 | De-Listing but Stock Qty Available |  | To be Listed
1591 | 211-0197 | Description: ProSolar, End Cap, 2.5", Clear Anodized, Deep Channel, Qty. 1, A-EZECAPD-1 ,Wattage: nan ,Non-Commissionable: No ,Item Classification: Racking ,Item Status: Vendor De-listing | 0.38 | 2 | De-Listing but Stock Qty Available |  | To be Listed
1592 | 270-1000 | Description: QuickMount, L-Mount, 9 X 12” Flashing with Single Slot L-Foot, 5/16 X 4-1/2” Structural Screw, (T-30 or ½” socket), and EDPM Washer, Mill Finish, Qty. 1, QMLM-ST-A ,Wattage: nan ,Non-Commissionable: No ,Item Classification: Racking ,Item Status: Vendor De-listing | 5.04 | 2 | De-Listing but Stock Qty Available |  | To be Listed
1593 | 270-1067 | Description: QuickBolt, Microflashing, 3” with 5 ¼” Hanger Bolt and Flanged Hex Nut, Qty. 1 Box of 25, 17667SS ,Wattage: nan ,Non-Commissionable: No ,Item Classification: Racking ,Item Status: Shippable | 121.77 | 2 | Shippable & Stock Qty Available | USMS100-0559 | Already Listed
1594 | 310-0104 | Description: SolarEdge, SE5000H-US, HD-Wave, 1-Ph, Grid Tied Inverter with Level 2 EV Charger, 5000W, 240Vac, 60 Hz, 2 Unfused Input, 12 Yr Warr, Ground-Fault/AFCI, Ungrounded, RS485 and Ethernet, AC-RSD, UL-1741-SA (Rule-21) , SE5000H-US000NNV2 ,Wattage: 5000.0 ,Non-Commissionable: No ,Item Classification: Inverters ,Item Status: Soligent De-listing | 1391.37 | 2 | De-Listing but Stock Qty Available | USIN100-0058 | Already Listed
1595 | 310-0287 | Description: SolarEdge, SE10000H-US, HD-Wave, 1-Ph, Grid Tied Inverter, 10kW, 240Vac, 60 Hz, 3 Unfused Input, 12 Yr Warr, Ground-Fault/Arc-Fault Protection, RS485 and Ethernet, -40C, AC-RSD, UL-1741-SA, w/RGM & Consumption Meter (Add CT’s), SetApp Enabled, SE10000H-US000BNI4 ,Wattage: 10000.0 ,Non-Commissionable: No ,Item Classification: Inverters ,Item Status: Vendor De-listing | 2302.44 | 2 | De-Listing but Stock Qty Available | USIN100-0049 | Already Listed
1596 | 310-0292 | Description: SolarEdge, SE11400H-US, HD-Wave, 1-Ph, Grid Tied Inverter, 11.4kW, 240Vac, 60 Hz, 3 Unfused Input, 12 Yr Warr, Ground-Fault/Arc-Fault Protection, RS485 and Ethernet, -40C, AC-RSD, w/RGM & Consumption Meter (Add CT’s), UL1741-SA, SetApp Enabled, Compatible with Energy Net Communicator, SE11400H-US000BEI4 ,Wattage: 11400.0 ,Non-Commissionable: No ,Item Classification: Inverters ,Item Status: Shippable | 2641.91 | 2 | Shippable & Stock Qty Available |  | To be Listed
1598 | 310-0656 | Description: GENERAC, 7.6KW 1/0 POWERCELL INVERTER W/CTS ,Wattage: 7600.0 ,Non-Commissionable: No ,Item Classification: Energy Storage ,Item Status: Vendor De-listing | 2877.21 | 2 | De-Listing but Stock Qty Available | USIN100-0297 | Already Listed
1601 | 320-0083 | Description: Magnum, MS4024PAE battery inverter, 4000W, 120/240VAC, 60Hz, 2x30A Transfer, 24VDC, Sinewave, Off Grid, 3 Yr Warr, 105A Charger, with BTS, MS4024PAE ,Wattage: 4000.0 ,Non-Commissionable: No ,Item Classification: Energy Storage ,Item Status: Shippable | 1856.84 | 2 | Shippable & Stock Qty Available | USSP100-0173 | Already Listed
1603 | 321-0240 | Description: Generac, Micro Inverter, compatible with 2- 60 or 72 Cell Modules in Series, 2- 96 Cell Modules in Parallel with Branch Connectors, 208/240 volt, (120Vdc max) 720W at 240V, MC-4 Connectors, CP-720-DBC ,Wattage: 720.0 ,Non-Commissionable: No ,Item Classification: Inverters ,Item Status: Shippable | 246.3 | 2 | Shippable & Stock Qty Available |  | To be Listed
1604 | 330-0573 | Description: SolarEdge, SE30KUS Grid Tied Inverter, 3-Ph, 30kW, 277/480V WYE, 60Hz, 1000VDC, with AC RSD, DC Safety Switch, DC Fuses and AFCI, 12 Yr Warr, -40C, RS485 and Ethernet, UL1741-SA, SetApp Enabled, SE30K-USR8IBNZ4 ,Wattage: 30000.0 ,Non-Commissionable: No ,Item Classification: Inverters ,Item Status: Shippable | 2740.8 | 2 | Shippable & Stock Qty Available | USIN100-0242 | Already Listed
1605 | 341-0000 | Description: Outback, AC Conduit Adapter, with 2" Fitting, ACA ,Wattage: nan ,Non-Commissionable: No ,Item Classification: Inverters ,Item Status: Shippable | 70.83 | 2 | Shippable & Stock Qty Available | USSE100-0128 | Already Listed
1606 | 341-0001 | Description: Outback, DC Conduit Adapter, with 2" Fitting, DCA ,Wattage: nan ,Non-Commissionable: No ,Item Classification: Inverters ,Item Status: Shippable | 58.33 | 2 | Shippable & Stock Qty Available | USSE100-0129 | Already Listed
1607 | 341-0087 | Description: Magnum, Automatic Generator Start Module 3-Relay with Voltage & Temp Start/Network Version ME-AGS-N ,Wattage: nan ,Non-Commissionable: No ,Item Classification: Inverters ,Item Status: Shippable | 236.81 | 2 | Shippable & Stock Qty Available | USEC001-0028 | Already Listed
1608 | 480-0132 | Description: Enphase, IQ Battery 3T, 3.36kWh LFP Battery, with 4 integrated IQ8X-BAT Inverters, NEMA 3R, ENCHARGE-3T-1P-NA ,Wattage: 3360.0 ,Non-Commissionable: No ,Item Classification: Energy Storage ,Item Status: Vendor De-listing | 1851.85 | 2 | De-Listing but Stock Qty Available | USSS100-0135 | Already Listed
1609 | 480-0135 | Description: Fortress Power, eVault Max 18.5, 51.2V Nominal/360Ah, 18.43kWh, LiFePO4 (Lithium Iron Phosphate) Battery, 10 Yr Warranty, Max 20 units in Parallel, UL-1642, 1973, 9540, eVault Max 18.5 ,Wattage: 18500.0 ,Non-Commissionable: No ,Item Classification: Energy Storage ,Item Status: Shippable | 9147.73 | 2 | Shippable & Stock Qty Available | USSS100-0008 | Already Listed
1610 | 480-0147 | Description: IQ 3T Battery Base kit, add IQ-3T or IQ-10T Cover Kit, B03-T01-US00-1-3 ,Wattage: nan ,Non-Commissionable: No ,Item Classification: Energy Storage ,Item Status: Vendor De-listing | 1661.73 | 2 | De-Listing but Stock Qty Available | USSS100-0023 | Already Listed
1611 | 500-0077 | Description: Magnum, Remote Switch Adapter - Pigtail Adapter for Remote Switch, Momentary, ME-RSA-M ,Wattage: nan ,Non-Commissionable: No ,Item Classification: Inverters ,Item Status: Soligent De-listing | 20.51 | 2 | De-Listing but Stock Qty Available | USSE100-0280 | Already Listed
1612 | 500-0078 | Description: Magnum, Series Stacking Interface - Allows 2 Units to Provide 120/240VAC. Fits MS4024 Only, ME-SSI ,Wattage: nan ,Non-Commissionable: No ,Item Classification: Inverters ,Item Status: Soligent De-listing | 47.4 | 2 | De-Listing but Stock Qty Available |  | To be Listed
1613 | 500-0250 | Description: Outback, Busbar, 180A, Red, Short, STBB-RED ,Wattage: nan ,Non-Commissionable: No ,Item Classification: Electrical BOS ,Item Status: Shippable | 20.55 | 2 | Shippable & Stock Qty Available |  | To be Listed
1614 | 510-0040 | Description: Midnite Solar, Combiner Busbar for 4 fuse holders, with box lug for 14-1/0 AWG wire, MNPV6-FUSE-BUSBAR ,Wattage: nan ,Non-Commissionable: No ,Item Classification: Electrical BOS ,Item Status: Shippable | 26.67 | 2 | Shippable & Stock Qty Available |  | To be Listed
1615 | 510-0147 | Description: Midnite Solar, Combiner box with disconnect handle & 6 breaker busbar, Add 150VDC, 120VAC or 600VDC DIN mount breakers, MNPV6-DISCO ,Wattage: nan ,Non-Commissionable: No ,Item Classification: Electrical BOS ,Item Status: Shippable | 250.68 | 2 | Shippable & Stock Qty Available |  | To be Listed
1616 | 510-0242 | Description: Midnite Solar, Combiner Box Enclosure, for transformer-less 1000VDC grid tie inverters, accepts 10 1000VDC fuse holders & fuses- sold separately, NEMA 3R, Gray, MNPV10-1000 ,Wattage: nan ,Non-Commissionable: No ,Item Classification: Inverters ,Item Status: Shippable | 252.7 | 2 | Shippable & Stock Qty Available | USBE100-0001 | Already Listed
1617 | 510-0279 | Description: Outback, ICS Plus PV AFCI Rapid Shutdown Package, for FM-100, up to 6 Strings Pre-Wired with Six 600VDC Fuse Holders, Includes, FWPV6-FH600-SDA RSD Combiner, RSI and Power Supply add Fuses, RSD-AFCI ,Wattage: nan ,Non-Commissionable: No ,Item Classification: Inverters ,Item Status: Vendor De-listing | 1054.17 | 2 | De-Listing but Stock Qty Available |  | To be Listed
1618 | 510-0280 | Description: Midnite Solar, Battery Combiner, 14 String Lithium Battery Combiner, 80V/250A, NEMA 3R Enclosure, MNLBC ,Wattage: nan ,Non-Commissionable: No ,Item Classification: Electrical BOS ,Item Status: Shippable | 323.27 | 2 | Shippable & Stock Qty Available |  | To be Listed
1619 | 520-0101 | Description: Midnite Solar, Classic 150, MPPT Charge Controller, 150VDC, 96A, 12-93V Battery, with BTS & LCD, Arc-fault Protection, CLASSIC 150 ,Wattage: nan ,Non-Commissionable: No ,Item Classification: Energy Storage ,Item Status: Shippable | 692.18 | 2 | Shippable & Stock Qty Available | USCC100-0016 | Already Listed
1620 | 530-0009 | Description: Square D, Circuit Breaker, QO Breaker, 20A, 120/240VAC, 2-Pole, for QO Load Centers, 37137, QO220 ,Wattage: nan ,Non-Commissionable: No ,Item Classification: Electrical BOS ,Item Status: Shippable | 28 | 2 | Shippable & Stock Qty Available |  | To be Listed
1621 | 530-0026 | Description: Midnite Solar, Circuit Breaker, 175A, 125Vdc, Panel Mount, 1 Pole, 1.5” Wide, 3/8” stud terminals, PNL-175-DC, MNEDC175 ,Wattage: nan ,Non-Commissionable: No ,Item Classification: Electrical BOS ,Item Status: Shippable | 106.26 | 2 | Shippable & Stock Qty Available |  | To be Listed
1622 | 530-0225 | Description: Outback, Circuit Breaker, 60A, 300VDC, 1-Pole, 0.75" Wide, Panel Mount, PNL-60-300VDC ,Wattage: nan ,Non-Commissionable: No ,Item Classification: Electrical BOS ,Item Status: Shippable | 49.32 | 2 | Shippable & Stock Qty Available |  | To be Listed
1623 | 550-0089 | Description: PV Wire, 10AWG, UL4703 , 600VDC, Black, 1000' spool, 01-PV-10X-DJ-BLK-600 ,Wattage: nan ,Non-Commissionable: No ,Item Classification: Electrical BOS ,Item Status: Shippable | 434.21 | 2 | Shippable & Stock Qty Available |  | To be Listed
1624 | 550-0352 | Description: USE-2 Cable, 10AWG, 7-strand 600VDC, White, 500' spool, 01-USE2-10X-WHT ,Wattage: nan ,Non-Commissionable: No ,Item Classification: Electrical BOS ,Item Status: Shippable | 222.97 | 2 | Shippable & Stock Qty Available |  | To be Listed
1625 | 550-9043 | Description: THHN/THWN-2, 10 AWG, White, 600V, 500', 01-THHN-10X-White ,Wattage: nan ,Non-Commissionable: No ,Item Classification: Electrical BOS ,Item Status: Shippable | 175.68 | 2 | Shippable & Stock Qty Available |  | To be Listed
1626 | 565-0214 | Description: SMA, TS4-R-S, Safety Module, Monitoring & RSD, Add-on-Module for 1 PV Module, Max 90Voc, 12A, 1.0m MC-4 cable, 15A Fuse, 1000V, NEC RSD Compliant when used with, Cloud Connect & Gateway, 476-00252-00 ,Wattage: nan ,Non-Commissionable: No ,Item Classification: Inverters ,Item Status: Vendor De-listing | 38.06 | 2 | De-Listing but Stock Qty Available |  | To be Listed
1627 | 565-0230 | Description: SolarEdge, Optimizer 400W, Add-On Box for one 60 or 72 cell High Power module, 8-60V, 11.75A, MC4-compatible In/Out, 45" PV wire, UL 1000VDC, P401 ,Wattage: 400.0 ,Non-Commissionable: No ,Item Classification: Inverters ,Item Status: Vendor De-listing | 75.97 | 2 | De-Listing but Stock Qty Available | USSPO001-0013 | Already Listed
1628 | 570-0073 | Description: Fronius, Sensor, Irradiance, 0-100mv Output, Sensor Box, Card Compatible, 43,0001,1189 ,Wattage: nan ,Non-Commissionable: No ,Item Classification: Inverters ,Item Status: Vendor De-listing | 158.4 | 2 | De-Listing but Stock Qty Available | USSE100-0278 | Already Listed
1629 | 570-0074 | Description: Fronius, Sensor, Module Temperature, Type PT1000, Sensor Box, Card Compatible, 43,0001,1190 ,Wattage: nan ,Non-Commissionable: No ,Item Classification: Inverters ,Item Status: Vendor De-listing | 162 | 2 | De-Listing but Stock Qty Available | USMS100-0666 | Already Listed
1630 | 570-0103 | Description: Outback, FlexNet DC System Monitor, FN-DC ,Wattage: nan ,Non-Commissionable: No ,Item Classification: Inverters ,Item Status: Shippable | 348.19 | 2 | Shippable & Stock Qty Available | USEC001-0126 | Already Listed
1631 | 570-0783 | Description: Outback, Communications Hub10.3 for classic and Subphase Master stacking in FX and GS inverters, 10 ports, HUB10.3 ,Wattage: nan ,Non-Commissionable: No ,Item Classification: Inverters ,Item Status: Shippable | 328.92 | 2 | Shippable & Stock Qty Available | USSE100-0240 | Already Listed
1632 | 570-1134 | Description: SolarEdge, Ambient temperature sensor 0-10V, Powder-coated Aluminium, SE1000-SEN-TAMB-S2 ,Wattage: nan ,Non-Commissionable: No ,Item Classification: Inverters ,Item Status: Shippable | 241.34 | 2 | Shippable & Stock Qty Available |  | To be Listed
1633 | 570-1135 | Description: SolarEdge, Module temperature sensor 4-20mA, Powder-coated Aluminium, SE1000-SEN-TMOD-S2 ,Wattage: nan ,Non-Commissionable: No ,Item Classification: Inverters ,Item Status: Shippable | 267.67 | 2 | Shippable & Stock Qty Available | USEC001-0073 | Already Listed
1634 | 570-1169 | Description: SMA, Data Manager M, for monitoring up to 50 inverters with Webconnect/Speedwire, optional sensor inputs, Ethernet, NEMA 1, Requires 24Vdc Power Supply not included, EDMM-US-10 ,Wattage: nan ,Non-Commissionable: No ,Item Classification: Inverters ,Item Status: Shippable | 877.85 | 2 | Shippable & Stock Qty Available | USIN100-0086 | Already Listed
1635 | 570-1219 | Description: SMA,RS-485 Communication Module for Core-1 and Sunny Boy -40/-41 Inverters, MD.485-US-40 ,Wattage: nan ,Non-Commissionable: No ,Item Classification: Inverters ,Item Status: Shippable | 144.13 | 2 | Shippable & Stock Qty Available |  | To be Listed
1636 | 570-1244 | Description: SolarEdge, 300A CT, Current Transformer, used with Commercial Consumption/RGM Meter, Qty 1, SEACTL-1250-300-C3 ,Wattage: nan ,Non-Commissionable: No ,Item Classification: Inverters ,Item Status: Shippable | 497.3 | 2 | Shippable & Stock Qty Available | USSE100-0184 | Already Listed
1637 | 570-2229 | Description: Generac, PWRview Monitor, W2HEM ,Wattage: nan ,Non-Commissionable: No ,Item Classification: Energy Storage ,Item Status: Shippable | 226.2 | 2 | Shippable & Stock Qty Available | USSS100-0119 | Already Listed
1638 | 570-2231 | Description: Generac, Power Gateway, 7” Touch Screen, Ethernet/Wi-Fi, CPGWY110 ,Wattage: nan ,Non-Commissionable: No ,Item Classification: Inverters ,Item Status: Shippable | 481.17 | 2 | Shippable & Stock Qty Available |  | To be Listed
1639 | 580-0149 | Description: OutBack, IMO FireRaptor, Shutdown Switch, OBFRS-ESW1 ,Wattage: nan ,Non-Commissionable: No ,Item Classification: Inverters ,Item Status: Shippable | 184.72 | 2 | Shippable & Stock Qty Available | USEC001-0010 | Already Listed
1640 | 580-0150 | Description: OutBack, IMO FireRaptor, 70" Signal Cable, Tyco Female Connector, OBFRS-SIGCAB1.8-F ,Wattage: nan ,Non-Commissionable: No ,Item Classification: Inverters ,Item Status: Shippable | 6.94 | 2 | Shippable & Stock Qty Available | USWC001-0019 | Already Listed
1641 | 580-0153-B | Description: "B" Grade SolarEdge, StorEdge, Backup Interface, with 5kW Autoformer, Import/Export Meter, 200A Main Breaker rated for Service Side Connection, BI-EUSGN-01 ,Wattage: nan ,Non-Commissionable: No ,Item Classification: Inverters ,Item Status: Soligent De-listing | 1518.73 | 2 | De-Listing but Stock Qty Available | USSS100-0017 | Already Listed
1642 | 580-0187 | Description: Enphase, IQ System Controller 2, Microgrid Interconnect Device (MID), Grid Side Install, with 200A Capacity, includes Neutral-Forming Transformer, Intelligent Load Control, Generator Interconnection, Use with IQ-6, IQ-7 or IQ-8, EP200G101-M240US01 ,Wattage: nan ,Non-Commissionable: No ,Item Classification: Energy Storage ,Item Status: Vendor De-listing | 2000 | 2 | De-Listing but Stock Qty Available | USSS100-0027 | Already Listed
1643 | 730-0011 | Description: Amphenol, UTX Wrench, Disconnect and Assembly tool, Qty. 1, 18-UTXTWA001 ,Wattage: nan ,Non-Commissionable: No ,Item Classification: Electrical BOS ,Item Status: Shippable | 6.95 | 2 | Shippable & Stock Qty Available |  | To be Listed
1656 | 210-0248 | Description: IronRidge, XR100, Rail 183" (15.25') Clear, Qty. 1, XR-100-183A ,Wattage: nan ,Non-Commissionable: No ,Item Classification: Racking ,Item Status: Soligent De-listing | 31.42 | 1 | De-Listing but Stock Qty Available | USMS100-0660 | Already Listed
1657 | 210-0501 | Description: QuickMount, Flashing, Classic Composition Mounts, 12" x 12", Bronze, QBLOCK, Qty. 1, QMSC-B-12 ,Wattage: nan ,Non-Commissionable: No ,Item Classification: Racking ,Item Status: Vendor De-listing | 21.92 | 1 | De-Listing but Stock Qty Available | USMS100-0410 | Already Listed
1658 | 210-0600 | Description: ProSolar, Support Rail, 3" Extra Deep support rail, 164", Qty. 1, R-164XD ,Wattage: nan ,Non-Commissionable: No ,Item Classification: Racking ,Item Status: Vendor De-listing | 40.72 | 1 | De-Listing but Stock Qty Available | USMS100-0469 | Already Listed
1659 | 210-0729 | Description: EJOT, drill bit for steel substructure thickness between 19/64'' to 25/64'', 7.2mm diameter, 175mm long, HSS 7.2 x 175, Qty. 1, 9250505000 ,Wattage: nan ,Non-Commissionable: No ,Item Classification: Racking ,Item Status: Soligent De-listing | 13.99 | 1 | De-Listing but Stock Qty Available |  | To be Listed
1660 | 210-1092 | Description: UniRac, NXT HORIZON STRONGHOLD Attachment Base and Open Slot L-Foot Kit for Comp Roof, Dark, SHCPKTD1 ,Wattage: nan ,Non-Commissionable: No ,Item Classification: Racking ,Item Status: Shippable | 163.36 | 1 | Shippable & Stock Qty Available |  | To be Listed
1661 | 211-0057 | Description: QuickMount, Single Slot L-Foot Only, Mill Finish, Qty. 1, QMC-LF-A-12 ,Wattage: nan ,Non-Commissionable: No ,Item Classification: Racking ,Item Status: Vendor De-listing | 1.62 | 1 | De-Listing but Stock Qty Available | USMS100-0681 | Already Listed
1662 | 211-0198 | Description: ProSolar, End Cap, 1.5", Black Anodized, Qty. 1, A-EZECAP-1B ,Wattage: nan ,Non-Commissionable: No ,Item Classification: Racking ,Item Status: Vendor De-listing | 1 | 1 | De-Listing but Stock Qty Available |  | To be Listed
1663 | 211-0238 | Description: QuickMount, Mounts for Low Slope Roofs, 4.5" post + 1/2" base, Mill Finish, No Flashing, Q-Base, Qty. 1, QMLSH-5-A-12 ,Wattage: nan ,Non-Commissionable: No ,Item Classification: Racking ,Item Status: Vendor De-listing | 11.04 | 1 | De-Listing but Stock Qty Available |  | To be Listed
1664 | 213-0001 | Description: UniRac, SFM Infinity Rail-Less, Flash Kit Trim, Includes: Roof Attachment, Flashing, T-bolt, Tri-drive nut, Dovetail Locks, Square Nut, Clamp Bolt, 3" Slider, Qty. 1 assembly, 004200D ,Wattage: nan ,Non-Commissionable: No ,Item Classification: Racking ,Item Status: Shippable | 10.57 | 1 | Shippable & Stock Qty Available | USMS100-0344 | Already Listed
1665 | 240-0222 | Description: DPW, PowerRail Standoff, Easy Power Post, 4", 1.31" diameter, Clear, Qty. 1, PRM-EP4 ,Wattage: nan ,Non-Commissionable: No ,Item Classification: Racking ,Item Status: Soligent De-listing | 13.76 | 1 | De-Listing but Stock Qty Available | USMS100-0450 | Already Listed
1666 | 260-0242 | Description: ProSolar, Flashing Standard Template, TEMP-STD ,Wattage: nan ,Non-Commissionable: No ,Item Classification: Racking ,Item Status: Vendor De-listing | 61.96 | 1 | De-Listing but Stock Qty Available | USMS100-0659 | Already Listed
1667 | 270-0030 | Description: UniRac, U-LA Rail Mounting Bracket, 2", Aluminum, Qty. 1, 403213C ,Wattage: nan ,Non-Commissionable: No ,Item Classification: Racking ,Item Status: Vendor De-listing | 8.91 | 1 | De-Listing but Stock Qty Available |  | To be Listed
1668 | 270-0034 | Description: UniRac, U-LA Rail Mounting Bracket, 3", Aluminum, Qty. 1, 403313G ,Wattage: nan ,Non-Commissionable: No ,Item Classification: Racking ,Item Status: Vendor De-listing | 9.36 | 1 | De-Listing but Stock Qty Available |  | To be Listed
1669 | 270-0778 | Description: Quickmount, Flashing, Base Standard Flat Tile Mount, with 4.5" post, 18" x 18", Mill Finish, QBASE, Qty. 1, QMSFT A 1 ,Wattage: nan ,Non-Commissionable: No ,Item Classification: Racking ,Item Status: Vendor De-listing | 20.53 | 1 | De-Listing but Stock Qty Available |  | To be Listed
1670 | 270-0868 | Description: ProSolar, RoofTrac rail spreader, used to easily insert/remove clamps from rail, Qty. 1, A-Rooftrac rail spreader ,Wattage: nan ,Non-Commissionable: No ,Item Classification: Racking ,Item Status: Shippable | 10.07 | 1 | Shippable & Stock Qty Available |  | To be Listed
1671 | 310-0194 | Description: SMA, Sunny Boy Storage SB-3.8, 1 Ph Battery Inverter, 3800W, 240VAC, 60Hz, integrated DC Discon, 3, 10A DC Inputs, with SPS,10 Yr Warr, Transformerless, Arc-Fault Protection, Built in Ethernet/WLAN, use with Li-Ion battery, SBS3.8-US-10 ,Wattage: 3800.0 ,Non-Commissionable: No ,Item Classification: Energy Storage ,Item Status: Shippable | 1853.66 | 1 | Shippable & Stock Qty Available |  | To be Listed
1674 | 310-0624-B | Description: "B" Grade SolarEdge, StorEdge, 7.6kW, 1-Ph Grid Tied Inverter, 7600W, 240VAC, 60Hz, DC Discon, 2 Unfused PV Input, 12 Yr Warr, Ungrounded, RS485, Ethernet, and 5 Year Cell plan, RSD, -25C, AFCI, UL-1741-SA, SE7600A-USS2RNCB2 ,Wattage: 7600.0 ,Non-Commissionable: No ,Item Classification: Inverters ,Item Status: Soligent De-listing | 1500 | 1 | De-Listing but Stock Qty Available | USIN100-0064 | Already Listed
1675 | 310-0630 | Description: SolarEdge, StorEdge, 3.8 kW, 1-Ph Grid Tied Inverter, 3800W, 240VAC, 60Hz, DC Discon, 2 Unfused PV Input, 12 Yr Warr, Ungrounded, RS485, Ethernet, and 5 Year Cell plan, RSD, -25C, AFCI, UL-1741-SA, SE3800A-USS2RLCB2 ,Wattage: 3800.0 ,Non-Commissionable: No ,Item Classification: Inverters ,Item Status: Soligent De-listing | 1099 | 1 | De-Listing but Stock Qty Available | USIN100-0054 | Already Listed
1678 | 311-0094 | Description: Storz Power, Sol-Ark, 15K Battery or Battery-Less Inverter, 15kW/12kW from Battery, 120/240/208Vac, 50/60Hz, 48VDC, Transformerless Sinewave, Grid Tie/Off-Grid, AC and/or DC Coupled, Dual AC inputs, 200A Load Breaker, 3 MPPT PV inputs, with AFCI/GFDI, BTS, 100A CT’s, 10 Yr. Warr, UL1741-SA, NEMA 3R, 10332 ,Wattage: 15000.0 ,Non-Commissionable: No ,Item Classification: Energy Storage ,Item Status: Shippable | 6635.13 | 1 | Shippable & Stock Qty Available |  | To be Listed
1679 | 320-0079 | Description: Outback, FX2536MT battery inverter, 2500W, 120VAC, 60Hz, 40A Transfer, 36VDC, Sinewave, Off Grid, 5 Yr Warr, 35A Charger, with BTS & Switched Ground, FX2536MT ,Wattage: 2500.0 ,Non-Commissionable: No ,Item Classification: Energy Storage ,Item Status: Vendor De-listing | 1368.76 | 1 | De-Listing but Stock Qty Available | USIN100-0312 | Already Listed
1680 | 320-0084 | Description: Magnum, MS4448PAE battery inverter, 4400W, 120/240VAC, 60Hz, 2x30A Transfer, 48VDC, Sinewave, Off Grid, 3 Yr Warr, 60A Charger, with BTS, MS4448PAE ,Wattage: 4400.0 ,Non-Commissionable: No ,Item Classification: Energy Storage ,Item Status: Shippable | 1908.27 | 1 | Shippable & Stock Qty Available | USSP100-0172 | Already Listed
1681 | 321-0215-B | Description: "B-Grade" Enphase, IQ 7 Micro Inverter, compatible with 60-cell PV, modules, 208/240 volt, 250VA Peak Power, MC4 DC connectors, Female AC Connector, IQ7-60-2-US ,Wattage: 250.0 ,Non-Commissionable: No ,Item Classification: Inverters ,Item Status: Soligent De-listing | 99.03 | 1 | De-Listing but Stock Qty Available | USIN100-0115 | Already Listed
1682 | 321-0223 | Description: Enphase, IQ 7A Micro Inverter, compatible with 60 and 72-cell PV Modules, 208/240 volt, 366VA Peak Power, MC4 DC Connectors, IQ7A-72-M-US ,Wattage: 366.0 ,Non-Commissionable: No ,Item Classification: Inverters ,Item Status: Shippable | 175 | 1 | Shippable & Stock Qty Available | USIN100-0110 | Already Listed
1684 | 330-0556 | Description: Fronius, Symo Advanced Lite 22.7 480 Grid Tied Inverter, 3-Ph, 22.7 kW, 480VAC, 60Hz, 1000VDC, DC Discon, 6 Fused DC Input, 2 MPPT, 10 Yr Warr, Ungrounded, AFCI, with PLC SunSpec Transmitter, UL-1741-SA, NOT CA Rule 21 Compliant, 4,210,094,801 ,Wattage: 22700.0 ,Non-Commissionable: No ,Item Classification: Inverters ,Item Status: Vendor De-listing | 2801.6 | 1 | De-Listing but Stock Qty Available | USIN100-0173 | Already Listed
1685 | 330-0580 | Description: SolarEdge, 66.6kW 3 Phase Synergy Manager, Requires 2 Synergy Units, 66.6kW 480V WYE/Delta, 60Hz, 1000VDC, Fused Multiple DC Inputs, DC Discon, AC/DC SPD, 12 Yr. Warranty, AFCI, with AC-RSD, -40C, RS485 and Ethernet, UL-1741-SA (Rule-21), SE66.6K-US08IBNZ4 ,Wattage: 66600.0 ,Non-Commissionable: No ,Item Classification: Inverters ,Item Status: Vendor De-listing | 1090.16 | 1 | De-Listing but Stock Qty Available | USIN100-0079 | Already Listed
1686 | 341-0114 | Description: Schneider Electric, CONEXT Breaker Kit for PDP, 120/240VAC, 2-Pole, 60A, 3 Sets including: Square-D type QOU DIN-rail mountable AC breakers, jumpers, bypass, 865-1215-01 ,Wattage: nan ,Non-Commissionable: No ,Item Classification: Inverters ,Item Status: Shippable | 207.53 | 1 | Shippable & Stock Qty Available |  | To be Listed
1687 | 360-0365 | Description: Aptos, Female AC Trunk Cable, 12 AWG 4.2M, Qty. 10 Cables, AC TRUNK CABLE_ 4.2M ,Wattage: nan ,Non-Commissionable: No ,Item Classification: Inverters ,Item Status: Soligent De-listing | 526.67 | 1 | De-Listing but Stock Qty Available |  | To be Listed
1688 | 430-0009 | Description: Battery Cable, Code Approved THW, Black, 4/0 x 24", with 3/8" lugs ,Wattage: nan ,Non-Commissionable: No ,Item Classification: Electrical BOS ,Item Status: Shippable | 24.38 | 1 | Shippable & Stock Qty Available |  | To be Listed
1689 | 450-0163 | Description: sonnen, ECO Battery Extension Cabinet, holds 4 additional Batteries, EXTCAB31 ,Wattage: nan ,Non-Commissionable: No ,Item Classification: Energy Storage ,Item Status: Soligent De-listing | 809.23 | 1 | De-Listing but Stock Qty Available | USSS100-0069 | Already Listed
1690 | 450-0177 | Description: Enphase, Encharge-3 Replacement Cover Kit, includes Cover, Mounting Bracket and Screws, B03-C-0350-O ,Wattage: nan ,Non-Commissionable: No ,Item Classification: Energy Storage ,Item Status: Shippable | 206.67 | 1 | Shippable & Stock Qty Available |  | To be Listed
1691 | 480-0125 | Description: Generac, PWRcell Battery Module, 3.38kWh Name Plate, 2.85kWh Useable, A0000391219 ,Wattage: 3380.0 ,Non-Commissionable: No ,Item Classification: Energy Storage ,Item Status: Vendor De-listing | 1644.24 | 1 | De-Listing but Stock Qty Available | USSB100-0051 | Already Listed
1692 | 500-0016 | Description: Outback, FlexWare 1000 AC Disconnect Box with Ground Bar & DIN Rail, 1 to 4 Inverters, FW1000-AC ,Wattage: nan ,Non-Commissionable: No ,Item Classification: Inverters ,Item Status: Shippable | 718.06 | 1 | Shippable & Stock Qty Available | USBE100-0031 | Already Listed
1693 | 500-0017 | Description: Outback, FlexWare 1000 DC Disconnect Box with Ground Bar & DC Shunt, 1 to 4 Inverters, FW1000-DC ,Wattage: nan ,Non-Commissionable: No ,Item Classification: Inverters ,Item Status: Shippable | 1033.33 | 1 | Shippable & Stock Qty Available | USBE100-0032 | Already Listed
1694 | 500-0042 | Description: Outback, Busbar, 180A, Ground, TBB-GROUND ,Wattage: nan ,Non-Commissionable: No ,Item Classification: Inverters ,Item Status: Soligent De-listing | 16.67 | 1 | De-Listing but Stock Qty Available | USSE100-0144 | Already Listed
1696 | 500-0098 | Description: Magnum, Panel Single Enclosure, LoPower for 1-2 inverters, with 30A dual pole AC input breaker, MPSL250-30D ,Wattage: nan ,Non-Commissionable: No ,Item Classification: Inverters ,Item Status: Shippable | 876.49 | 1 | Shippable & Stock Qty Available | USSP100-0170 | Already Listed
1697 | 500-0180 | Description: Midnite Solar, E-Panel, 250ADC, 120/240VAC, 60A dual bypass, Yellow Aluminum for SMA Sunny Island Master Inverter, No relay, MNE250SMA-OG/AC DM ,Wattage: nan ,Non-Commissionable: No ,Item Classification: Inverters ,Item Status: Shippable | 1144.59 | 1 | Shippable & Stock Qty Available | USSS100-0062 | Already Listed
1698 | 500-0251 | Description: Outback, Busbar, 180A, Black, Short, STBB-BLACK ,Wattage: nan ,Non-Commissionable: No ,Item Classification: Electrical BOS ,Item Status: Shippable | 20.55 | 1 | Shippable & Stock Qty Available |  | To be Listed
1699 | 510-0254 | Description: Outback, Packaged ICS Plus PV rapid shutdown and AFCI system, 24 strings, Includes (4) FWPV6-FH600-SDA combiner boxes, (1) RSI, (1) BKR-CTRL-DC, (1) PNL-75Q-DC-RT, ICSPLUS-4 ,Wattage: nan ,Non-Commissionable: No ,Item Classification: Inverters ,Item Status: Vendor De-listing | 3422.22 | 1 | De-Listing but Stock Qty Available |  | To be Listed
1700 | 510-0285 | Description: SimpliPhi, 2000Amp 28 Battery Combiner, NEMA-3R BOSS.6 Enclosure, 2000A Buss Bars, BOSS-6-COMB-2000 ,Wattage: nan ,Non-Commissionable: No ,Item Classification: Electrical BOS ,Item Status: Shippable | 4520.27 | 1 | Shippable & Stock Qty Available |  | To be Listed
1701 | 520-0037 | Description: Morningstar, SunSaver Charge Controller, 10A, 12VDC, SS10-12V ,Wattage: nan ,Non-Commissionable: No ,Item Classification: Energy Storage ,Item Status: Shippable | 75.68 | 1 | Shippable & Stock Qty Available | USCC100-0032 | Already Listed
1702 | 520-0041 | Description: Morningstar, SunSaver Charge Controller, 20A, 24VDC, with Low Voltage Disconnect, SS-20L-24V ,Wattage: nan ,Non-Commissionable: No ,Item Classification: Energy Storage ,Item Status: Shippable | 131.08 | 1 | Shippable & Stock Qty Available | USCC100-0110 | Already Listed
1703 | 520-0159 | Description: Midnite Solar, Charge Controller, 20A with 10A load control, 30A charger without load control, NEMA3R, Qty. 1, MNBRAT ,Wattage: nan ,Non-Commissionable: No ,Item Classification: Energy Storage ,Item Status: Shippable | 104.76 | 1 | Shippable & Stock Qty Available | USSE100-0239 | Already Listed
1704 | 520-0164 | Description: SENSATA - Magnum, PT-100 MPPT Charge Controller, 100A, 200+ Vdc, 12/24/48V, Integrated GFDI & AFCI, BTS included, PT-100 ,Wattage: nan ,Non-Commissionable: No ,Item Classification: Energy Storage ,Item Status: Shippable | 1053.11 | 1 | Shippable & Stock Qty Available | USCC100-0043 | Already Listed
1705 | 520-0167 | Description: Morningstar, ProStar MPPT Charge Controller, 25A, 12/24V, 25A Load Controller, 120V max input, No Meter, PS-MPPT-25 ,Wattage: nan ,Non-Commissionable: No ,Item Classification: Energy Storage ,Item Status: Shippable | 360.81 | 1 | Shippable & Stock Qty Available | USCC100-0025 | Already Listed
1706 | 520-0173 | Description: MidNite Solar, DIY MPPT Charge Controller, 150VDC, 60A, 12-48V Battery, with LCD display, 2 Yr. Warr, MNMPPT60DIY ,Wattage: nan ,Non-Commissionable: No ,Item Classification: Energy Storage ,Item Status: Shippable | 321.82 | 1 | Shippable & Stock Qty Available | USCC100-0021 | Already Listed
1707 | 530-0065 | Description: Outback, Circuit Breaker, 50A, 150VDC, 1-Pole, 0.75" Wide, Panel Mount, PNL-50-AC/DC ,Wattage: nan ,Non-Commissionable: No ,Item Classification: Electrical BOS ,Item Status: Shippable | 19.44 | 1 | Shippable & Stock Qty Available |  | To be Listed
1708 | 530-0110 | Description: Midnite Solar, Circuit Breaker, DIN Mount, 10A, 120VAC, UL489A, MNEAC10 ,Wattage: nan ,Non-Commissionable: No ,Item Classification: Electrical BOS ,Item Status: Shippable | 16.28 | 1 | Shippable & Stock Qty Available |  | To be Listed
1709 | 530-0117 | Description: Midnite Solar, Circuit Breaker, DIN Mount, 20A, 120/240VAC, 2-Pole, UL489A, MNEAC20-2P ,Wattage: nan ,Non-Commissionable: No ,Item Classification: Electrical BOS ,Item Status: Shippable | 34.05 | 1 | Shippable & Stock Qty Available |  | To be Listed
1711 | 530-1103 | Description: Schneider Electric, Circuit Breaker, 125A, 125VDC, 1-Pole, Panel Mount, For XW PDP, Qty. 1, 865-DCBRK-125 ,Wattage: nan ,Non-Commissionable: No ,Item Classification: Electrical BOS ,Item Status: Shippable | 63.07 | 1 | Shippable & Stock Qty Available |  | To be Listed
1712 | 540-0214 | Description: 200A Class RK5 Cartridge Fuse, 250Vac, BUSS FRN R 200 ,Wattage: nan ,Non-Commissionable: No ,Item Classification: Electrical BOS ,Item Status: Shippable | 34.35 | 1 | Shippable & Stock Qty Available |  | To be Listed
1713 | 550-0060 | Description: PV Wire, 10AWG, UL4703, 600VDC, 7 Strand Cu, Black, 0.27" (6.9mm) OD, by the foot, 01-PV-1007X-DJ-BLK-6(2500) ,Wattage: nan ,Non-Commissionable: No ,Item Classification: Electrical BOS ,Item Status: Shippable | 0.46 | 1 | Shippable & Stock Qty Available |  | To be Listed
1714 | 550-0081 | Description: PV Wire, 10AWG, UL4703 with MC4, 600VDC, 15', 19-JMC4MF10PVDB6015 ,Wattage: nan ,Non-Commissionable: No ,Item Classification: Electrical BOS ,Item Status: Shippable | 9.07 | 1 | Shippable & Stock Qty Available |  | To be Listed
1715 | 550-0115 | Description: Rennsteig, Solar Crimp Set, MC4/MC3/TE, Crimping Pliers with Dies, Locators, & case, 624 105-13 ,Wattage: nan ,Non-Commissionable: No ,Item Classification: Electrical BOS ,Item Status: Shippable | 816.88 | 1 | Shippable & Stock Qty Available |  | To be Listed
1717 | 550-0387 | Description: PV Wire, 10AWG, UL4703 with H4, 600VDC, 50', 19-JH4MF10PVDB6050 ,Wattage: nan ,Non-Commissionable: No ,Item Classification: Electrical BOS ,Item Status: Shippable | 29.86 | 1 | Shippable & Stock Qty Available |  | To be Listed
1718 | 550-9041 | Description: THHN/THWN-2, 10 AWG, Black, 600V, 500', 01-THHN-10X-BLK ,Wattage: nan ,Non-Commissionable: No ,Item Classification: Electrical BOS ,Item Status: Shippable | 175.68 | 1 | Shippable & Stock Qty Available |  | To be Listed
1719 | 550-9042 | Description: THHN/THWN-2, 10 AWG, Red, 600V, 500', 01-THHN-10X-RED ,Wattage: nan ,Non-Commissionable: No ,Item Classification: Electrical BOS ,Item Status: Shippable | 175.68 | 1 | Shippable & Stock Qty Available |  | To be Listed
1720 | 560-0070 | Description: Generac, PWRmanager Energy Management Module, to Control up to 12, 120V or 6, 240V Circuits, 8009 ,Wattage: nan ,Non-Commissionable: No ,Item Classification: Energy Storage ,Item Status: Shippable | 994.47 | 1 | Shippable & Stock Qty Available | USEC001-0081 | Already Listed
1721 | 565-0196 | Description: SolarEdge, Optimizer 700W, Add-On Box for two 72 cell modules, 12-105V, 10A, MC4-Compatible In, MC4-Compatible Out, 71" PV wire, 1000VDC, (Use only with 3-Ph 9kW to 33.3kW Inverters), P700-2NA4ARX ,Wattage: 700.0 ,Non-Commissionable: No ,Item Classification: Inverters ,Item Status: Vendor De-listing | 58.24 | 1 | De-Listing but Stock Qty Available |  | To be Listed
1722 | 570-0048 | Description: sonnen, Whole Home Self Consumption Meter/CT Kit, WHSSCK1 ,Wattage: nan ,Non-Commissionable: No ,Item Classification: Energy Storage ,Item Status: Shippable | 319.2 | 1 | Shippable & Stock Qty Available | USEC001-0083 | Already Listed
1723 | 570-0194 | Description: SolarEdge, Rapid Shutdown Retrofit Kit for 3-Ph SE9KUS-208-U inverter only, (NEC2014), 5 pack of cable pairs includes one re-useable Micro-SD card and SD card adapter with firmware files, Qty. 1 pack for 5 inverters, SE1000-RSD-S2 ,Wattage: nan ,Non-Commissionable: No ,Item Classification: Inverters ,Item Status: Vendor De-listing | 196.81 | 1 | De-Listing but Stock Qty Available |  | To be Listed
1724 | 570-0243 | Description: SolarEdge, Cellular Plug-In, for Commercial SetApp Enabled (208 or 480V) Inverters, up to 1,000kW-AC, 5 Yr Sprint Prepaid Data Plan, for use in US Only, CELL-B-R05-US-S-S5 ,Wattage: nan ,Non-Commissionable: No ,Item Classification: Inverters ,Item Status: Shippable | 1580.12 | 1 | Shippable & Stock Qty Available | USEC001-0069 | Already Listed
1725 | 570-0333 | Description: Magnum, MagWeb Web Based Wireless Monitoring Kit, ME-MW-W ,Wattage: nan ,Non-Commissionable: No ,Item Classification: Inverters ,Item Status: Shippable | 434.26 | 1 | Shippable & Stock Qty Available |  | To be Listed
1726 | 570-1151 | Description: SolarEdge, 400A CT, 2 used with 240V Consumption Meter, SEACT1250-400NA-20(Solaredge - 20pcs = 1pc) ,Wattage: nan ,Non-Commissionable: No ,Item Classification: Inverters ,Item Status: Shippable | 141.34 | 1 | Shippable & Stock Qty Available |  | To be Listed
1727 | 570-1156 | Description: SolarEdge, 600A CT, Current Transformer, used with Commercial Consumption/RGM Meter, Set of 3, SE-ACT-1250-600 ,Wattage: nan ,Non-Commissionable: No ,Item Classification: Inverters ,Item Status: Vendor De-listing | 438.58 | 1 | De-Listing but Stock Qty Available |  | To be Listed
1728 | 570-1168 | Description: SMA, Ambient Temperature Sensor, use with Cluster Controller (CLCON), TEMPSENSOR-AMBIENT ,Wattage: nan ,Non-Commissionable: No ,Item Classification: Inverters ,Item Status: Vendor De-listing | 54.38 | 1 | De-Listing but Stock Qty Available |  | To be Listed
1729 | 570-1179 | Description: Enphase, AC Combiner-3 with IQ Envoy, Single Phase, Revenue Grade accuracy (ANSI C12.20 +/- 0.5%) with Calibrated Solid-Core CT, Space for 4 Eaton BR 2 Pole Breakers NOT included, 80A, Consumption Metering available when used with Split Core CTs, X-IQ-AM1-240-3 M ,Wattage: nan ,Non-Commissionable: No ,Item Classification: Inverters ,Item Status: Vendor De-listing | 594.67 | 1 | De-Listing but Stock Qty Available |  | To be Listed
1731 | 577-0221 | Description: JLM, Linez, Residential consumption/production energy monitoring and WiFi communication hub. Four 200 Amp external CTs monitor PV production and energy consumption. Can control up to three JLM Loadz load controllers, 9999-Linez? ??PLZ100-2PR ,Wattage: nan ,Non-Commissionable: No ,Item Classification: Energy Storage ,Item Status: Soligent De-listing | 388.89 | 1 | De-Listing but Stock Qty Available |  | To be Listed
1732 | 577-0222 | Description: JLM, Loadz, single-circuit load management relay to automatically control a specific circuit, up to 30A/240V, based on utility rate plan pre-loaded into Linez monitor. Requires one Linez unit for up to four Loadz. WiFi network communication, manual override and remote control via Measurz app, 9999-Loadz ,Wattage: nan ,Non-Commissionable: No ,Item Classification: Energy Storage ,Item Status: Soligent De-listing | 388.89 | 1 | De-Listing but Stock Qty Available |  | To be Listed
1733 | 577-0239 | Description: Enphase, Clipper-Creek, HCS-40 Hardwired EV Charger, 240V, 32A Charging with 18’ Gen-2 J17772 Connector, Hardwired, 0919-00-003 ,Wattage: nan ,Non-Commissionable: No ,Item Classification: Inverters ,Item Status: Shippable | 664 | 1 | Shippable & Stock Qty Available |  | To be Listed
1734 | 577-0240 | Description: Enphase, Clipper-Creek, HCS-40 Plug-In EV Charger, 240V, 32A Charging with 25’ Gen-2 J17772 Connector, with NEMA 14-50 Plug, 0922-00-003 ,Wattage: nan ,Non-Commissionable: No ,Item Classification: Inverters ,Item Status: Shippable | 690.67 | 1 | Shippable & Stock Qty Available |  | To be Listed
1735 | 577-0251 | Description: Wallbox, Pulsar Plus Level 2 EV Charger, 48A-240/208V, Hardwired, with 25 ft SAE J1772 Charging Cable, Wi-Fi and Bluetooth, NEMA 4, PUP1-U-1-6-C 002A ,Wattage: nan ,Non-Commissionable: No ,Item Classification: Energy Storage ,Item Status: Shippable | 634.97 | 1 | Shippable & Stock Qty Available | USSE100-0201 | Already Listed
1736 | 580-0027 | Description: Square D, AC Disconnect, NEMA 3R, 30A, 240VAC, 3-Pole Unfused, 59725, DU321RB ,Wattage: nan ,Non-Commissionable: No ,Item Classification: Electrical BOS ,Item Status: Shippable | 133.41 | 1 | Shippable & Stock Qty Available |  | To be Listed
1738 | 580-0135 | Description: Midnite Solar, 1000VDC Shut Off Box (SOB) Receiver, for String or Module Level Shutdown, use with SOB Transmitter, MNLSOB-R1-1000 ,Wattage: nan ,Non-Commissionable: No ,Item Classification: Inverters ,Item Status: Vendor De-listing | 113.69 | 1 | De-Listing but Stock Qty Available |  | To be Listed
1739 | 580-0165 | Description: Generac, Generator Smart Transfer Switch, 120/240V, 200A, NEMA 3R, Service-Rated, RXSW200A3 ,Wattage: nan ,Non-Commissionable: No ,Item Classification: Energy Storage ,Item Status: Shippable | 775.46 | 1 | Shippable & Stock Qty Available | USSS100-0126 | Already Listed
1741 | 580-0229 | Description: Generac, 200A, 3 Phase 120/208V ATS (Automatic Transfer Switch), NEMA 3R Enclosure, Service-Rated, RTSW200G3 ,Wattage: nan ,Non-Commissionable: No ,Item Classification: Energy Storage ,Item Status: Shippable | 2347.76 | 1 | Shippable & Stock Qty Available | USSS100-0119 | Already Listed
2445 | 110-1272 | Description: Mission, 345W PV Module, MC4, 1.0m (~39.4”) PV Wire, 40mm Black Frame, Black Back Sheet, BOB, 60 Cell Mono-Perc, 20A Fuse, 1000VDC, 6BB, BAA, 321.4 PTC, 25/25 Warranty (with Registration), MSE345SX5T ,Wattage: 345.0 ,Non-Commissionable: No ,Item Classification: PV Modules ,Item Status: Soligent De-listing | 256.94 |  | De-Listing & Stock Qty Unavailable | USSP100-0075 | Already Listed
2463 | 110-1281 | Description: Canadian Solar, Bifacial 450W PV Module, 400mm (15.7”) 280mm (11”) PV Wire, T-4 Connector, 30mm Clear Frame on White Back Sheet, 144 ½ Cells, Double Glass, Mono, 25A Max Fuse, 1000VDC, 418.1WPTC, 12/30 Warranty, CS3W-450MB-AG ,Wattage: 450.0 ,Non-Commissionable: No ,Item Classification: PV Modules ,Item Status: Soligent De-listing | 231.7 |  | De-Listing & Stock Qty Unavailable | USSP100-0140 | Already Listed
2600 | 140-0002 | Description: Generac, Generator, 22kW Stand-By, Air-Cooled, 3600 RPM, 120/240Vac, Natural Gas or LPG, Aluminum Enclosure, Wi-Fi included, UL, CUL, EPA Compliant, 5 Year Warranty, 7042 ,Wattage: nan ,Non-Commissionable: No ,Item Classification: Energy Storage ,Item Status: Shippable | 4331.65 |  | Shippable but Stock Qty Unavailable | USSS100-0120 | Already Listed
2605 | 140-0006 | Description: Generac, Generator, 20kW Stand-By, Air-Cooled, 3600 RPM, 120/240Vac, Natural Gas or LPG, Aluminum Enclosure, Wi-Fi included, UL, CUL, EPA Compliant, 5 Year Warranty, 7038 ,Wattage: 20000.0 ,Non-Commissionable: No ,Item Classification: Energy Storage ,Item Status: Shippable | 4097.34 |  | Shippable but Stock Qty Unavailable | USSS100-0107 | Already Listed
2607 | 140-0008 | Description: Generac, Generator, 36kW Stand-By, Liquid-Cooled, 3600 RPM, 120/240Vac, Natural Gas or LPG, Aluminum Enclosure, UL, CUL, EPA Compliant, 5 Year Warranty, (Not for sale in CA/MA),RG03624A ,Wattage: nan ,Non-Commissionable: No ,Item Classification: Energy Storage ,Item Status: Shippable | 13125.81 |  | Shippable but Stock Qty Unavailable | USSG001-0003 | Already Listed
2608 | 140-0009 | Description: Generac, Generator, 48kW Stand-By, Liquid-Cooled, 1800 RPM, 120/240Vac, Natural Gas or LPG, Aluminum Enclosure, UL, CUL, EPA Compliant, 5 Year Warranty, (Not for sale in CA/MA), RG04845ANAX ,Wattage: nan ,Non-Commissionable: No ,Item Classification: Energy Storage ,Item Status: Shippable | 15316.58 |  | Shippable but Stock Qty Unavailable | USSG001-0002 | Already Listed
2612 | 140-0013 | Description: Generac, Generator, 48kW Stand-By, Liquid-Cooled, 1800 RPM, 120/240Vac, Natural Gas or LPG, Aluminum Enclosure, UL, CUL, EPA Compliant, 5 Year Warranty, SCAQMD Compliant, RG04845C ,Wattage: 48000.0 ,Non-Commissionable: No ,Item Classification: Energy Storage ,Item Status: Shippable | 16560.1 |  | Shippable but Stock Qty Unavailable | USSG001-0001 | Already Listed
2613 | 140-0014 | Description: Generac , Air Cooled Generator Transport Cart, 5685 ,Wattage: nan ,Non-Commissionable: No ,Item Classification: Energy Storage ,Item Status: Shippable | 356.06 |  | Shippable but Stock Qty Unavailable | USSS100-0108 | Already Listed
2614 | 140-0015 | Description: Generac, Generator, 22kW Stand-By Bundle, Air-Cooled, 3600 RPM, 120/240Vac, Natural Gas or LPG, Aluminum Enclosure, Wi-Fi included, with 200A Auto Transfer Switch, UL, EPA Compliant, 5 Year Warranty, 7043-3 ,Wattage: nan ,Non-Commissionable: No ,Item Classification: Energy Storage ,Item Status: Shippable | 5912.47 |  | Shippable but Stock Qty Unavailable | USSS100-0111 | Already Listed
2615 | 140-0016 | Description: Generac, Generator, 10kW Stand-By, Air-Cooled, 3600 RPM, 120/240Vac, Natural Gas or LPG, Aluminum Enclosure, Wi-Fi included, UL, CUL, EPA Compliant, 5 Year Warranty, 7171 ,Wattage: 10000.0 ,Non-Commissionable: No ,Item Classification: Energy Storage ,Item Status: Shippable | 2575.86 |  | Shippable but Stock Qty Unavailable | USSG001-0005 | Already Listed
2616 | 140-0017 | Description: Generac, Generator, 13kW Stand-By, Air-Cooled, 3600 RPM, 120/240Vac, Natural Gas or LPG, Aluminum Enclosure, Wi-Fi included, UL, CUL, EPA Compliant, 5 Year Warranty, 7173 ,Wattage: nan ,Non-Commissionable: No ,Item Classification: Energy Storage ,Item Status: Shippable | 3012.32 |  | Shippable but Stock Qty Unavailable | USSS100-0115 | Already Listed
2617 | 140-0018 | Description: Generac, Generator, 10kW Stand-By Bundle, Air-Cooled, 3600 RPM, 120/240Vac, Natural Gas or LPG, Aluminum Enclosure, Wi-Fi included, with 100A 16-Circuit Auto Transfer Switch, UL, EPA Compliant, 5 Year Warranty, 7172 ,Wattage: nan ,Non-Commissionable: No ,Item Classification: Energy Storage ,Item Status: Shippable | 3409.73 |  | Shippable but Stock Qty Unavailable | USSG001-0006 | Already Listed
2618 | 140-0019 | Description: Generac, Generator, 24kW Stand-By, Air-Cooled, 3600 RPM, 120/240Vac, Natural Gas or LPG, Aluminum Enclosure, Wi-Fi included, UL, CUL, EPA Compliant, 5 Year Warranty, 7209 ,Wattage: 24000.0 ,Non-Commissionable: No ,Item Classification: Energy Storage ,Item Status: Shippable | 5482.65 |  | Shippable but Stock Qty Unavailable | USSG001-0007 | Already Listed
2619 | 140-0020 | Description: Generac, Generator, EcoGen 15kW Stand-By, Air-Cooled, 3600 RPM, 120/240Vac, Natural Gas or LPG, Aluminum Enclosure, Wi-Fi included, (Not for sale in CA), 3 Year Warranty, 7163 ,Wattage: 15000.0 ,Non-Commissionable: No ,Item Classification: Energy Storage ,Item Status: Shippable | 4686.24 |  | Shippable but Stock Qty Unavailable | USSG001-0008 | Already Listed
2620 | 140-0021 | Description: Generac, PWRgenerator, 9kW 380Vdc, Air-Cooled, Natural Gas or LPG, Aluminum Enclosure, Use only with PWRcell Inverter/Battery, UL, CSA, 8005 ,Wattage: 9000.0 ,Non-Commissionable: No ,Item Classification: Energy Storage ,Item Status: Vendor De-listing | 5879.93 |  | De-Listing & Stock Qty Unavailable | USIN100-0178 | Already Listed
2680 | 210-0274 | Description: UniRac, SolarMount Heavy Duty Rail, 168", Mill Finish, Qty. 1, 410168M ,Wattage: nan ,Non-Commissionable: No ,Item Classification: Racking ,Item Status: Vendor De-listing | 90.82 |  | De-Listing & Stock Qty Unavailable | USSSP110-1532 | Already Listed
2894 | 210-0987 | Description: DPW, PowerRail P6/P8 Easy Pivot Feet, Clear, with 2" screw, Qty. 1, PEF-2.0 ,Wattage: nan ,Non-Commissionable: No ,Item Classification: Racking ,Item Status: Shippable | 10.61 |  | Shippable but Stock Qty Unavailable | USMS100-0481 | Already Listed
2897 | 210-0989 : 210-0989 : 210-0989 : 210-0989_U | Description: QuickMount, Flashing, E-Mount, 9" x 12", with Hanger bolt, Mill Finish, QBLOCK, Qty. 1, QMSE-A-12 ,Wattage: nan ,Non-Commissionable: No ,Item Classification: Racking ,Item Status: Shippable | 10.2 |  | Shippable but Stock Qty Unavailable | USMS100-0661 | Already Listed
2939 | 210-1049 | Description: QuickMount, QMR, Q-Rail Light, 168” (14’) Mill Finish, Qty. 1, QMR-RL14-A-60 ,Wattage: nan ,Non-Commissionable: No ,Item Classification: Racking ,Item Status: Shippable | 26.61 |  | Shippable but Stock Qty Unavailable | USMS100-0037 | Already Listed
2941 | 210-1051 | Description: QuickMount, QMR, Q-Rail Light, 168” (14’) Black Finish, Qty. 1, QMR-RL14-B-60 ,Wattage: nan ,Non-Commissionable: No ,Item Classification: Racking ,Item Status: Shippable | 34.61 |  | Shippable but Stock Qty Unavailable | USMS100-0127 | Already Listed
2943 | 210-1053 | Description: QuickMount, QMR, Q-Rail Standard, 168” (14’) Mill Finish, Qty. 1, QMR-RS14-A-60 ,Wattage: nan ,Non-Commissionable: No ,Item Classification: Racking ,Item Status: Shippable | 33.59 |  | Shippable but Stock Qty Unavailable | USMS100-0128 | Already Listed
2945 | 210-1055 | Description: QuickMount, QMR, Q-Rail Standard, 168” (14’) Black Finish, Qty. 1, QMR-RS14-B-60 ,Wattage: nan ,Non-Commissionable: No ,Item Classification: Racking ,Item Status: Soligent De-listing | 42.15 |  | De-Listing & Stock Qty Unavailable | USMS100-0144 | Already Listed
2965 | 210-1085 | Description: ProSolar, Support Rail, 2.5" Deep support rail, 172", Qty. 1, R-172D ,Wattage: nan ,Non-Commissionable: No ,Item Classification: Racking ,Item Status: Vendor De-listing | 41.1 |  | De-Listing & Stock Qty Unavailable | USMS100-0635 | Already Listed
2976 | 210-1106 | Description: SnapNrack, UR-40 RAIL, 172", Black, 232-02538 ,Wattage: nan ,Non-Commissionable: No ,Item Classification: Racking ,Item Status: Soligent De-listing | 33.92 |  | De-Listing & Stock Qty Unavailable | USMS100-0613 | Already Listed
2977 | 210-1107 | Description: SnapNrack, UR-40 RAIL, 172", Silver, 232-02537 ,Wattage: nan ,Non-Commissionable: No ,Item Classification: Racking ,Item Status: Soligent De-listing | 30.27 |  | De-Listing & Stock Qty Unavailable | USMS100-0614 | Already Listed
2985 | 210-1120 | Description: K2, 44X CrossRail, 166" Dark Finish, 4000020 ,Wattage: nan ,Non-Commissionable: No ,Item Classification: Racking ,Item Status: Shippable | 38.57 |  | Shippable but Stock Qty Unavailable | USMS100-0020 | Already Listed
2995 | 211-0022 | Description: QuickMount, Post, 1.25” OD X 14.5", Mill Finish, Qty. 1, QM-QBP-14.5-M1 ,Wattage: nan ,Non-Commissionable: No ,Item Classification: Racking ,Item Status: Soligent De-listing | 6.64 |  | De-Listing & Stock Qty Unavailable | USMS100-0186 | Already Listed
3003 | 211-0039 | Description: QuickMount, QMR, Q-Splice Internal for Light Rail, Mill Finish, Qty. 1, QMR-ISL-A-15 ,Wattage: nan ,Non-Commissionable: No ,Item Classification: Racking ,Item Status: Shippable | 4.73 |  | Shippable but Stock Qty Unavailable | USMS100-0148 | Already Listed
3018 | 211-0062 | Description: QuickMount, QMR, Standard Rail End Cap, Qty. 1 pack of 10, QMR-CPS-B-50 ,Wattage: nan ,Non-Commissionable: No ,Item Classification: Racking ,Item Status: Soligent De-listing | 1.05 |  | De-Listing & Stock Qty Unavailable | USMS100-0150 | Already Listed
3270 | 211-0493 | Description: UniRac, DGFT - Ground Fixed Tilt RAIL SPLICE KIT, 404014 ,Wattage: nan ,Non-Commissionable: No ,Item Classification: Racking ,Item Status: Shippable | 13.35 |  | Shippable but Stock Qty Unavailable | USMS100-0376 | Already Listed
3282 | 211-0509 | Description: PLP, Power Rail Standoff, Easy Power Post, 6", 1.31" diameter, Clear, Qty. 1, EP6 ,Wattage: nan ,Non-Commissionable: No ,Item Classification: Racking ,Item Status: Shippable | 32.47 |  | Shippable but Stock Qty Unavailable | USMS100-0449 | Already Listed
3363 | 213-0081 | Description: Roof Tech, RT-[E] Mount Butyl Tape, Qty. 1Pack of 10 Pieces, RT2-04-MNBUTYL ,Wattage: nan ,Non-Commissionable: No ,Item Classification: Racking ,Item Status: Shippable | 28.99 |  | Shippable but Stock Qty Unavailable | USMS100-0539 | Already Listed
3399 | 220-0362 | Description: IronRidge, Diagonal Brace, 2in Sleeve, GM-DB2-SLV01-M1 ,Wattage: nan ,Non-Commissionable: No ,Item Classification: Racking ,Item Status: Shippable | 19.36 |  | Shippable but Stock Qty Unavailable | USMS100-0138 | Already Listed
3500 | 220-0514 | Description: PLP, TPM, Top-of-Pole Mount for 2 Type-G Modules, 37-42" x 61-67", 1hx2w-P, 3" Pipe, Enter Module # and Manufacturer, TPM2-G ,Wattage: nan ,Non-Commissionable: No ,Item Classification: Racking ,Item Status: Shippable | 689.22 |  | Shippable but Stock Qty Unavailable | USMS100-0458 | Already Listed
3501 | 220-0515 | Description: PLP, TPM, Top-of-Pole Mount for 3 Type-G Modules, 37-42" x 61-67", 1hx3w-P,4" Pipe, Enter Module # and Manufacturer, TPM3-G ,Wattage: nan ,Non-Commissionable: No ,Item Classification: Racking ,Item Status: Shippable | 889.54 |  | Shippable but Stock Qty Unavailable | USMS100-0457 | Already Listed
3502 | 220-0516 | Description: PLP, TPM, Top-of-Pole Mount for 4 Type-G Modules, 37-42" x 61-67", 2hx2w-P, 4" Pipe, Enter Module # and Manufacturer, TPM4-G ,Wattage: nan ,Non-Commissionable: No ,Item Classification: Racking ,Item Status: Shippable | 1067.75 |  | Shippable but Stock Qty Unavailable | USMS100-0456 | Already Listed
3503 | 220-0517 | Description: PLP, TPM, Top-of-Pole Mount for 6 Type-G Modules, 37-42" x 61-67", 3hx2w-L, 6" Pipe, Enter Module # and Manufacturer, TPM6-G ,Wattage: nan ,Non-Commissionable: No ,Item Classification: Racking ,Item Status: Shippable | 1668.64 |  | Shippable but Stock Qty Unavailable | USMS100-0455 | Already Listed
3504 | 220-0518 | Description: PLP, TPM, Top-of-Pole Mount for 8 Type-G Modules, 37-42" x 61-67", 4hx2w-L, 6" Pipe, Enter Module # and Manufacturer, TPM8-G ,Wattage: nan ,Non-Commissionable: No ,Item Classification: Racking ,Item Status: Shippable | 2234.38 |  | Shippable but Stock Qty Unavailable | USMS100-0454 | Already Listed
3505 | 220-0519 | Description: PLP, TPM, Top-of-Pole Mount for 9 Type-G Modules, 37-42" x 61-67", 3hx3w-P, 8" Pipe, Enter Module # and Manufacturer, TPM9-G ,Wattage: nan ,Non-Commissionable: No ,Item Classification: Racking ,Item Status: Shippable | 2346.7 |  | Shippable but Stock Qty Unavailable | USMS100-0453 | Already Listed
3511 | 220-0525 | Description: PLP, TPM, Top-of-Pole Mount for 2 Type-H Module, 38-42" x 67-82", 1hx2w-P, 3" Pipe, Enter Module # and Manufacturer, TPM2-H ,Wattage: nan ,Non-Commissionable: No ,Item Classification: Racking ,Item Status: Shippable | 812.62 |  | Shippable but Stock Qty Unavailable | USMS100-0451 | Already Listed
3962 | 240-0683 | Description: SunModo, SunTurf Diagonal HSS Tube Brace 1.5 X 1.5” X 66”, A50164-066 ,Wattage: nan ,Non-Commissionable: No ,Item Classification: Racking ,Item Status: Vendor De-listing | 18.43 |  | De-Listing & Stock Qty Unavailable | USMS100-0412 | Already Listed
4081 | 250-1404 | Description: UniRac, Ecolibrium, EcoFoot5D 86'' Wind Deflector, ES11024 ,Wattage: nan ,Non-Commissionable: No ,Item Classification: Racking ,Item Status: Shippable | 13.47 |  | Shippable but Stock Qty Unavailable | USSSP110-1549 | Already Listed
4098 | 250-1433 | Description: UniRac, GridFlex South Rail, 360030 ,Wattage: nan ,Non-Commissionable: No ,Item Classification: Racking ,Item Status: Shippable | 6.52 |  | Shippable but Stock Qty Unavailable | USSSP110-1535 | Already Listed
4100 | 250-1435 | Description: UniRac, GridFlex 5 Degree South Rail Clamp Assembly, 360050 ,Wattage: nan ,Non-Commissionable: No ,Item Classification: Racking ,Item Status: Shippable | 12.44 |  | Shippable but Stock Qty Unavailable | USSSP110-1537 | Already Listed
4104 | 250-1440 | Description: UniRac, GridFlex Deflector, 77-83”, 360100 ,Wattage: nan ,Non-Commissionable: No ,Item Classification: Racking ,Item Status: Shippable | 15.18 |  | Shippable but Stock Qty Unavailable | USSSP110-1543 | Already Listed
4105 | 250-1443 | Description: UniRac, GridFlex 5 Degree North Rail Clamp Assembly, 360041 ,Wattage: nan ,Non-Commissionable: No ,Item Classification: Racking ,Item Status: Vendor De-listing | 10.56 |  | De-Listing & Stock Qty Unavailable | USSSP110-1536 | Already Listed
4106 | 250-1444 | Description: UniRac, GridFlex Ballast Tray, 62-69”, 360071 ,Wattage: nan ,Non-Commissionable: No ,Item Classification: Racking ,Item Status: Shippable | 22.08 |  | Shippable but Stock Qty Unavailable | USSSP110-1540 | Already Listed
4107 | 250-1445 | Description: UniRac, GridFlex Ballast Tray, 77-83”, 360081 ,Wattage: nan ,Non-Commissionable: No ,Item Classification: Racking ,Item Status: Shippable | 25.48 |  | Shippable but Stock Qty Unavailable | USSSP110-1541 | Already Listed
4116 | 260-0005 | Description: K2, CR End Clamp, 30-40mm, Dark Finish, 4000091 ,Wattage: nan ,Non-Commissionable: No ,Item Classification: Racking ,Item Status: Shippable | 3.03 |  | Shippable but Stock Qty Unavailable | USMS100-0644 | Already Listed
4199 | 260-0289 | Description: DPW, PowerRail P6/P8/14 Mid AMP Clamp with RAD Turn Bolt, 40-46mm, Clear, Qty. 1, PA-GMC-40-46-RAD ,Wattage: nan ,Non-Commissionable: No ,Item Classification: Racking ,Item Status: Shippable | 2.57 |  | Shippable but Stock Qty Unavailable | USMS100-0533 | Already Listed
4324 | 260-0740 | Description: S-5!, Clamp, Size K Grip, fits KlipRib and other bulb snap-together seams, requires insert sold separately, S-5-K Grip ,Wattage: nan ,Non-Commissionable: No ,Item Classification: Racking ,Item Status: Shippable | 7.83 |  | Shippable but Stock Qty Unavailable | USSSP110-1129 | Already Listed
4325 | 260-0741 | Description: S-5!, Insert for S-5-K Grip clamp, fits KlipRib and other bulb snap-together seams, S-5-GX 10 Insert ,Wattage: nan ,Non-Commissionable: No ,Item Classification: Racking ,Item Status: Shippable | 2.25 |  | Shippable but Stock Qty Unavailable | USSSP110-1130 | Already Listed
4431 | 260-0856 | Description: S-5!, Clamp, Size E, Mini, fits Butler roof with rolled top seam, S-5-E mini ,Wattage: nan ,Non-Commissionable: No ,Item Classification: Racking ,Item Status: Shippable | 3.2 |  | Shippable but Stock Qty Unavailable | USSSP110-1128 | Already Listed
4432 | 260-0862 | Description: S-5!, Clamp, Size T, Mini, fits utility roof with T-Shaped Seam, S-5-T mini ,Wattage: nan ,Non-Commissionable: No ,Item Classification: Racking ,Item Status: Shippable | 6.45 |  | Shippable but Stock Qty Unavailable | USSSP110-1135 | Already Listed
4439 | 260-0874 | Description: UniRac, Ecolibrium, MetalX Standing Seam Clamp, Standard, 2 Set Screws, 5/16” Threaded Attachment Hole, ES10674 ,Wattage: nan ,Non-Commissionable: No ,Item Classification: Racking ,Item Status: Shippable | 6.66 |  | Shippable but Stock Qty Unavailable | USMS100-0387 | Already Listed
4506 | 270-0151 | Description: UniRac, Lag Bolt, 5/16 x 4-1/2", SS, Qty. 1, 030028C ,Wattage: nan ,Non-Commissionable: No ,Item Classification: Racking ,Item Status: Shippable | 1.16 |  | Shippable but Stock Qty Unavailable | USSSP110-1486 | Already Listed
4511 | 270-0162 | Description: Heyco, SunScreen (Critter-Guard) Stainless Steel Wire Mesh Clip, Color: Grey, Qty.1 Box of 100, 18-S6437 ,Wattage: nan ,Non-Commissionable: No ,Item Classification: Racking ,Item Status: Soligent De-listing | 67.09 |  | De-Listing & Stock Qty Unavailable | USMS100-0505 | Already Listed
4522 | 270-0183 | Description: QuickMount, Quick Hook HSS, Standard Height Hook for Side Mounted Rails, Mill Finish, No Flashing, Qty. 1, QMHSS-NF-A-12 ,Wattage: nan ,Non-Commissionable: No ,Item Classification: Racking ,Item Status: Soligent De-listing | 11.23 |  | De-Listing & Stock Qty Unavailable | USMS100-0156 | Already Listed
4523 | 270-0184 | Description: QuickMount, QMR Quick Rail, Skirt 14’, QMR-QS14-B-24 ,Wattage: nan ,Non-Commissionable: No ,Item Classification: Racking ,Item Status: Soligent De-listing | 61.99 |  | De-Listing & Stock Qty Unavailable | USMS100-0145 | Already Listed
4524 | 270-0185 | Description: QuickMount, QMR Quick Rail, Skirt End Cap, 1 Pair, QMR-QSE-B-12 ,Wattage: nan ,Non-Commissionable: No ,Item Classification: Racking ,Item Status: Soligent De-listing | 14.07 |  | De-Listing & Stock Qty Unavailable | USMS100-0147 | Already Listed
4525 | 270-0186 | Description: QuickMount, QMR Quick Rail, Skirt Splice, QMR-QSS-A-12 ,Wattage: nan ,Non-Commissionable: No ,Item Classification: Racking ,Item Status: Soligent De-listing | 1.93 |  | De-Listing & Stock Qty Unavailable | USMS100-0146 | Already Listed
4526 | 270-0187 | Description: QuickMount, QMR Quick Rail, Shared Rail Mount, 9 X 12” Comp Flashing, with L-Foot and Lags, Black, Qty. 1, QMSRC-B-12 ,Wattage: nan ,Non-Commissionable: No ,Item Classification: Racking ,Item Status: Soligent De-listing | 14.2 |  | De-Listing & Stock Qty Unavailable | USMS100-0183 | Already Listed
4642 | 270-0788 | Description: ProSolar, FastJack Shim, 0.20" tall, aluminum, includes (20) 3/8" x 1-1/4"SS bolts (used for 2-4 shims), Qty. 1 pkg of 100 shims, A-SHIM-100 ,Wattage: nan ,Non-Commissionable: No ,Item Classification: Racking ,Item Status: Shippable | 26.33 |  | Shippable but Stock Qty Unavailable | USMS100-0479 | Already Listed
4696 | 270-0840 : 270-0840 : 270-0840 : 270-0840_U | Description: UniRac, SolarMount Integrated Bonding, Splice TEK Screw, #12-14 X3/4", SS, Qty. 1, 009010S ,Wattage: nan ,Non-Commissionable: No ,Item Classification: Racking ,Item Status: Shippable | 0.51 |  | Shippable but Stock Qty Unavailable | USMS100-0334 | Already Listed
4698 | 270-0842 | Description: QuickMount, Seamless Sub-Flashing, 9" x 9", Mill Finish, Qty. 1, QMC-F9X9-A-1 ,Wattage: nan ,Non-Commissionable: No ,Item Classification: Racking ,Item Status: Shippable | 6.23 |  | Shippable but Stock Qty Unavailable | USMS100-0434 | Already Listed
4704 | 270-0847 | Description: QuickMount, Seamless Sub-Flashing, 12" x 12", Mill Finish, Qty. 1, QMC-F12X12-A-1 ,Wattage: nan ,Non-Commissionable: No ,Item Classification: Racking ,Item Status: Vendor De-listing | 9.56 |  | De-Listing & Stock Qty Unavailable | USMS100-0233 | Already Listed
4819 | 270-1031 | Description: QuickMount, Seamless Sub-Flashing, 18" x 18", Mill Finish, Qty. 1, QMC-F18X18-A-1 ,Wattage: nan ,Non-Commissionable: No ,Item Classification: Racking ,Item Status: Soligent De-listing | 13.38 |  | De-Listing & Stock Qty Unavailable | USMS100-0234 | Already Listed
4824 | 270-1041 | Description: EcoFasten, GreenFasten1, Flashing, 8" x 12", Galvalume base for single bracket, Mill Finish, includes one 5/16" ID bonded washer, Qty. 1, GF1-GAL-MLL-812 ,Wattage: nan ,Non-Commissionable: No ,Item Classification: Racking ,Item Status: Shippable | 2.17 |  | Shippable but Stock Qty Unavailable | USMS100-0551 | Already Listed
4830 | 270-1053 | Description: QuickMount, IronRidge, Seamless Tile Hook Flashing, 9 X 14”, Mill Finish, for QM-HLS/HSS and IronRidge all Tile Hook Qty. 1, QM-THDF-01-M1 ,Wattage: nan ,Non-Commissionable: No ,Item Classification: Racking ,Item Status: Shippable | 2.37 |  | Shippable but Stock Qty Unavailable | USMS100-0118 | Already Listed
4862 | 271-0011 | Description: IronRidge, Flat Roof Attachment Membrane, 60 mil, TPO, Johns Manville, White, Qty. 1, FRA-M60T-JM-W1 ,Wattage: nan ,Non-Commissionable: No ,Item Classification: Racking ,Item Status: Shippable | 14.09 |  | Shippable but Stock Qty Unavailable | USMS100-0041 | Already Listed
4863 | 271-0012 | Description: IronRidge, Flat Roof Attachment Membrane, 60 mil, TPO, Mule Hide, White, Qty. 1, FRA-M60T-MH-W1 ,Wattage: nan ,Non-Commissionable: No ,Item Classification: Racking ,Item Status: Shippable | 11.99 |  | Shippable but Stock Qty Unavailable | USMS100-0042 | Already Listed
4864 | 271-0013 | Description: IronRidge, Flat Roof Attachment Membrane, 60 mil, PVC, Mule Hide, White, Qty. 1, FRA-M60P-MH-W1 ,Wattage: nan ,Non-Commissionable: No ,Item Classification: Racking ,Item Status: Shippable | 16.09 |  | Shippable but Stock Qty Unavailable | USMS100-0121 | Already Listed
4988 | 310-0120 | Description: Panasonic EverVolt, DC 120/240V Inverter, H5001 ,Wattage: nan ,Non-Commissionable: No ,Item Classification: Energy Storage ,Item Status: Shippable | 4024.39 |  | Shippable but Stock Qty Unavailable | USSS100-0093 | Already Listed
4996 | 310-0195 | Description: SMA, Sunny Boy Storage SB-5.0, 1 Ph Battery Inverter, 5000W, 240VAC, 60Hz, integrated DC Discon, 3, 10A DC Inputs, with SPS,10 Yr Warr, Transformerless, Arc-Fault Protection, Built in Ethernet/WLAN, use with Li-Ion battery, SMA, Sunny Boy Storage SB-5.0, 1 Ph Battery Inverter, 5000W, 240VAC, 60Hz, integrated DC Discon, 3, 10A DC Inputs, with SPS,10 Yr Warr, Transformerless, Arc-Fault Protection, Built in Ethernet/WLAN, use with Li-Ion battery, SBS5.0-US-10 ,Wattage: 5000.0 ,Non-Commissionable: No ,Item Classification: Energy Storage ,Item Status: Shippable | 2048.78 |  | Shippable but Stock Qty Unavailable | USIN100-0090 | Already Listed
4998 | 310-0196 | Description: SMA, Sunny Boy Storage SB-6.0, 1 Ph Battery Inverter, 6000W, 240VAC, 60Hz, integrated DC Discon, 3, 10A DC Inputs, with SPS,10 Yr Warr, Transformerless, Arc-Fault Protection, Built in Ethernet/WLAN, use with Li-Ion battery, SBS6.0-US-10 ,Wattage: 6000.0 ,Non-Commissionable: No ,Item Classification: Energy Storage ,Item Status: Shippable | 2243.9 |  | Shippable but Stock Qty Unavailable | USIN100-0091 | Already Listed
5327 | 310-0613 : 310-0613_S | Description: SMA, Sunny Boy SB-7.7-US 1-Ph Grid Tied Inverter, 7700W, 208/240VAC, 60Hz, integrated DC Discon, 3 MPPT Input, 10 Yr Warr, Transformerless, Arc-Fault Protection, Built in Ethernet/WLAN, SunSpec RSD compliant, SB7.7-1SP-US-41 ,Wattage: 7700.0 ,Non-Commissionable: No ,Item Classification: Inverters ,Item Status: Soligent De-listing | 1452.81 |  | De-Listing & Stock Qty Unavailable | USIN100-0083 | Already Listed
5336 | 310-0622 | Description: SolarEdge, StorEdge, 3.8 kW, 1-Ph Grid Tied Inverter, 3800W, 240VAC, 60Hz, DC Discon, 2 Unfused PV Input, 12 Yr Warr, Ungrounded, RS485, Ethernet, and 5 Year Cell plan, RSD, -25C, AFCI, UL-1741-SA, SE3800A-USS2RNCB2 ,Wattage: 3800.0 ,Non-Commissionable: No ,Item Classification: Inverters ,Item Status: Soligent De-listing | 1099 |  | De-Listing & Stock Qty Unavailable | USIN100-0240 | Already Listed
5349 | 310-0632 | Description: SolarEdge, StorEdge, 7.6kW, 1-Ph Grid Tied Inverter, 7600W, 240VAC, 60Hz, DC Discon, 2 Unfused PV Input, 12 Yr Warr, Ungrounded, RS485, Ethernet, and 5 Year Cell plan, RSD, -25C, AFCI, UL-1741-SA, SE7600A-USS2RLCB2 ,Wattage: 7600.0 ,Non-Commissionable: No ,Item Classification: Inverters ,Item Status: Vendor De-listing | 1649 |  | De-Listing & Stock Qty Unavailable | USIN100-0063 | Already Listed
5380 | 311-0002 | Description: OutBack, FX/VFX AC Board, must specify inverter model when ordering, FX-AC ,Wattage: nan ,Non-Commissionable: No ,Item Classification: Inverters ,Item Status: Shippable | 248.61 |  | Shippable but Stock Qty Unavailable | USMI100-0028 | Already Listed
5382 | 311-0004 | Description: OutBack, FX/VFX FET Board, must specify battery voltage when ordering, FX-FET ,Wattage: nan ,Non-Commissionable: No ,Item Classification: Inverters ,Item Status: Shippable | 538.89 |  | Shippable but Stock Qty Unavailable | USMI100-0029 | Already Listed
5431 | 311-0064 | Description: Outback, VFXR2812A Battery Inverter, 2800W, 120VAC, 60Hz(50Hz) selectable, 60A AC input, 12VDC, Sinewave, Grid Tied, 5 Yr Warr, 125A Charger, with BTS, VFXR2812A ,Wattage: 2800.0 ,Non-Commissionable: No ,Item Classification: Inverters ,Item Status: Shippable | 1910.13 |  | Shippable but Stock Qty Unavailable | USIN100-0230 | Already Listed
5444 | 311-0076 | Description: OutBack, Radian GS4048A-01 battery inverter, 4000W, 120/240VAC, 60Hz, 50A Transfer, 48VDC, Sinewave, Grid Tied, 5 Yr Warr, 57A Charger, with BTS & dual AC inputs, UL1741-SA (Rule-21), Powder Coated Finish, GS4048A-01 ,Wattage: 4000.0 ,Non-Commissionable: No ,Item Classification: Energy Storage ,Item Status: Shippable | 2570.89 |  | Shippable but Stock Qty Unavailable | USSS100-0042 | Already Listed
5461 | 311-0086 | Description: MidNite, MN3024 DIY Off-Grid Battery Inverter, 3000W, 24Vdc, 120Vac Sinewave, 60Hz, 30A AC input, 1 Yr. Warr, 80A AC Charger, with Built In 100V MPPT Charge Controller, MN3024DIY ,Wattage: 3000.0 ,Non-Commissionable: No ,Item Classification: Energy Storage ,Item Status: Shippable | 529.75 |  | Shippable but Stock Qty Unavailable | USIN100-0142 | Already Listed
5467 | 311-0089 | Description: MidNite, MN5048 DIY Off-Grid Battery Inverter, 5000W, 48Vdc, 120Vac Sinewave, 60Hz, 63A AC By-Pass, 40A AC Charger, with Built In 500V MPPT Charge Controller, 1 Year Warranty, MN5048DIY ,Wattage: 5000.0 ,Non-Commissionable: No ,Item Classification: Energy Storage ,Item Status: Shippable | 835.73 |  | Shippable but Stock Qty Unavailable | USIN100-0144 | Already Listed
5471 | 311-0095 | Description: Outback, Mojave 8kW Battery Inverter, AC Coupled ONLY, 8kW 120/240Vac Grid-Tie/Off Grid, 48 Volt, with 2, 200A CT’s, 10 Yr. Warr, NEMA 1, OGHI8048A ,Wattage: 8000.0 ,Non-Commissionable: No ,Item Classification: Inverters ,Item Status: Shippable | 5000 |  | Shippable but Stock Qty Unavailable | USMI100-0027 | Already Listed
5472 | 311-0096 | Description: Sol-Ark,5kW Battery or Battery-Less Inverter, 5,000W, 120Vac, 50/60Hz, 48VDC,Transformerless Sinewave, Grid Tie/Off-Grid, DC Coupled with 2 MPPT PV inputs, with AFCI/GFDI & BTS, 5 Yr Warr, NEMA 3R (Outdoor), 5K-1P-N ,Wattage: 5000.0 ,Non-Commissionable: No ,Item Classification: Energy Storage ,Item Status: Shippable | 2621.95 |  | Shippable but Stock Qty Unavailable | USSSP110-1289 | Already Listed
5473 | 311-0098 | Description: Sol-Ark, 15K Battery or Battery-Less Inverter, 15kW/12kW from Battery, 120/240/208Vac, 50/60Hz, 48VDC, Transformerless Sinewave, Grid Tie/Off-Grid, AC and/or DC Coupled, Dual AC inputs, 200A Load Breaker, 3 MPPT PV inputs, with AFCI/GFDI, BTS, 100A CT’s, 10 Yr. Warr, UL1741-SB, NEMA 3R, SA-15K-2P-N ,Wattage: 15000.0 ,Non-Commissionable: No ,Item Classification: Energy Storage ,Item Status: Shippable | 6036.59 |  | Shippable but Stock Qty Unavailable | USIN100-0356 | Already Listed
5518 | 320-0004 | Description: Sol-Ark, 60K Battery or Battery-Less Inverter, 60,000 Watt 3 Phase 277/ 480Vac, 50/60Hz, 1,000Vdc max, Battery 600Vdc Nominal, Transformerless Sinewave, Grid Tie/Off-Grid, AC and/or DC Coupled, 4 MPPT PV inputs, with AFCI/GFDI, & Dual AC inputs, 10 Yr. Warr, NEMA 3R , 60K-3P-480V-N ,Wattage: 60000.0 ,Non-Commissionable: No ,Item Classification: Energy Storage ,Item Status: Shippable | 17682.93 |  | Shippable but Stock Qty Unavailable | USSSP110-1296 | Already Listed
5531 | 320-0017 | Description: Outback, VFX3524M battery inverter, 3500W, 120VAC, 60Hz, 50A Transfer, 24VDC, Sinewave, Off Grid, 5 Yr Warr, 85A Charger, with BTS & Switched Ground, VFX3524M ,Wattage: 3500.0 ,Non-Commissionable: No ,Item Classification: Energy Storage ,Item Status: Shippable | 2106.33 |  | Shippable but Stock Qty Unavailable | USCC100-0049 | Already Listed
5556 | 320-0065 | Description: Magnum, MS2012 battery inverter, 2000W, 120VAC, 60Hz, 2x30A Transfer, 12VDC, Sinewave, Off Grid, 2 Yr Warr, 100A Charger, with BTS & 2x20A AC Breakers, MS2012-20BL-U ,Wattage: 2000.0 ,Non-Commissionable: No ,Item Classification: Energy Storage ,Item Status: Shippable | 1629.93 |  | Shippable but Stock Qty Unavailable | USSP100-0174 | Already Listed
5559 | 320-0067 | Description: Magnum, MS2812 battery inverter, 2800W, 120VAC, 60Hz, 2x30A Transfer, 12VDC, Sinewave, Off Grid, 3 Yr. Warr, 125A Charger, with BTS, MS2812-L-U ,Wattage: 2800.0 ,Non-Commissionable: No ,Item Classification: Energy Storage ,Item Status: Shippable | 1685.01 |  | Shippable but Stock Qty Unavailable | USIN100-0313 | Already Listed
5563 | 320-0071 | Description: Magnum, RD2824 battery inverter, 2800W, 120VAC, 60Hz, 30A Transfer, 24VDC, Modified Sine, Off Grid, 2 Yr Warr, 80A Charger, with BTS, RD2824 ,Wattage: 2800.0 ,Non-Commissionable: No ,Item Classification: Energy Storage ,Item Status: Shippable | 1148.35 |  | Shippable but Stock Qty Unavailable | USSP100-0171 | Already Listed
5582 | 320-0095 | Description: Schneider Electric, Conext SW4024-120/240 battery inverter, 4000W, 120/240VAC, 50/60Hz, 30A Transfer, 24VDC, Sinewave, 90A Charger, 2 Yr Warr, with BTS, 865-4024-21 ,Wattage: 4000.0 ,Non-Commissionable: No ,Item Classification: Energy Storage ,Item Status: Shippable | 1568.17 |  | Shippable but Stock Qty Unavailable | USIN100-0151 | Already Listed
5596 | 321-0000 | Description: NEP, BDM-600X-L, Micro Inverter, Compatible with 2 PV Modules, 60Vdc/2 X 14Imp Max, 208/240Vac, 580 Peak Power, Landscape AC Cables, NC0142-L-US-BQ ,Wattage: 580.0 ,Non-Commissionable: No ,Item Classification: Inverters ,Item Status: Shippable | 200 |  | Shippable but Stock Qty Unavailable | USMI100-0049 | Already Listed
5597 | 321-0002 : 321-0002 : 321-0002_U | Description: Morningstar, SureSine battery inverter, 300W, 115VAC, 60Hz, No Transfer, 12VDC, Sinewave, Off Grid, 2 Yr Warr, No Charger, internal BTS, SI-300-115V-UL ,Wattage: 300.0 ,Non-Commissionable: No ,Item Classification: Energy Storage ,Item Status: Soligent De-listing | 265.43 |  | De-Listing & Stock Qty Unavailable | USSP100-0160 | Already Listed
5737 | 321-0236 | Description: APsystems, DS3 Micro Inverter, compatible with Dual 60/72-cell PV Modules, 240 volt, 60Hz, 880VA Peak Power, 60Vdc, 20A X 2 Max Input, MC4 Type Connector, 10 year Warranty, UL1741-SA, Rule-21, 117001 ,Wattage: 880.0 ,Non-Commissionable: No ,Item Classification: Inverters ,Item Status: Shippable | 136.36 |  | Shippable but Stock Qty Unavailable | USIN100-0101 | Already Listed
5738 | 321-0239 | Description: Generac, Micro Inverter, CP250E, compatible with 60- and 72-cell PV modules, 208/240 volt,(60Vdc max) 289W at 240V, MC-4 Connectors, with Integrated Branch Cable, CP-250E-IBC ,Wattage: 289.0 ,Non-Commissionable: No ,Item Classification: Inverters ,Item Status: Shippable | 177.57 |  | Shippable but Stock Qty Unavailable | USMI100-0003 | Already Listed
5743 | 321-0247 | Description: APsystems, QT2-480, 3 Phase Micro Inverter, compatible with Four PV Modules, 3 Phase 480V WYE or Delta, 60Hz, 1,800W Max Output, 60Vdc Max Input, MC4 Connector, 10 year Warranty, 124012 ,Wattage: nan ,Non-Commissionable: No ,Item Classification: Inverters ,Item Status: Vendor De-listing | 380 |  | De-Listing & Stock Qty Unavailable | USIN100-0099 | Already Listed
5748 | 330-0015 | Description: Yaskawa Solectria, PVI 25TL, 3-Ph Grid Tied inverter, 25kW, 208VAC WYE, 60Hz, 1000VDC, 3 MPPT, 2 inputs per MPPT, AC/DC Disconnect, Arc-Fault Detection, NEMA 4X, UL1741-SA, Rule-21, 10 Yr Warr, [MUST ADD WIRING BOX], PVI-25TL-208 ,Wattage: 25000.0 ,Non-Commissionable: No ,Item Classification: Inverters ,Item Status: Shippable | 4268.29 |  | Shippable but Stock Qty Unavailable | USIN100-0311 | Already Listed
5910 | 330-0485 | Description: Yaskawa Solectria, PVI 36000TL, 3-Ph Grid tied inverter, 36kW, 480VAC, 60Hz, 1000VDC, AC/DC Discon, Two dual 5x20A Fused Inputs, 2 MPPT, 10 Yr Warr, Ungrounded, RS485, NEMA4, Rule-21, PVI-36TL-480-20A ,Wattage: 36000.0 ,Non-Commissionable: No ,Item Classification: Inverters ,Item Status: Shippable | 4707.32 |  | Shippable but Stock Qty Unavailable | USIN100-0301 | Already Listed
5942 | 330-0516 | Description: Yaskawa Solectria, PVI 50TL, 3-Ph WYE Grid tied inverter, 50kW, 480VAC, 60Hz, 1000VDC, 3 MPPT, 10 Yr Warr, Transformerless, RS485, Arc-Fault Detection, NEMA4X, Internal data-logger, Mount 0 - 90°, [MUST ADD WIRING BOX] Rule-21, PVI-50TL-480 ,Wattage: 50000.0 ,Non-Commissionable: No ,Item Classification: Inverters ,Item Status: Shippable | 4109.76 |  | Shippable but Stock Qty Unavailable | USIN100-0300 | Already Listed
5944 | 330-0517 | Description: Yaskawa Solectria, PVI 60TL, 3-Ph WYE Grid tied inverter, 60kW, 480VAC, 60Hz, 1000VDC, 3 MPPT, 10 Yr. Warr, Transformerless, RS485, Arc-Fault Detection, NEMA 4X, Internal data-logger, Mount: 0 - 90°, [MUST ADD WIRING BOX] Rule-21, PVI-60TL-480 ,Wattage: 60000.0 ,Non-Commissionable: No ,Item Classification: Inverters ,Item Status: Shippable | 4109.76 |  | Shippable but Stock Qty Unavailable | USIN100-0299 | Already Listed
5972 | 330-0541 | Description: SolarEdge, SE43.2KUS Grid Tied Inverters, Primary Inverter, (add 2 Secondary Inverters) 3-Ph, 43.2kW, 208V WYE or Delta, 60Hz, 600VDC, DC Discon, 12 Yr Warr, AFCI, with AC-RSD, -40C, RS485 and Ethernet, DCD w/o Fuses, UL-1741-SA (Rule-21), SE43.2K-USRP0BNU4 ,Wattage: 43200.0 ,Non-Commissionable: No ,Item Classification: Inverters ,Item Status: Vendor De-listing | 3220.54 |  | De-Listing & Stock Qty Unavailable | USMI100-0036 | Already Listed
5987 | 330-0548 | Description: SMA, Sunny Tripower 50000-TL (Core 1, STP-50) 3-Ph Grid Tied Inverter, 50kW, 277/480VAC, 60Hz, Integrated AC & DC Discon, 6 MPPT Input, (2 Strings each), UTX Connectors, 10 Yr Warr, Transformerless, AFCI, Built in Ethernet/WLAN, SunSpec Compliant, 03-50-1000-2-41 ,Wattage: 50000.0 ,Non-Commissionable: No ,Item Classification: Inverters ,Item Status: Shippable | 6156.33 |  | Shippable but Stock Qty Unavailable | USIN100-0094 | Already Listed
5989 | 330-0549 | Description: SMA, Sunny Tripower 62000-TL (Core 1, STP-62) 3-Ph Grid Tied Inverter, 62kW, 277/480VAC, 60Hz, Integrated AC & DC Discon, 6 MPPT Input, (2 Strings each), UTX Connectors, 10 Yr Warr, Transformerless, AFCI, Built in Ethernet/WLAN, SunSpec Compliant, 03-62-1000-2-41 ,Wattage: 62000.0 ,Non-Commissionable: No ,Item Classification: Inverters ,Item Status: Shippable | 6283.64 |  | Shippable but Stock Qty Unavailable | USIN100-0093 | Already Listed
5998 | 330-0554 | Description: Fronius, Symo Advanced Lite 15.0 480 Grid Tied Inverter, 3-Ph, 15 kW, 480VAC, 60Hz, 1000VDC, DC Discon, 6 Un-Fused DC Input, 2 MPPT, 10 Yr Warr, Ungrounded, AFCI, with PLC SunSpec Transmitter, UL-1741-SA, NOT CA Rule 21 Compliant, 4,210,092,801 ,Wattage: 15000.0 ,Non-Commissionable: No ,Item Classification: Inverters ,Item Status: Vendor De-listing | 2677.85 |  | De-Listing & Stock Qty Unavailable | USIN100-0307 | Already Listed
6024 | 330-0570 | Description: Yaskawa Solectria, PVI-25TL-480-R, 3-Ph Grid Tied inverter, 25kW, 480VAC WYE, 60Hz, 1000VDC, 2 MPPT, 3 inputs per MPPT, 20A Fuses, AC/DC Disconnect, Arc-Fault Detection, with Wiring Box, PLC Transmitter and Bleed-Down Circuit for Module-Level Rapid Shutdown with Tigo TS4-F ,NEMA 4X, UL1741-SA, Rule-21, 10 Yr Warr, PVI-25TL-480-TGO20 ,Wattage: 25000.0 ,Non-Commissionable: No ,Item Classification: Inverters ,Item Status: Shippable | 3463.41 |  | Shippable but Stock Qty Unavailable | USIN100-0302 | Already Listed
6026 | 330-0571 | Description: Yaskawa Solectria, PVI-25TL-480-R, 3-Ph Grid Tied inverter, 25kW, 480VAC WYE, 60Hz, 1000VDC, 2 MPPT, 3 inputs per MPPT, 20A Fuses, AC/DC Disconnect, Arc-Fault Detection, with Wiring Box, PLC Transmitter and Bleed-Down Circuit for Module-Level Rapid Shutdown with APsmart Receiver, NEMA 4X, UL1741-SA, Rule-21, 10 Yr Warr, PVI-25TL-480-APS20 ,Wattage: 25000.0 ,Non-Commissionable: No ,Item Classification: Inverters ,Item Status: Shippable | 3463.41 |  | Shippable but Stock Qty Unavailable | USIN100-0303 | Already Listed
6028 | 330-0572 | Description: SolarEdge, SE17.3KUS Grid Tied Inverter, 3-Ph, 17.3kW, 120/208 WYE and 208 Delta Grid, 60Hz, 600Vdc, with AC RSD, DC Safety Switch, DC Fuses and AFCI, 12 Yr Warr, -40C, RS485 and Ethernet, UL-1741-SA, SetApp Enabled, SE17.3K-USR2IBNZ4 ,Wattage: 17300.0 ,Non-Commissionable: No ,Item Classification: Inverters ,Item Status: Shippable | 3089.86 |  | Shippable but Stock Qty Unavailable | USIN100-0305 | Already Listed
6034 | 330-0577 | Description: SolarEdge 3 Phase Synergy Unit, (Use with Synergy Manager) Add 2 with 66.6k or 80k, 3 with 43.2k, 50k, 100k and 120kW Synergy Managers, WYE/Delta, 60Hz, 1000VDC, 12 Yr. Warranty, AFCI, -40C, UL-1741-SA (Rule-21), SESUK-USR0INNN4 ,Wattage: nan ,Non-Commissionable: No ,Item Classification: Inverters ,Item Status: Shippable | 1486.75 |  | Shippable but Stock Qty Unavailable | USIN100-0071 | Already Listed
6036 | 330-0578 | Description: SolarEdge, 43.2kW 3 Phase Synergy Manager, Requires 3 Synergy Units, 43.2kW 208V WYE/Delta, 60Hz, 1000VDC, Fused Multiple DC Inputs, DC Discon, AC/DC SPD, 12 Yr. Warranty, AFCI, with AC-RSD, -40C, RS485 and Ethernet, UL-1741-SA (Rule-21), SE43.2K-US02IBNZ4 ,Wattage: 43200.0 ,Non-Commissionable: No ,Item Classification: Inverters ,Item Status: Vendor De-listing | 1635.25 |  | De-Listing & Stock Qty Unavailable | USIN100-0053 | Already Listed
6038 | 330-0579 | Description: SolarEdge, 50kW 3 Phase Synergy Manager, Requires 3 Synergy Units, 50kW 208V WYE/Delta, 60Hz, 1000VDC, Fused Multiple DC Inputs, DC Discon, AC/DC SPD, 12 Yr. Warranty, AFCI, with AC-RSD, -40C, RS485 and Ethernet, UL-1741-SA (Rule-21), SE50K-US02IBNZ4 ,Wattage: 50000.0 ,Non-Commissionable: No ,Item Classification: Inverters ,Item Status: Shippable | 2275.38 |  | Shippable but Stock Qty Unavailable | USIN100-0040 | Already Listed
6057 | 330-0603 | Description: SolarEdge, SE10.0KUS Grid Tied Inverter, 3-Ph, 10kW, 120/208 WYE and 208 Delta Grid, 60Hz, 600Vdc, with AC RSD, DC Safety Switch, DC Fuses and AFCI, 12 Yr Warr, -40C, RS485 and Ethernet, UL-1741-SA, SetApp Enabled, SE10K-USR2IBNZ4 ,Wattage: 10000.0 ,Non-Commissionable: No ,Item Classification: Inverters ,Item Status: Shippable | 2604.37 |  | Shippable but Stock Qty Unavailable | USMI100-0042 | Already Listed
6077 | 341-0101 | Description: Schneider Electric, Conext SW DC Breaker Panel, 865-1016 ,Wattage: nan ,Non-Commissionable: No ,Item Classification: Inverters ,Item Status: Shippable | 430.47 |  | Shippable but Stock Qty Unavailable | USSE100-0029 | Already Listed
6080 | 341-0105 | Description: Outback, Radian Prewired GS Load Center with two 175A breakers, dual 80A GFDI and PV breakers for two charge controllers, FLEXnet DC and three 500A shunts, 230VAC 50A bypass breakers, dual 230VAC 50A input breakers, 10 busbars, GSLC175-PV-230 ,Wattage: nan ,Non-Commissionable: No ,Item Classification: Inverters ,Item Status: Shippable | 1819.44 |  | Shippable but Stock Qty Unavailable | USCC100-0082 | Already Listed
6083 | 341-0108 | Description: Schneider Electric, CONEXT XW, AGS, Auto Generator Start, for XW, and SW, 865-1060-01 ,Wattage: nan ,Non-Commissionable: No ,Item Classification: Inverters ,Item Status: Shippable | 206.07 |  | Shippable but Stock Qty Unavailable | USEC001-0030 | Already Listed
6086 | 341-0113 | Description: Schneider Electric, CONEXT XW, PDP, Power Distribution Panel, 1-Pole, 250A/160VDC Breaker, (No AC Breakers), 865-1014-01 ,Wattage: nan ,Non-Commissionable: No ,Item Classification: Inverters ,Item Status: Shippable | 1017.87 |  | Shippable but Stock Qty Unavailable | USSSP110-1186 | Already Listed
6089 | 341-0119 | Description: Outback, Radian Prewired GS Load Center with two 175A breakers, 2-pole 120/240VAC 50A bypass breakers, 2, 2-pole 120/240VAC 50A input breakers, 500A shunt, 10 busbars, Powder-Coated Finish, GSLC175-120/240 ,Wattage: nan ,Non-Commissionable: No ,Item Classification: Inverters ,Item Status: Shippable | 1380 |  | Shippable but Stock Qty Unavailable | USBE100-0051 | Already Listed
6092 | 341-0124 | Description: Outback, Radian Prewired GS-8048 Load Center with Two 175A breakers, PV breakers for Two FM-100 Charge Controllers, FLEXnet DC, Three 500A shunts, 2-pole 120/240VAC 50A Bypass Breakers, 2, 2-pole 120/240VAC 50A Input Breakers, GSLC-PV-300VDC ,Wattage: nan ,Non-Commissionable: No ,Item Classification: Energy Storage ,Item Status: Shippable | 1570.51 |  | Shippable but Stock Qty Unavailable | USCC100-0077 | Already Listed
6132 | 348-0027 | Description: MidNite Solar, Pre-Wired Off Grid System, 120/240VAC, MS4024PAE 4000W 24V Inverter, Classic 150, ARC-50 display, BMK-NS Battery Monitor, MNE250STM-L E-Panel, 3 MN-SPD, MNEMS4024PAECL150 ,Wattage: 4000.0 ,Non-Commissionable: No ,Item Classification: Energy Storage ,Item Status: Shippable | 5635.67 |  | Shippable but Stock Qty Unavailable | USIN100-0141 | Already Listed
6157 | 348-0052 | Description: MidNite Solar, Pre-Wired Off Grid System, 120/240VAC, MS4448PAE 4400W 48V Inverter, Classic 150 & WhizBang Jr., ARC-50 display, MNE175STM-L-240 E-Panel, 3 MN-SPD, MNEMS4448PAECL150 ,Wattage: 4000.0 ,Non-Commissionable: No ,Item Classification: Energy Storage ,Item Status: Shippable | 5679.67 |  | Shippable but Stock Qty Unavailable | USIN100-0143 | Already Listed
6202 | 348-0097 | Description: Outback, FLEXpower Radian, GS8048A-01, 8.0kW, 120/240Vac, all prewired AC & DC, GSLC175-PV-120/240, with AC bypass, 2, 175A DC breakers, GFDI-80D, 2, 80 Amp charge controller breakers, HUB 10.3, RTS, FLEXnet DC, surge protectors, 2 FLEXmax 80 MPPT controllers, MATE3-S and mounting back plate, UL1741-SA, FPR-8048A-01 ,Wattage: 8000.0 ,Non-Commissionable: No ,Item Classification: Inverters ,Item Status: Shippable | 7194.94 |  | Shippable but Stock Qty Unavailable | USIN100-0202 | Already Listed
6204 | 348-0098 | Description: Outback, FLEXpower Radian, GS4048A-01, 4.0kW, 120/240Vac, all prewired AC & DC, GSLC175-PV1-120/240, with AC bypass, 1, 175A DC breaker, GFDI-80, 1, 80 Amp charge controller breaker, HUB 10.3, RTS, FLEXnet DC, surge protectors, 1 FLEXmax 80 MPPT controller, MATE3-S and mounting back plate, UL1741-SA, FPR-4048A-01 ,Wattage: 4000.0 ,Non-Commissionable: No ,Item Classification: Inverters ,Item Status: Shippable | 5148.1 |  | Shippable but Stock Qty Unavailable | USIN100-0200 | Already Listed
6207 | 348-0100 | Description: Outback, FLEXpowerONE, VFXR3524A-01, Inverter/Charger 3.5kW FLEXpower One, prewired AC and DC boxes with 120Vac Bypass, NEMA 5-15R Outlet, 250A DC breaker, GFDI, 80Amp charge controller breaker, Mate3-S, HUB 10.3, RTS, 1 FLEXmax 80, FLEXnet DC and surge protector, UL1741-SA, FP1 VFXR3524A-01 ,Wattage: 3500.0 ,Non-Commissionable: No ,Item Classification: Inverters ,Item Status: Shippable | 4491.14 |  | Shippable but Stock Qty Unavailable | USIN100-0222 | Already Listed
6213 | 348-0104 | Description: Outback, FLEXpowerTWO, Dual VFXR3648A-01, 7.2kW FLEXpower TWO, prewired AC & DC boxes with AC bypass 175A DC breakers, PNL-GFDI-80D and 80 Amp charge controller breakers, HUB 10.3, RTS, FLEXnet DC, surge protectors plus 2 FLEXmax 80 MPPT controllers, MATE3-S and brackets , UL1741-SA, FP2 VFXR3648A-01 ,Wattage: 7200.0 ,Non-Commissionable: No ,Item Classification: Inverters ,Item Status: Shippable | 8064.56 |  | Shippable but Stock Qty Unavailable | USEC001-0079 | Already Listed
6215 | 348-0105 | Description: Outback, FLEXpowerTWO, Dual VFXR3524A-01, 7.0kW FLEXpower TWO, prewired AC & DC boxes with AC bypass 250A DC breakers, PNL-GFDI-80D and 80 Amp charge controller breakers, HUB 10.3, RTS, FLEXnet DC, surge protectors plus 2 FLEXmax 80 MPPT controllers, MATE3-S and brackets , UL1741-SA, FP2 VFXR3524A-01 ,Wattage: 7000.0 ,Non-Commissionable: No ,Item Classification: Inverters ,Item Status: Shippable | 8225.32 |  | Shippable but Stock Qty Unavailable | USIN100-0224 | Already Listed
6249 | 348-0135 | Description: Outback, FLEXpower Radian, GS8048A-01, 8.0kW, 120/240Vac, Prewired GSLC, with 120/240 AC bypass, 2, 175A DC breakers, 2 FLEXmax 100 AFCI MPPT Charge Controllers, 125A Charge Controller Breakers, 80 Amp PV Breakers, HUB 10.3, RTS, FLEXnet DC, MATE3-S and Mounting Back Plate, UL1741-SA, FPR-8048A-300AFCI ,Wattage: 8000.0 ,Non-Commissionable: No ,Item Classification: Inverters ,Item Status: Shippable | 8370.83 |  | Shippable but Stock Qty Unavailable | USIN100-0203 | Already Listed
6250 | 348-0136 | Description: Outback, FLEXpower Radian, GS8048A-01, 8.0kW, 120/240Vac, Prewired GSLC, with 120/240 AC bypass, 2, 175A DC breakers, 1 FLEXmax 100 AFCI MPPT Charge Controller, 125A Charge Controller Breaker, 80 Amp PV Breaker, HUB 10.3, RTS, FLEXnet DC, MATE3-S and Mounting Back Plate, UL1741-SA, FPR-8048A-300A-LT ,Wattage: 8000.0 ,Non-Commissionable: No ,Item Classification: Inverters ,Item Status: Shippable | 9156.94 |  | Shippable but Stock Qty Unavailable | USIN100-0204 | Already Listed
6251 | 348-0137 | Description: Outback, FLEXpower Radian, GS4048A-01, 4.0kW, 120/240Vac, Prewired GSLC, with 120/240 AC bypass, 175A DC breaker, 1 FLEXmax 100 AFCI MPPT Charge Controller, 125A Charge Controller Breaker, 80 Amp PV Breaker, HUB 10.3, RTS, FLEXnet DC, MATE3-S and Mounting Back Plate, UL1741-SA, FPR-4048A-300AFCI ,Wattage: 4000.0 ,Non-Commissionable: No ,Item Classification: Inverters ,Item Status: Shippable | 6125 |  | Shippable but Stock Qty Unavailable | USIN100-0201 | Already Listed
6316 | 349-0047 | Description: sonnen, ECOLX-12kW, Smart Energy Storage System, 12kWh Useable Capacity, 8kW Continuous, With Screen, Standard Model, ECOLX12SS-15 ,Wattage: 8000.0 ,Non-Commissionable: No ,Item Classification: Energy Storage ,Item Status: Shippable | 25045.59 |  | Shippable but Stock Qty Unavailable | USSS100-0134 | Already Listed
6318 | 349-0048 | Description: Sonnen, ECOLX-12kW, Smart Energy Storage System, 12kWh Useable Capacity, 8kW Continuous, With Screen, California Model, ECOLX12SC-15 ,Wattage: 8000.0 ,Non-Commissionable: No ,Item Classification: Energy Storage ,Item Status: Shippable | 25045.59 |  | Shippable but Stock Qty Unavailable | USSS100-0112 | Already Listed
6341 | 349-0062 | Description: Panasonic EverVolt, AC Coupled Standard, 11.4 useable kWh, with 5.5kW 120/240Vac Inverter, Enclosure w/Kit, PowerHub Controller w/PLC, EVAC-105-4 ,Wattage: 5500.0 ,Non-Commissionable: No ,Item Classification: Energy Storage ,Item Status: Shippable | 11175.29 |  | Shippable but Stock Qty Unavailable | USSS100-0081 | Already Listed
6343 | 349-0063 | Description: Panasonic EverVolt, AC Coupled Plus, 17.1 useable kWh, with 5.5kW 120/240Vac Inverter, Enclosure w/Kit, PowerHub Controller w/PLC, EVAC-105-6 ,Wattage: 5500.0 ,Non-Commissionable: No ,Item Classification: Energy Storage ,Item Status: Shippable | 10587.06 |  | Shippable but Stock Qty Unavailable | USSS100-0090 | Already Listed
6346 | 349-0065 | Description: Panasonic EverVolt, DC Coupled Standard, 11.4 useable kWh, with 5.5kW DC 120/240Vac Inverter, Enclosure w/Kit, PowerHub Controller w/PLC, EVDC-105-4 ,Wattage: 5500.0 ,Non-Commissionable: No ,Item Classification: Energy Storage ,Item Status: Shippable | 8234.12 |  | Shippable but Stock Qty Unavailable | USSS100-0091 | Already Listed
6347 | 349-0066 | Description: Panasonic EverVolt, DC Coupled Plus, 17.1 useable kWh, with 5.5kW DC 120/240Vac Inverter, Enclosure w/Kit, PowerHub Controller w/PLC, EVDC-105-6 ,Wattage: 5500.0 ,Non-Commissionable: No ,Item Classification: Energy Storage ,Item Status: Vendor De-listing | 10587.06 |  | De-Listing & Stock Qty Unavailable | USSS100-0092 | Already Listed
6362 | 349-0075 | Description: Outback, SystemEdge, Bundled FPR-8048A-300 AFCI, 8.0kW FLEXpower Radian, 1000 XLC High Capacity Battery, 59kWhs of nameplate Energy Storage, 32 Fire Raptor Module Level RSD Devices, 1 Fire Raptor Shutdown Switch and 24V Shutdown Relay, and 2 FWPV6-FH600 Combiner Boxes, 10 YEAR GLOBAL WARRANTY, SE-860XLC-300AFCI ,Wattage: 8000.0 ,Non-Commissionable: No ,Item Classification: Energy Storage ,Item Status: Shippable | 31728.21 |  | Shippable but Stock Qty Unavailable | USIN100-0220 | Already Listed
6364 | 349-0076 | Description: sonnen, ECOLX-20kW, Smart Energy Storage System, 20kWh Useable Capacity, 8kW Continuous, With Screen, Standard Model, ECOLX20SS-15 ,Wattage: 8000.0 ,Non-Commissionable: No ,Item Classification: Energy Storage ,Item Status: Shippable | 34278.33 |  | Shippable but Stock Qty Unavailable | USSS100-0071 | Already Listed
6375 | 349-0083 | Description: sonnen, ECOLX-30kWh, Smart Energy Storage System, 30kWh Useable Capacity, 8kW Continuous, With Screen, California Model, ECOLX30SC-15 ,Wattage: 8000.0 ,Non-Commissionable: No ,Item Classification: Energy Storage ,Item Status: Shippable | 46931.82 |  | Shippable but Stock Qty Unavailable | USSS100-0070 | Already Listed
6389 | 349-0091 | Description: Outback,SystemEdge, Bundled FPR-4048A-300 AFCI, 4.0kW FLEXpower Radian, IBR-2-48-175Battery Rack, 8 Northstar NSB-190 Batteries, 19.2kWhs of nameplate EnergyStorage, 16 Fire Raptor Module Level RSD Devices, DC Rapid Shutdown Initiator(RSI), 24Vdc Power Supply, 1A breaker, and 1 FWPV6-FH600 Combiner Box,SE-420BLU-300AFCI ,Wattage: 4000.0 ,Non-Commissionable: No ,Item Classification: Energy Storage ,Item Status: Shippable | 12768.75 |  | Shippable but Stock Qty Unavailable | USIN100-0215 | Already Listed
6391 | 349-0092 | Description: Outback,SystemEdge, Bundled FPR-8048A-300 AFCI, 8.0kW FLEXpower Radian, IBR-3-48-175Battery Rack, 12 Northstar NSB-190 Batteries, 28.8kWh of nameplate EnergyStorage, 32 Fire Raptor Module Level RSD Devices, DC Rapid Shutdown Initiator(RSI), 24Vdc Power Supply, 1A breaker, and 2 FWPV6-FH600 Combiner Boxes,SE-830BLU-300AFCI ,Wattage: 8000.0 ,Non-Commissionable: No ,Item Classification: Energy Storage ,Item Status: Shippable | 18986.25 |  | Shippable but Stock Qty Unavailable | USIN100-0217 | Already Listed
6393 | 349-0093 | Description: SimpliPhi, AccESS 15.2 with Sol-Ark 12kW AC/DC Coupled, 208/240Vac, 4 Phi 3.8, LFP Batteries (Lithium Iron Phosphate), Integrated Charge Controller, 3R Enclosure, UL-1973, UL-1741-SA, A-4PHI-SA-12 ,Wattage: 12000.0 ,Non-Commissionable: No ,Item Classification: Energy Storage ,Item Status: Shippable | 22272.5 |  | Shippable but Stock Qty Unavailable | USSSP110-1224 | Already Listed
6401 | 349-0098 | Description: Outback, Mojave ESS, AC Coupled ONLY, 8kW 120/240Vac Grid-Tie/Off Grid Inverter, with 14.8kWh name plate (11.8kWh useable) NMC Battery, 2, 200A CT’s, Cables and Hardware Included, UL1741-SA, UL9540, 10 year war., OGHESS8015A ,Wattage: 14800.0 ,Non-Commissionable: No ,Item Classification: Energy Storage ,Item Status: Shippable | 10310.98 |  | Shippable but Stock Qty Unavailable | USSS100-0124 | Already Listed
6403 | 349-0100 | Description: SimpliPhi, AccESS 22.8 with Sol-Ark 12kW AC/DC Coupled, 208/240Vac, 6 AmpliPhi 3.8, LFP Batteries (Lithium Iron Phosphate), Integrated Charge Controller, 3R Enclosure, UL-1973, UL-1741-SA, A-6AMP-SA-12 ,Wattage: 12000.0 ,Non-Commissionable: No ,Item Classification: Energy Storage ,Item Status: Shippable | 29257.5 |  | Shippable but Stock Qty Unavailable | USSSP110-1226 | Already Listed
6718 | 360-0008 | Description: APsystems, DC Extension Cable, 2m, MC-4, 2310360214 ,Wattage: nan ,Non-Commissionable: No ,Item Classification: Inverters ,Item Status: Shippable | 8 |  | Shippable but Stock Qty Unavailable | USIN100-0102 | Already Listed
6800 | 360-0166 | Description: Magnum, Advanced Digital LCD Display Remote Panel with 50' Cable, Flush Mount, ME-ARC50-L ,Wattage: nan ,Non-Commissionable: No ,Item Classification: Inverters ,Item Status: Shippable | 218.88 |  | Shippable but Stock Qty Unavailable | USEC001-0070 | Already Listed
6962 | 360-0366 | Description: Aptos, AC Trunk Port Disconnect Tool, AC_TRUNK PORT DISCONNECT TOOL ,Wattage: nan ,Non-Commissionable: No ,Item Classification: Inverters ,Item Status: Soligent De-listing | 8 |  | De-Listing & Stock Qty Unavailable | USSE100-0001 | Already Listed
6963 | 360-0367 | Description: Aptos, AC Trunk Connector Disconnect Tool, AC_TRUNK CONNECTOR UNLOCK TOOL ,Wattage: nan ,Non-Commissionable: No ,Item Classification: Inverters ,Item Status: Soligent De-listing | 8 |  | De-Listing & Stock Qty Unavailable | USSE100-0259 | Already Listed
7046 | 370-0118 | Description: Yaskawa Solectria, Fuse By-Pass Kit, PVI50-60TL, 1 Set includes 6 pieces, for 1 inverter, OPT-FUSEBYPASS-PVI-50-60TL ,Wattage: nan ,Non-Commissionable: No ,Item Classification: Inverters ,Item Status: Shippable | 104 |  | Shippable but Stock Qty Unavailable | USIN100-0309 | Already Listed
7049 | 370-0121 | Description: SMA, Core-1 Universal Mounting System Kit, UMS_KIT-10 ,Wattage: nan ,Non-Commissionable: No ,Item Classification: Inverters ,Item Status: Shippable | 184 |  | Shippable but Stock Qty Unavailable | USMS100-0615 | Already Listed
7061 | 410-0004 | Description: Outback,EnergyCell TT VRLA-AGM Battery 12V 112Ah @ 20Hr, Top Terminal to accept M6 X 20mm bolt, Group 31, 115TT ,Wattage: nan ,Non-Commissionable: No ,Item Classification: Energy Storage ,Item Status: Shippable | 264.1 |  | Shippable but Stock Qty Unavailable | USSS100-0133 | Already Listed
7062 | 410-0005 | Description: Concorde, SunXtender Sealed AGM Battery, 12V, 258Ah @ 24hr, 8D, PVX-2580L ,Wattage: nan ,Non-Commissionable: No ,Item Classification: Energy Storage ,Item Status: Shippable | 761.9 |  | Shippable but Stock Qty Unavailable | USSB100-0065 | Already Listed
7067 | 410-0022 | Description: MK Battery, Sealed AGM, 12V, 92Ah, G27, Flag terminal, 8A27-DEKA ,Wattage: nan ,Non-Commissionable: No ,Item Classification: Energy Storage ,Item Status: Shippable | 263.45 |  | Shippable but Stock Qty Unavailable | USSB100-0084 | Already Listed
7068 | 410-0023 | Description: MK Battery, Sealed AGM, 12V, 104Ah, G31, 8A31DT-DEKA ,Wattage: nan ,Non-Commissionable: No ,Item Classification: Energy Storage ,Item Status: Shippable | 303.26 |  | Shippable but Stock Qty Unavailable | USSB100-0088 | Already Listed
7069 | 410-0024 | Description: MK Battery, Sealed AGM, 12V, 198Ah, Size 4D, CANNOT TRAVEL BY AIR - Labeled "CORROSIVE", 8A4DLTP-DEKA ,Wattage: nan ,Non-Commissionable: No ,Item Classification: Energy Storage ,Item Status: Shippable | 593.74 |  | Shippable but Stock Qty Unavailable | USSB100-0100 | Already Listed
7092 | 410-0060 | Description: Concorde, SunXtender Sealed AGM Battery, 12V, 104Ah @ 24hr, G27, PVX-1040T ,Wattage: nan ,Non-Commissionable: No ,Item Classification: Energy Storage ,Item Status: Shippable | 330.6 |  | Shippable but Stock Qty Unavailable | USSB100-0071 | Already Listed
7096 | 410-0068 | Description: Concorde, SunXtender Sealed AGM Battery, 6V, 305Ah @ 24hr, GC2, PVX-3050T ,Wattage: nan ,Non-Commissionable: No ,Item Classification: Energy Storage ,Item Status: Shippable | 448.01 |  | Shippable but Stock Qty Unavailable | USSB100-0076 | Already Listed
7106 | 410-0088 | Description: Concorde, SunXtender Sealed AGM Battery, 2V, 915Ah @ 24hr, PVX-9150T ,Wattage: nan ,Non-Commissionable: No ,Item Classification: Energy Storage ,Item Status: Shippable | 475.61 |  | Shippable but Stock Qty Unavailable | USSB100-0057 | Already Listed
7117 | 410-0116 | Description: Trojan, Sealed AGM Battery, 12V, 100Ah @ 20Hr, Group 31, Auto Post and Stud Terminal, 31-AGM ,Wattage: nan ,Non-Commissionable: No ,Item Classification: Energy Storage ,Item Status: Shippable | 343.08 |  | Shippable but Stock Qty Unavailable | USSB100-0075 | Already Listed
7127 | 410-0128 | Description: MK Battery, Sealed Gel, 12V, 73.6Ah, 52lb, G24, UT, 8G24-UT-DEKA ,Wattage: nan ,Non-Commissionable: No ,Item Classification: Energy Storage ,Item Status: Shippable | 263.25 |  | Shippable but Stock Qty Unavailable | USSB100-0056 | Already Listed
7128 | 410-0129 | Description: MK Battery, Sealed Gel, 12V, 31.6Ah, Size U1, T873 Terminal, 8GU1H-DEKA ,Wattage: nan ,Non-Commissionable: No ,Item Classification: Energy Storage ,Item Status: Shippable | 114.76 |  | Shippable but Stock Qty Unavailable | USSB100-0072 | Already Listed
7131 | 410-0138 | Description: MK Battery, Sealed AGM, 6V, 190Ah, Golf Cart type, 8AGC2-DEKA ,Wattage: nan ,Non-Commissionable: No ,Item Classification: Energy Storage ,Item Status: Shippable | 303.06 |  | Shippable but Stock Qty Unavailable | USSB100-0055 | Already Listed
7143 | 410-0153 | Description: Outback, NorthStar BLUE+ VRLA-AGM Pure Lead Carbon Battery 37Ah @ 10Hr, 12V Front Terminal, with Interconnect Bus Bars, NSB40FT BLUE+ ,Wattage: nan ,Non-Commissionable: No ,Item Classification: Energy Storage ,Item Status: Soligent De-listing | 280.77 |  | De-Listing & Stock Qty Unavailable | USSB100-0022 | Already Listed
7144 | 410-0154 | Description: Outback, NorthStar BLUE+ VRLA-AGM Pure Lead Carbon Battery 100Ah @ 10Hr, 12V Front 3Terminal, with Interconnect Bus Bars, NSB100FT BLUE+ ,Wattage: nan ,Non-Commissionable: No ,Item Classification: Energy Storage ,Item Status: Shippable | 346.15 |  | Shippable but Stock Qty Unavailable | USSB100-0023 | Already Listed
7146 | 410-0156 | Description: Outback, NorthStar BLUE+ VRLA-AGM Pure Lead Carbon Battery 183Ah @ 10Hr, 12V Front Terminal, with Interconnect Bus Bars, NSB190FT BLUE+ ,Wattage: nan ,Non-Commissionable: No ,Item Classification: Energy Storage ,Item Status: Shippable | 487.18 |  | Shippable but Stock Qty Unavailable | USSB100-0025 | Already Listed
7149 | 410-0159 | Description: Outback, NorthStar BLUE+ VRLA-AGM Pure Lead Carbon Battery 200Ah @ 10Hr, 12V Front Terminal, with Interconnect Bus Bars, NSB210FT BLUE+ ,Wattage: nan ,Non-Commissionable: No ,Item Classification: Energy Storage ,Item Status: Shippable | 537.18 |  | Shippable but Stock Qty Unavailable | USSB100-0026 | Already Listed
7151 | 410-0161 | Description: Concorde, Sealed AGM Battery, 2V, 1215Ah @ 24hr, PVX-12150HT ,Wattage: nan ,Non-Commissionable: No ,Item Classification: Energy Storage ,Item Status: Shippable | 713.95 |  | Shippable but Stock Qty Unavailable | USSB100-0092 | Already Listed
7152 | 410-0162 | Description: Concorde, Sealed AGM Battery, 6V, 405Ah @ 24hr, PVX-4050HT ,Wattage: nan ,Non-Commissionable: No ,Item Classification: Energy Storage ,Item Status: Shippable | 680.24 |  | Shippable but Stock Qty Unavailable | USSB100-0091 | Already Listed
7155 | 410-0165 | Description: Trojan, Sealed GEL Battery, 12V, 125Ah @ 20Hr, Group DIN, Auto Post Terminal, 5SHP-GEL ,Wattage: nan ,Non-Commissionable: No ,Item Classification: Energy Storage ,Item Status: Shippable | 496.45 |  | Shippable but Stock Qty Unavailable | USSB100-0093 | Already Listed
7180 | 410-0193 | Description: Outback, EnergyCell RE High Capacity AGM Battery and Rack System, 48V (3x8x2V), 1378Ah @ 20hr, with interconnects, 1600RE ,Wattage: nan ,Non-Commissionable: No ,Item Classification: Energy Storage ,Item Status: Shippable | 28217.95 |  | Shippable but Stock Qty Unavailable | USSB100-0038 | Already Listed
7181 | 410-0194 | Description: Outback, EnergyCell RE High Capacity AGM Battery and Rack System, 48V (4x6x2V), 1716Ah @ 20hr, with interconnects, 2000RE ,Wattage: nan ,Non-Commissionable: No ,Item Classification: Energy Storage ,Item Status: Shippable | 35183.33 |  | Shippable but Stock Qty Unavailable | USSB100-0039 | Already Listed
7183 | 410-0196 | Description: Outback, EnergyCell RE High Capacity AGM Battery and Rack System, 48V (4x6x2V), 2288Ah @ 20hr, with interconnects, 2700RE ,Wattage: nan ,Non-Commissionable: No ,Item Classification: Energy Storage ,Item Status: Shippable | 42101.28 |  | Shippable but Stock Qty Unavailable | USSB100-0041 | Already Listed
7211 | 410-0224 | Description: Trojan, Flooded Battery, 6V, 390Ah @ 20Hr, Group 903 [L-16], UT-Terminal, L16G-AC ,Wattage: nan ,Non-Commissionable: No ,Item Classification: Energy Storage ,Item Status: Shippable | 296.77 |  | Shippable but Stock Qty Unavailable | USSB100-0078 | Already Listed
7221 | 410-0234 | Description: Outback, EnergyCell 1000-XLC High Capacity Lead Carbon AGM VRLA Battery and Rack System, 48V (4x6x2V), 972Ah @ 20hr, 1000XLC ,Wattage: nan ,Non-Commissionable: No ,Item Classification: Energy Storage ,Item Status: Shippable | 20511.54 |  | Shippable but Stock Qty Unavailable | USSB100-0027 | Already Listed
7223 | 410-0236 | Description: Concorde, SunXtender Sealed AGM Battery, 12V, 153Ah @ 24hr, G30H Tall, PVX-1530T ,Wattage: nan ,Non-Commissionable: No ,Item Classification: Energy Storage ,Item Status: Shippable | 499.19 |  | Shippable but Stock Qty Unavailable | USSB100-0085 | Already Listed
7255 | 420-0027 | Description: MK Battery, Flooded, 6V, 370Ah, L-16 type, 8L16-DEKA ,Wattage: nan ,Non-Commissionable: No ,Item Classification: Energy Storage ,Item Status: Shippable | 312.9 |  | Shippable but Stock Qty Unavailable | USSB100-0094 | Already Listed
7258 | 420-0031 | Description: Trojan, Flooded Battery, 12V, 105Ah @ 20Hr, Group 27, Wingnut Terminal, 27TMX ,Wattage: nan ,Non-Commissionable: No ,Item Classification: Energy Storage ,Item Status: Shippable | 204.19 |  | Shippable but Stock Qty Unavailable | USSS100-0128 | Already Listed
7260 | 420-0035 | Description: Trojan, Flooded Battery, 12V, 225Ah @ 20Hr, Group 921, Auto Post and Stud Terminal, J185H-AC ,Wattage: nan ,Non-Commissionable: No ,Item Classification: Energy Storage ,Item Status: Shippable | 387.23 |  | Shippable but Stock Qty Unavailable | USSB100-0060 | Already Listed
7293 | 420-0069 | Description: Trojan, Flooded Battery, 6V, 240Ah @ 20Hr, Golf Cart GC2, Embedded Low Profile Terminal, T125 ,Wattage: nan ,Non-Commissionable: No ,Item Classification: Energy Storage ,Item Status: Shippable | 228.09 |  | Shippable but Stock Qty Unavailable | USSS100-0131 | Already Listed
7322 | 420-0099 | Description: Trojan, PREMIUM Line Flooded Battery with Smart Carbon, 6V, 377Ah @ 20Hr, Group 903 [L-16], L-Terminal, SPRE 06 415 ,Wattage: nan ,Non-Commissionable: No ,Item Classification: Energy Storage ,Item Status: Shippable | 441.88 |  | Shippable but Stock Qty Unavailable | USSB100-0077 | Already Listed
7333 | 420-0110 | Description: Trojan, SIGNATURE Line Flooded Battery, 6V, 443Ah @ 20Hr, Group 903 [L-16], L- Terminal, SSIG 06 490 ,Wattage: nan ,Non-Commissionable: No ,Item Classification: Energy Storage ,Item Status: Shippable | 448 |  | Shippable but Stock Qty Unavailable | USSB100-0063 | Already Listed
7338 | 420-0115 | Description: ​ Generac, 26R Battery for 16-22kW A/C HSB and 32-36kW L/C HSB - Must ship with Home Standby Generator, 0H3421S ,Wattage: nan ,Non-Commissionable: No ,Item Classification: Energy Storage ,Item Status: Shippable | 125.47 |  | Shippable but Stock Qty Unavailable | USSS100-0122 | Already Listed
7466 | 440-0160 | Description: MK Battery, Unigy II, 12V, 6 Cell Module, 580Ah @ 24hr, Non-Interlock, 6AVR95-11 ,Wattage: nan ,Non-Commissionable: No ,Item Classification: Energy Storage ,Item Status: Shippable | 2653.99 |  | Shippable but Stock Qty Unavailable | USSB100-0064 | Already Listed
7496 | 440-0191 | Description: MK Battery, Sealed AGM, 12V, 7.2Ah, Faston Tab Terminals, L-5.94xW-2.56xH-3.7, ES7-12 ,Wattage: nan ,Non-Commissionable: No ,Item Classification: Energy Storage ,Item Status: Shippable | 20.72 |  | Shippable but Stock Qty Unavailable | USSB100-0079 | Already Listed
7520 | 450-0013 | Description: Midnite Solar, MNBE-A Battery Enclosure, Powder-coated, 29" x 14.5" x 27", 6 G-31, 4 Golf Cart, or 2 8D, MNBE-A ,Wattage: nan ,Non-Commissionable: No ,Item Classification: Energy Storage ,Item Status: Shippable | 593.85 |  | Shippable but Stock Qty Unavailable | USBE100-0026 | Already Listed
7529 | 450-0032 | Description: Outback, Integrated Battery Rack, 3 Shelf Unit for 6 SimpliPhi 3.5/3.8 Batteries, 48V Systems, with 175A String OCPD, IBR-3-48-175-Li ,Wattage: nan ,Non-Commissionable: No ,Item Classification: Energy Storage ,Item Status: Shippable | 2614.14 |  | Shippable but Stock Qty Unavailable | USSB100-0043 | Already Listed
7538 | 450-0098 | Description: Midnite Solar, MNBE-D Battery Enclosure, 2 shelves fits 8 x Group 31/GolfCart/GVX3050 batteries, MNBE-D ,Wattage: nan ,Non-Commissionable: No ,Item Classification: Energy Storage ,Item Status: Shippable | 836.15 |  | Shippable but Stock Qty Unavailable | USBE100-0027 | Already Listed
7541 | 450-0102 | Description: Discover Energy, Wall mounting Bracket for 42-48-650 & 42-24-2800 AES Batteries, 950-0018 ,Wattage: nan ,Non-Commissionable: No ,Item Classification: Energy Storage ,Item Status: Shippable | 161.25 |  | Shippable but Stock Qty Unavailable | USSB100-0053 | Already Listed
7563 | 450-0141 | Description: Outback, Integrated Battery Rack, 2 Shelf Unit for 48V Systems, with String OCPD,IBR-2-48-175 ,Wattage: nan ,Non-Commissionable: No ,Item Classification: Energy Storage ,Item Status: Shippable | 1518.06 |  | Shippable but Stock Qty Unavailable | USSB100-0042 | Already Listed
7586 | 450-0166 | Description: Generac, PWRcell Battery Module Upgrade Kit, Hardware Accessories to enable Capacity upgrade to either 4 or 6 (from 3 or 5 Battery Configuration), APKE00009 ,Wattage: nan ,Non-Commissionable: No ,Item Classification: Energy Storage ,Item Status: Shippable | 133.16 |  | Shippable but Stock Qty Unavailable | USSE100-0287 | Already Listed
7592 | 450-0174 | Description: SimpliPhi, Boss.6 or ExprESS Rain Hood for Outdoor Installations, (1 Pair) RH-44-B ,Wattage: nan ,Non-Commissionable: No ,Item Classification: Energy Storage ,Item Status: Shippable | 168.75 |  | Shippable but Stock Qty Unavailable | USSS100-0074 | Already Listed
7596 | 450-0184 | Description: EndurEnergy Systems, Inverter/Battery Enclosure with BMS for 4 ESP-5100 Battery Packs, and 1 Sol-Ark 8 or 12k Inverter (Not Included), 20.48kWh Name Plate, Indoor Rated, ESP-IE20, IE00020 ,Wattage: nan ,Non-Commissionable: No ,Item Classification: Energy Storage ,Item Status: Shippable | 849.18 |  | Shippable but Stock Qty Unavailable | USSS100-0099 | Already Listed
7598 | 450-0188 | Description: Enphase, IQ Battery-3T Cover Kit, includes Cover, Mounting Bracket and Screws, for 1 IQ 3T Battery, B03T-C-0430-O ,Wattage: nan ,Non-Commissionable: No ,Item Classification: Energy Storage ,Item Status: Vendor De-listing | 190.12 |  | De-Listing & Stock Qty Unavailable | USBE100-0015 | Already Listed
7600 | 450-0192 | Description: Fortress Power, DuraRack Holds up to 4 eFLEX 5.4 LFP batteries, (NOT included) includes Bus-Bars and Cables, and Wheels, IP65/3R Enclosure, DuraRack ,Wattage: nan ,Non-Commissionable: No ,Item Classification: Energy Storage ,Item Status: Shippable | 954.55 |  | Shippable but Stock Qty Unavailable | USSS100-0007 | Already Listed
7601 | 450-0193 | Description: Fortress Power, Flex-Tower for 1 Sol-Ark 12 or 15kW Inverter (NOT included) Stacks On 1 DuraRack Battery Enclosure, UL9540, UL9540A, IP65/3R Enclosures, FlexTower ,Wattage: 12000.0 ,Non-Commissionable: No ,Item Classification: Energy Storage ,Item Status: Shippable | 954.55 |  | Shippable but Stock Qty Unavailable | USSS100-0009 | Already Listed
7609 | 450-0201 | Description: HomeGrid, Power-Cube Series, Battery/Inverter Cabinet, can fit 1-4 Full Stacks of Stack’d Batteries and 1-3 Sol-Ark 12 or 15kW Inverters, Batteries and Inverter(s) NOT included, NEMA 3 R Enclosure, HG-FS48100-PB-A1 ,Wattage: 153600.0 ,Non-Commissionable: No ,Item Classification: Energy Storage ,Item Status: Shippable | 16269.33 |  | Shippable but Stock Qty Unavailable | USIN100-0199 | Already Listed
7680 | 480-0021 | Description: Panasonic EverVolt, Lithium Ion Battery 2.85 kWh, BJ-DCB105ZKT ,Wattage: 2850.0 ,Non-Commissionable: No ,Item Classification: Energy Storage ,Item Status: Shippable | 1547.06 |  | Shippable but Stock Qty Unavailable | USSB100-0068 | Already Listed
7682 | 480-0022 | Description: sonnen, 2.0kWh Battery for use with eco-Linx Gen 1 products, ECOLXBATT ,Wattage: 2000.0 ,Non-Commissionable: No ,Item Classification: Energy Storage ,Item Status: Shippable | 2850.3 |  | Shippable but Stock Qty Unavailable | USSB100-0062 | Already Listed
7686 | 480-0025 | Description: SimpliPhi, AmpliPHI 3.8, Communications Based 3.8kWh LFP Battery, (Lithium Iron Phosphate), 48 volt, with 100A DC Breaker-On/Off Switch and BMS, UL-1642, CE, AmpliPHI-3.8-48 ,Wattage: nan ,Non-Commissionable: No ,Item Classification: Energy Storage ,Item Status: Shippable | 2747.5 |  | Shippable but Stock Qty Unavailable | USSS100-0078 | Already Listed
7689 | 480-0027 | Description: Discover Energy, AES 48V/7.39kWh LiFePO4 (Lithium Iron Phosphate) Battery, with BMS, Xanbus Closed Loop Communication, UL1973, 42-48-6650 ,Wattage: 6650.0 ,Non-Commissionable: No ,Item Classification: Energy Storage ,Item Status: Shippable | 6298.75 |  | Shippable but Stock Qty Unavailable | USSB100-0067 | Already Listed
7698 | 480-0123 | Description: Enphase, Encharge 3.36kWh LFP Battery, with 4 integrated IQ8X-BATT inverters, NEMA 3R, ENCHARGE-3-1P-NA ,Wattage: 3360.0 ,Non-Commissionable: No ,Item Classification: Energy Storage ,Item Status: Vendor De-listing | 1851.85 |  | De-Listing & Stock Qty Unavailable | USMI100-0001 | Already Listed
7700 | 480-0124 | Description: Enphase, Encharge 10.5kWh LFP Battery, with 12 integrated IQ8X-BATT inverters, NEMA 3R, ENCHARGE-10-1P-NA ,Wattage: 10500.0 ,Non-Commissionable: No ,Item Classification: Energy Storage ,Item Status: Vendor De-listing | 5555.56 |  | De-Listing & Stock Qty Unavailable | USSS100-0049 | Already Listed
7712 | 480-0133 | Description: Enphase, IQ Battery 10T, 10.5kWh LFP Battery, with 12 integrated IQ8X-BAT Inverters, NEMA 3R, ENCHARGE-10T-1P-NA ,Wattage: 10500.0 ,Non-Commissionable: No ,Item Classification: Energy Storage ,Item Status: Vendor De-listing | 5555.56 |  | De-Listing & Stock Qty Unavailable | USSS100-0026 | Already Listed
7718 | 480-0137 | Description: Fortress Power, eFLEX 5.4, 48V Nominal/105Ah, 5.374kWh, LiFePO4 (Lithium Iron Phosphate) Battery, 10 Yr Warranty, Max 15 units in Parallel, Floor Mount Kit included, UL-1642, UL9540, eFLEX 5.4 ,Wattage: 5374.0 ,Non-Commissionable: No ,Item Classification: Energy Storage ,Item Status: Vendor De-listing | 3518.52 |  | De-Listing & Stock Qty Unavailable | USSS100-0013 | Already Listed
7719 | 480-0139 | Description: SimpliPhi, Phi 1.4, Battery, 1.4kWh, LFP (Lithium Iron Phosphate), 12 volt, with BMS, Breaker-On/Off Switch, PHI-1.4-12-T ,Wattage: 1400.0 ,Non-Commissionable: No ,Item Classification: Energy Storage ,Item Status: Shippable | 1100.63 |  | Shippable but Stock Qty Unavailable | USSB100-0090 | Already Listed
7726 | 480-0149 | Description: HomeGrid, 4.8kWh Battery Module with Heating Feature, 4000042, HG-FS48100-15OSJ1-H ,Wattage: 4800.0 ,Non-Commissionable: No ,Item Classification: Energy Storage ,Item Status: Shippable | 2722.94 |  | Shippable but Stock Qty Unavailable | USSB100-0103 | Already Listed
7742 | 500-0020 | Description: Outback, FlexWare 500 DC Enclosure with Ground & Pos Bus, 500A DC Shunt, FW-BBUS, for 1 to 2 Inverters, FW500-DC ,Wattage: nan ,Non-Commissionable: No ,Item Classification: Inverters ,Item Status: Shippable | 430.56 |  | Shippable but Stock Qty Unavailable | USBE100-0030 | Already Listed
7743 | 500-0025 | Description: Outback, FlexWare Charge Control Top Bracket for FW-500, FW1000, for 2 MX60's, FM60 or FM80 (Not compatible with FM100-300VDC charge controller), FW-CCB2-T ,Wattage: nan ,Non-Commissionable: No ,Item Classification: Inverters ,Item Status: Soligent De-listing | 76 |  | De-Listing & Stock Qty Unavailable | USCC100-0076 | Already Listed
7747 | 500-0030 | Description: Outback, FlexWare Input/Output/Bypass, 60A, 120VAC for FW250 Only, FW-IOBS-120VAC ,Wattage: nan ,Non-Commissionable: No ,Item Classification: Inverters ,Item Status: Shippable | 180.56 |  | Shippable but Stock Qty Unavailable | USSE100-0151 | Already Listed
7750 | 500-0033 | Description: Outback, FlexWare Mounting Plate for 2 Inverters, FW-MP ,Wattage: nan ,Non-Commissionable: No ,Item Classification: Inverters ,Item Status: Shippable | 238.89 |  | Shippable but Stock Qty Unavailable | USMS100-0247 | Already Listed
7753 | 500-0044 | Description: Outback, Busbar, 180A, White, Long, TBB-WHITE ,Wattage: nan ,Non-Commissionable: No ,Item Classification: Inverters ,Item Status: Shippable | 23.61 |  | Shippable but Stock Qty Unavailable | USSE100-0148 | Already Listed
7766 | 500-0059 | Description: Outback, Reversible Combiner Busbar for 12 150VDC breakers or 8 600VDC fuse holders, FW-CBUS-12 ,Wattage: nan ,Non-Commissionable: No ,Item Classification: Inverters ,Item Status: Shippable | 56.94 |  | Shippable but Stock Qty Unavailable | USSE100-0140 | Already Listed
7768 | 500-0061 | Description: Midnite Solar, E-Panel, 175A, 125VDC, Stretched Aluminum for Outback Inverter with FM, MNE175AL-PLUS ,Wattage: nan ,Non-Commissionable: No ,Item Classification: Inverters ,Item Status: Shippable | 720.95 |  | Shippable but Stock Qty Unavailable | USSSP110-1049 | Already Listed
7803 | 500-0114 | Description: SMA, Multicluster Box, 3-Ph for 12 x 120V, 60 Hz, SI6048-US-10 and SI4548-US-10, 120/208V, add MC-PB, UL listed off-grid only, MCB-12U ,Wattage: nan ,Non-Commissionable: No ,Item Classification: Inverters ,Item Status: Shippable | 19753.09 |  | Shippable but Stock Qty Unavailable | USSSP110-1256 | Already Listed
7805 | 500-0116 | Description: SMA, Multicluster Communications (Piggy-Back) Card, One for each SI Cluster Master, MC-PB ,Wattage: nan ,Non-Commissionable: No ,Item Classification: Inverters ,Item Status: Shippable | 176.69 |  | Shippable but Stock Qty Unavailable | USSE100-0214 | Already Listed
7825 | 500-0147 | Description: Outback, Radian DC Shunt Bus for GS Load Center, GS-SBUS ,Wattage: nan ,Non-Commissionable: No ,Item Classification: Inverters ,Item Status: Shippable | 22.22 |  | Shippable but Stock Qty Unavailable | USSE100-0135 | Already Listed
7880 | 500-0207 | Description: Midnite Solar, MN-Battery Combiner with 1000A Positive & Negative Bus bars and 100mV shunt for OutBack, Knockouts for 12 Panel Breakers, MNBCB 1000/100 ,Wattage: nan ,Non-Commissionable: No ,Item Classification: Energy Storage ,Item Status: Shippable | 842.84 |  | Shippable but Stock Qty Unavailable | USSB100-0014 | Already Listed
7914 | 500-0241 | Description: Outback, FX,GS Replacement Fan Kit, FX/GS FAN KIT ,Wattage: nan ,Non-Commissionable: No ,Item Classification: Inverters ,Item Status: Shippable | 30.56 |  | Shippable but Stock Qty Unavailable | USMI100-0031 | Already Listed
7919 | 500-0246 | Description: OutBack, GS Radian Power Supply Board Replacement, SPARE-215 ,Wattage: nan ,Non-Commissionable: No ,Item Classification: Inverters ,Item Status: Shippable | 176 |  | Shippable but Stock Qty Unavailable | USCC100-0092 | Already Listed
7929 | 500-0260 | Description: Outback, GS8048A, GS4048A Replacement Board Assembly Stack, SPARE 204 ,Wattage: nan ,Non-Commissionable: No ,Item Classification: Inverters ,Item Status: Shippable | 2184 |  | Shippable but Stock Qty Unavailable | USCC100-0091 | Already Listed
7940 | 500-0549 | Description: Outback, Mojave OGHI8048A, Control Board - Includes: replacement control board, ribbon cable, screws, bracket, AUX plug, SPARE-501 ,Wattage: nan ,Non-Commissionable: No ,Item Classification: Inverters ,Item Status: Shippable | 1044 |  | Shippable but Stock Qty Unavailable | USSSP110-1097 | Already Listed
7941 | 500-0550 | Description: Outback, Mojave OGHI8048A, AC Board -includes: replacement AC board, ribbon cable, screws, SPARE-502 ,Wattage: nan ,Non-Commissionable: No ,Item Classification: Inverters ,Item Status: Shippable | 2090.67 |  | Shippable but Stock Qty Unavailable | USSSP110-1098 | Already Listed
7942 | 500-0551 | Description: Outback, Mojave OGHI8048A, Power Carrier Board - Includes: replacement Carrier board, screws, washers, SPARE-504 ,Wattage: nan ,Non-Commissionable: No ,Item Classification: Inverters ,Item Status: Shippable | 845.33 |  | Shippable but Stock Qty Unavailable | USSSP110-1099 | Already Listed
7943 | 500-0552 | Description: Outback, Mojave OGHI8048A, Power Module - Includes: replacement power module, screws, washers, SPARE-506 ,Wattage: nan ,Non-Commissionable: No ,Item Classification: Inverters ,Item Status: Shippable | 360 |  | Shippable but Stock Qty Unavailable | USSSP110-1100 | Already Listed
7944 | 500-0553 | Description: Outback, Mojave OGHI8048A, Fan Module - Includes: replacement fans (2) connected to fan bracket, screws, SPARE-508 ,Wattage: nan ,Non-Commissionable: No ,Item Classification: Inverters ,Item Status: Shippable | 124 |  | Shippable but Stock Qty Unavailable | USSSP110-1101 | Already Listed
7945 | 500-0554 | Description: Outback, Mojave, CAN BUS Terminator, SPARE-509 ,Wattage: nan ,Non-Commissionable: No ,Item Classification: Inverters ,Item Status: Shippable | 33.33 |  | Shippable but Stock Qty Unavailable | USSSP110-1102 | Already Listed
7946 | 500-0555 | Description: Outback, Mojave, Antenna Kit - Includes: replacement Antenna, antenna cable, ziptie , SPARE-510 ,Wattage: nan ,Non-Commissionable: No ,Item Classification: Inverters ,Item Status: Shippable | 41.33 |  | Shippable but Stock Qty Unavailable | USSSP110-1103 | Already Listed
8084 | 510-0036 | Description: Outback, FWPV-12 Combiner box, 12 Breakers or 8 Fuse holders, NEMA 3R ,Wattage: nan ,Non-Commissionable: No ,Item Classification: Inverters ,Item Status: Shippable | 338.89 |  | Shippable but Stock Qty Unavailable | USBE100-0012 | Already Listed
8214 | 510-0248 | Description: Outback, FWPV4-FH600 Combiner box, with 4 Fuse holders, Includes one ground bus bar, cable gland, and touch-safe distribution blocks, add fuses, FWPV4-FH600 ,Wattage: nan ,Non-Commissionable: No ,Item Classification: Inverters ,Item Status: Shippable | 323.61 |  | Shippable but Stock Qty Unavailable | USBE100-0010 | Already Listed
8215 | 510-0249 | Description: Outback, FWPV6-FH600 Combiner box, with 6 Fuse holders, Includes one ground bus bar, cable gland, and touch-safe distribution blocks, add fuses, FWPV6-FH600 ,Wattage: nan ,Non-Commissionable: No ,Item Classification: Inverters ,Item Status: Shippable | 333.33 |  | Shippable but Stock Qty Unavailable | USBE100-0035 | Already Listed
8273 | 520-0042 | Description: Morningstar, SunSaver Charge Controller, 6A, 12VDC, SS6-12V ,Wattage: nan ,Non-Commissionable: No ,Item Classification: Energy Storage ,Item Status: Shippable | 63.51 |  | Shippable but Stock Qty Unavailable | USCC100-0037 | Already Listed
8303 | 520-0102 | Description: Midnite Solar, Classic 200, MPPT Charge Controller, 200VDC, 79A, 12-93V Battery, with BTS & LCD, Arc-fault Protection, CLASSIC 200 ,Wattage: nan ,Non-Commissionable: No ,Item Classification: Energy Storage ,Item Status: Shippable | 692.18 |  | Shippable but Stock Qty Unavailable | USCC100-0013 | Already Listed
8305 | 520-0103 | Description: Midnite Solar, Classic 250, MPPT Charge Controller, 250VDC, 63A, 12-93V Battery, with BTS & LCD, Arc-fault Protection, CLASSIC 250 ,Wattage: nan ,Non-Commissionable: No ,Item Classification: Energy Storage ,Item Status: Shippable | 785.71 |  | Shippable but Stock Qty Unavailable | USCC100-0018 | Already Listed
8323 | 520-0140 | Description: Midnite Solar, Whiz Bang Jr Current sense module, attach to a standard 50mV/500A Shunt, Use with the Classic and KID to give Amp readings, MNWBJR ,Wattage: nan ,Non-Commissionable: No ,Item Classification: Energy Storage ,Item Status: Shippable | 60.61 |  | Shippable but Stock Qty Unavailable | USCC100-0104 | Already Listed
8329 | 520-0153 | Description: Schneider Electric, XW-MPPT-80/600 Charge Controller, 80A, 600VDC, 24 or 48VDC, (requires an SCP or Insight to program), UL/CSA, 865-1032 ,Wattage: nan ,Non-Commissionable: No ,Item Classification: Energy Storage ,Item Status: Shippable | 1362.53 |  | Shippable but Stock Qty Unavailable | USCC100-0005 | Already Listed
8342 | 520-0168 | Description: Morningstar, ProStar MPPT Charge Controller, 25A, 12/24V, 25A Load Controller, 120V max input, With Meter PS-MPPT-25-M ,Wattage: nan ,Non-Commissionable: No ,Item Classification: Energy Storage ,Item Status: Shippable | 444.59 |  | Shippable but Stock Qty Unavailable | USCC100-0026 | Already Listed
8347 | 520-0172 | Description: Schneider Electric, XW-MPPT-100/600 Charge Controller, 100A, 600VDC, 24 or 48VDC, (requires an SCP or Insight to program), UL/CSA, 865-1034 ,Wattage: nan ,Non-Commissionable: No ,Item Classification: Energy Storage ,Item Status: Shippable | 1552.47 |  | Shippable but Stock Qty Unavailable | USCC100-0006 | Already Listed
8403 | 530-0092 | Description: Outback, Circuit Breaker, 80A, 150VDC, 1-Pole, 0.75" Wide, Panel Mount, PNL-80-DC ,Wattage: nan ,Non-Commissionable: No ,Item Classification: Inverters ,Item Status: Shippable | 31.99 |  | Shippable but Stock Qty Unavailable | USSE100-0052 | Already Listed
8424 | 530-0121 | Description: Outback, PV Ground-Fault Detector Interrupter Breaker, 80A, 150VDC, 4-pole, Panel Mount, PNL-GFDI-80Q ,Wattage: nan ,Non-Commissionable: No ,Item Classification: Inverters ,Item Status: Shippable | 157.33 |  | Shippable but Stock Qty Unavailable | USSE100-0063 | Already Listed
8749 | 550-0299 | Description: SnapNrack, Smart Clip II, Wire Management Clip, 232-01173 ,Wattage: nan ,Non-Commissionable: No ,Item Classification: Racking ,Item Status: Shippable | 0.38 |  | Shippable but Stock Qty Unavailable | USMS100-0691 | Already Listed
8761 | 550-0359 | Description: Outback, FLEXware MATE3 Surface Mount Wall Bracket - with mounting screws and bushing, FW-MB3-S ,Wattage: nan ,Non-Commissionable: No ,Item Classification: Inverters ,Item Status: Shippable | 48.61 |  | Shippable but Stock Qty Unavailable | USMS100-0244 | Already Listed
8958 | 550-9104 | Description: UniRac, Heyco Sunrunner 4-2U Cable Clip, Qty. pack of 100, 008018S ,Wattage: nan ,Non-Commissionable: No ,Item Classification: Racking ,Item Status: Shippable | 1.25 |  | Shippable but Stock Qty Unavailable | USSSP110-1483 | Already Listed
9112 | 560-0001 | Description: Outback, Autotransformer with enclosure, 6000W, 120/240VAC, 60 Hz, PSX-240 ,Wattage: nan ,Non-Commissionable: No ,Item Classification: Inverters ,Item Status: Shippable | 933.33 |  | Shippable but Stock Qty Unavailable | USIN100-0244 | Already Listed
9229 | 565-0229 | Description: SolarEdge, Optimizer 485W, Add-On Box for One Module, 12-125V, 11A, MC4-Compatible In/Out, 45" PV wire, UL 1000VDC, P485 ,Wattage: 485.0 ,Non-Commissionable: No ,Item Classification: Inverters ,Item Status: Vendor De-listing | 91.45 |  | De-Listing & Stock Qty Unavailable | USEC001-0082 | Already Listed
9241 | 565-0244 | Description: SolarEdge, Optimizer 500W, Add-On Box for One Module 12.5-105V MPPT, 125Voc Max, 15A, MC4, ~4” Input, ~90” Positive Output ~4” Negative Output PV wire, UL 1000VDC Max, S500B ,Wattage: 500.0 ,Non-Commissionable: No ,Item Classification: Inverters ,Item Status: Shippable | 97.14 |  | Shippable but Stock Qty Unavailable | USSPO001-0001 | Already Listed
9254 | 570-0013 | Description: Generac, 600A CT, Qty.1, APKE00006 ,Wattage: nan ,Non-Commissionable: No ,Item Classification: Energy Storage ,Item Status: Shippable | 234.44 |  | Shippable but Stock Qty Unavailable | USSE100-0088 | Already Listed
9297 | 570-0106 | Description: Outback, Surge Protector with AC Adapter for Flexware Power Panel, FW-SP-ACA ,Wattage: nan ,Non-Commissionable: No ,Item Classification: Inverters ,Item Status: Shippable | 286 |  | Shippable but Stock Qty Unavailable | USBE100-0033 | Already Listed
9333 | 570-0164 | Description: SolarEdge, Commercial RGM or Consumption Meter, 3-ph, 208V WYE, 60Hz, RS485, Add CT’s not included, SE-RGMTR-3Y-208V-A ,Wattage: nan ,Non-Commissionable: No ,Item Classification: Inverters ,Item Status: Shippable | 421.17 |  | Shippable but Stock Qty Unavailable | USEC001-0075 | Already Listed
9334 | 570-0165 | Description: SolarEdge, Commercial RGM or Consumption Meter, 3-ph, 480V WYE, 60Hz, RS485, Add CT’s not included, SE-RGMTR-3Y-480V-A ,Wattage: nan ,Non-Commissionable: No ,Item Classification: Inverters ,Item Status: Shippable | 421.17 |  | Shippable but Stock Qty Unavailable | USEC001-0074 | Already Listed
9343 | 570-0180 | Description: SolarEdge, Control and Communication Gateway, for Utility Controls, wired RS485 or ZigBee connection, DIN Mount, 120V, SE1000-CCG-G-S1 ,Wattage: nan ,Non-Commissionable: No ,Item Classification: Inverters ,Item Status: Shippable | 474.41 |  | Shippable but Stock Qty Unavailable | USCG001-0007 | Already Listed
9375 | 570-0250 | Description: SolarEdge, Cellular Plug-In, for Commercial (208 or 480V) Inverters with a Display, up to 200kW-AC, 5 Yr Data Plan, for use in US Only, CELL-A-R05-US-S-S4 ,Wattage: nan ,Non-Commissionable: No ,Item Classification: Inverters ,Item Status: Shippable | 673.11 |  | Shippable but Stock Qty Unavailable | USEC001-0087 | Already Listed
9379 | 570-0334 | Description: Magnum, MagWeb Web Based Ethernet Monitoring Kit, ME-MW-E ,Wattage: nan ,Non-Commissionable: No ,Item Classification: Inverters ,Item Status: Shippable | 311.09 |  | Shippable but Stock Qty Unavailable | USWC001-0071 | Already Listed
9561 | 570-1048 | Description: SMA, Communication RS-485 Data Module for TL-22 and STP Inverters, DM-485CB-US-10 ,Wattage: nan ,Non-Commissionable: No ,Item Classification: Inverters ,Item Status: Shippable | 107.75 |  | Shippable but Stock Qty Unavailable | USSE100-0216 | Already Listed
9618 | 570-1107 | Description: Enphase, Envoy S Communications Gateway, Envoy S Metered, with integrated Revenue Grade metering, 120VAC, Qty. 1, ENV-S-AM1-120 ,Wattage: nan ,Non-Commissionable: No ,Item Classification: Inverters ,Item Status: Shippable | 486.6 |  | Shippable but Stock Qty Unavailable | USSE100-0272 | Already Listed
9633 | 570-1121 | Description: Yaskawa Solectria, Solrenview Monitoring, LCD Gateway-Outdoor , Inverter Direct Monitoring for up to 32 PVI-14TL-36TL inverters, SRV-LCD-3PTL-OUTDOOR ,Wattage: nan ,Non-Commissionable: No ,Item Classification: Inverters ,Item Status: Shippable | 758.82 |  | Shippable but Stock Qty Unavailable | USCG001-0003 | Already Listed
9661 | 570-1160 | Description: SMA, Sensor Module for -40 inverters, MD.SEN-US-40 ,Wattage: nan ,Non-Commissionable: No ,Item Classification: Inverters ,Item Status: Shippable | 144.08 |  | Shippable but Stock Qty Unavailable | USSSP110-1250 | Already Listed
9664 | 570-1163 | Description: Enphase, Line Communication Filter 3-Phase 208Vac, 250A, Qty. 1, Q-LCF-250-3P ,Wattage: nan ,Non-Commissionable: No ,Item Classification: Inverters ,Item Status: Shippable | 854.81 |  | Shippable but Stock Qty Unavailable | USSE100-0081 | Already Listed
9672 | 570-1174 | Description: Enphase, IQ Commercial Envoy, 3 Phase, Meter Accuracy +/- 0.5% with Solid-Core CT, Consumption Metering available when used with Split Core CTs, ENV-IQ-AM3-3P ,Wattage: nan ,Non-Commissionable: No ,Item Classification: Inverters ,Item Status: Shippable | 809.89 |  | Shippable but Stock Qty Unavailable | USCG001-0004 | Already Listed
9690 | 570-1199 | Description: Tesla Backup Gateway 2, 120/240Vac, RGM, Ethernet, Cellular (3G, LTE/4G), Wi-Fi, for up to 10 Powerwall 2 AC coupled units, RGM, NEMA 3R, Powerwall Backup Gateway 2 ,Wattage: nan ,Non-Commissionable: No ,Item Classification: Energy Storage ,Item Status: Shippable | 1000 |  | Shippable but Stock Qty Unavailable | USSS100-0103 | Already Listed
9692 | 570-1200 | Description: SMA, Data Manager M Lite, for monitoring up to 5 Devices, Inverters, I/O Interface, Max 30kVA total PV Inverters, Ethernet, RS-485, NEMA 1, Requires 24Vdc Power Supply not included, EDMM-10.A ,Wattage: nan ,Non-Commissionable: No ,Item Classification: Inverters ,Item Status: Shippable | 356.94 |  | Shippable but Stock Qty Unavailable | USSE100-0215 | Already Listed
9694 | 570-1204 | Description: Schneider Electric, Insight Home (Gateway), 865-0330 ,Wattage: nan ,Non-Commissionable: No ,Item Classification: Inverters ,Item Status: Shippable | 425.14 |  | Shippable but Stock Qty Unavailable | USCG001-0016 | Already Listed
9695 | 570-1205 | Description: Schneider Electric, Insight Facility (Gateway), 865-0335 ,Wattage: nan ,Non-Commissionable: No ,Item Classification: Inverters ,Item Status: Shippable | 810.88 |  | Shippable but Stock Qty Unavailable | USSE100-0270 | Already Listed
9702 | 570-1214 | Description: Generac, 264A CT Kit, includes 2, CTs and Internet Adapter CT, Qty.1, APKE00032 ,Wattage: nan ,Non-Commissionable: No ,Item Classification: Energy Storage ,Item Status: Shippable | 115.85 |  | Shippable but Stock Qty Unavailable | USSE100-0089 | Already Listed
9704 | 570-1216 | Description: Generac, CT-Y Adapter, SYCOM2 ,Wattage: nan ,Non-Commissionable: No ,Item Classification: Energy Storage ,Item Status: Shippable | 20.23 |  | Shippable but Stock Qty Unavailable | USEC001-0065 | Already Listed
9711 | 570-1227 | Description: Enphase, IQ Combiner-4 with IQ Gateway and 2 Split Core Consumption CTs, Single Phase, Revenue Grade accuracy (ANSI C12.20 +/- 0.5%) Calibrated Solid-Core Production CT, Space for 4 PV Branch Circuits with Hold Down kits, Breakers NOT included, 80A, with integrated Cell Modem and 5 Year Sprint Data Plan for US, Puerto Rico and Canada, Use with IQ-6, IQ-7 or IQ-8, X-IQ-AM1-240-4C ,Wattage: nan ,Non-Commissionable: No ,Item Classification: Inverters ,Item Status: Soligent De-listing | 1051.07 |  | De-Listing & Stock Qty Unavailable | USBE100-0017 | Already Listed
9712 | 570-1231 | Description: SolarEdge, Replacement 4G Cell Modem, for all SetApp Enabled Commercial (208 or 480) 3 Phase Inverters, up to 200kW-AC, with Sprint CDMA and T-Mobile GSM 3G Networks, for use in US Only, CELL-B-R05-US-P-S4 ,Wattage: nan ,Non-Commissionable: No ,Item Classification: Inverters ,Item Status: Shippable | 673.11 |  | Shippable but Stock Qty Unavailable | USCG001-0018 | Already Listed
9713 | 570-1232 | Description: SolarEdge, Replacement 4G Cell Modem, for all SetApp Enabled Commercial (208 or 480) 3 Phase Inverters, up to 1MW-AC, with Sprint CDMA and T-Mobile GSM 3G Networks, for use in US Only, CELL-B-R05-US-P-S5 ,Wattage: nan ,Non-Commissionable: No ,Item Classification: Inverters ,Item Status: Shippable | 1580.12 |  | Shippable but Stock Qty Unavailable | USCG001-0010 | Already Listed
9714 | 570-1234 | Description: SolarEdge, Replacement 4G Cell Modem, for all Commercial (208 or 480) 3 Phase Inverters with a Display, up to 200kW-AC, with Sprint CDMA and T-Mobile GSM 3G Networks, for use in US Only, CELL-A-R05-US-P-S4 ,Wattage: nan ,Non-Commissionable: No ,Item Classification: Inverters ,Item Status: Shippable | 673.11 |  | Shippable but Stock Qty Unavailable | USIN100-0046 | Already Listed
9715 | 570-1235 | Description: SolarEdge, Replacement 4G Cell Modem, for all Commercial (208 or 480) 3 Phase Inverters with a Display, up to 1MW-AC, with Sprint CDMA and T-Mobile GSM 3G Networks, for use in US Only, CELL-A-R05-US-P-S5 ,Wattage: nan ,Non-Commissionable: No ,Item Classification: Inverters ,Item Status: Shippable | 1580.12 |  | Shippable but Stock Qty Unavailable | USSE100-0283 | Already Listed
9718 | 570-1241 | Description: Yaskawa Solectria, Connectivity Package includes: ENC-G5 hardware, Portal Access and Cellular SIM, for PVI 25/36/50/60TL, for Monitoring, Remote Troubleshooting and Update, 1 Per Site, up to 10 Inverters, ENC-PORT-C510 ,Wattage: nan ,Non-Commissionable: No ,Item Classification: Inverters ,Item Status: Shippable | 2186.67 |  | Shippable but Stock Qty Unavailable | USSE100-0266 | Already Listed
9719 | 570-1242 | Description: Solis, Cellular 4G Data-Logging Stick SOLIS-DLS-C-5 ,Wattage: nan ,Non-Commissionable: No ,Item Classification: Inverters ,Item Status: Shippable | 301.2 |  | Shippable but Stock Qty Unavailable | USCG001-0002 | Already Listed
9722 | 570-2230 | Description: SimpliPhi, ESS Energy Trak Gateway, Ethernet, Wi-Fi, Bluetooth, 1 per System with Outdoor Enclosure, ET-GWY-10 ,Wattage: nan ,Non-Commissionable: No ,Item Classification: Energy Storage ,Item Status: Shippable | 918.92 |  | Shippable but Stock Qty Unavailable | USSSP110-1221 | Already Listed
9726 | 570-2235 | Description: Aptos, Data Transfer Unit, (DTU) with 4G Cell Modem, DTU_MAC_4G ,Wattage: nan ,Non-Commissionable: No ,Item Classification: Inverters ,Item Status: Soligent De-listing | 270.59 |  | De-Listing & Stock Qty Unavailable | USCG001-0009 | Already Listed
9855 | 577-0254 | Description: Savant, Single BR 60A Power Module, GPM-H1R60240-21 ,Wattage: nan ,Non-Commissionable: No ,Item Classification: Electrical BOS ,Item Status: Shippable | 162.16 |  | Shippable but Stock Qty Unavailable | USEC001-0048 | Already Listed
9894 | 580-0045 | Description: Schneider Electric, MPPT Disconnect RS with Integrated PLC transmitter, Compatible with Tigo TS4-F, UL 1699B Arc fault detection, 865-1036 ,Wattage: nan ,Non-Commissionable: No ,Item Classification: Inverters ,Item Status: Shippable | 836.73 |  | Shippable but Stock Qty Unavailable | USSSP110-1183 | Already Listed
9908 | 580-0061 | Description: Yaskawa Solectria, Wiring Box for PVI 25TL-208 Transformerless Inverter, 6 Fused Inputs (2 per Zone), 20A Fuses Included, includes PLC Transmitter and Bleed-Down Circuit for Module-Level Rapid Shutdown with APsmart Receiver, [MUST ADD INVERTER], PVI-25TL-208WB-APS ,Wattage: nan ,Non-Commissionable: No ,Item Classification: Inverters ,Item Status: Shippable | 2306.67 |  | Shippable but Stock Qty Unavailable | USBE100-0062 | Already Listed
9943 | 580-0108 | Description: Generac, PWRcell 100A Automatic Transfer Switch (ATS), with Load Management, Manage up to 4 HVAC (24Vac Controlled) Loads for Whole Home Coverage, Service Rated, NEMA 3R, CXSW100A3 ,Wattage: nan ,Non-Commissionable: No ,Item Classification: Energy Storage ,Item Status: Shippable | 731.95 |  | Shippable but Stock Qty Unavailable | USIN100-0180 | Already Listed
9951 | 580-0117 | Description: OutBack, 16 Amp DIN mount Relay for IMO FireRaptor Shutdown Switch Connection, OBR-16-24-DIN ,Wattage: nan ,Non-Commissionable: No ,Item Classification: Inverters ,Item Status: Shippable | 25 |  | Shippable but Stock Qty Unavailable | USMS100-0036 | Already Listed
9957 | 580-0123 | Description: SMA, Rapid Shutdown Controller, RSC-1X-US-10 ,Wattage: nan ,Non-Commissionable: No ,Item Classification: Inverters ,Item Status: Vendor De-listing | 87.5 |  | De-Listing & Stock Qty Unavailable | USSE100-0178 | Already Listed
9958 | 580-0124 | Description: Outback, ICS Plus Rapid Shutdown Initiator (RSI), AFCI, RSI ,Wattage: nan ,Non-Commissionable: No ,Item Classification: Inverters ,Item Status: Shippable | 548.61 |  | Shippable but Stock Qty Unavailable | USEC001-0005 | Already Listed
9973 | 580-0140 | Description: SMA, Sunny Boy Storage Automatic Back-Up Unit, 120/240Vac/200A, for use with Sunny Boy-Storage Inverter, 3R enclosure, SBS-ABU-200-US-10 ,Wattage: nan ,Non-Commissionable: No ,Item Classification: Energy Storage ,Item Status: Shippable | 2666.65 |  | Shippable but Stock Qty Unavailable | USSS100-0015 | Already Listed
9974 | 580-0141 | Description: OutBack, SkyBox, DC Power Supply, 24Vdc from 48Vdc Nominal Battery Bank, use with SkyBox RSD Box, PWRSPLY-24 ,Wattage: nan ,Non-Commissionable: No ,Item Classification: Inverters ,Item Status: Shippable | 65.28 |  | Shippable but Stock Qty Unavailable | USSSP110-1096 | Already Listed
9978 | 580-0145 | Description: Outback, AC-Coupled Generator Back-Up Protection Relay Kit, Protects connected generators from incidental current back-feed, GS-AC-GEN-KIT ,Wattage: nan ,Non-Commissionable: No ,Item Classification: Inverters ,Item Status: Shippable | 216.67 |  | Shippable but Stock Qty Unavailable | USSE100-0136 | Already Listed
9993 | 580-0166 | Description: Generac, Generator Smart Transfer Switch, 120/240V, 100A, NEMA 3R, Service-Rated, RXSW100A3 ,Wattage: nan ,Non-Commissionable: No ,Item Classification: Energy Storage ,Item Status: Shippable | 558.47 |  | Shippable but Stock Qty Unavailable | USSS100-0109 | Already Listed
9997 | 580-0172 | Description: Yaskawa Solectria, Wiring Box, for PVI 50/60TL Transformerless Inverter, 15 Fused Inputs (5 per Zone), 15A Fuses Included, Includes PLC Transmitter and Bleed-Down Circuit for Module-Level Rapid Shutdown with Tigo-TS-4-A-F Receiver, PVI-50-60TL-BX-R ,Wattage: nan ,Non-Commissionable: No ,Item Classification: Inverters ,Item Status: Shippable | 1766.67 |  | Shippable but Stock Qty Unavailable | USBE100-0047 | Already Listed
9998 | 580-0173 | Description: Yaskawa Solectria, Wiring Box, for PVI 50/60TL Transformerless Inverter, 15 Fused Inputs (5 per Zone), 20A Fuses Included, Includes PLC Transmitter and Bleed-Down Circuit for Module-Level Rapid Shutdown with Tigo-TS-4-A-F Receiver, PVI-50-60TL-WB-TGO ,Wattage: nan ,Non-Commissionable: No ,Item Classification: Inverters ,Item Status: Shippable | 2506.67 |  | Shippable but Stock Qty Unavailable | USBE100-0048 | Already Listed
10001 | 580-0177 | Description: Yaskawa Solectria, Wiring Box, for PVI 50/60TL Transformerless Inverter, 15 Fused Inputs (5 per Zone), 20A Fuses Included, includes PLC Transmitter and Bleed-Down Circuit for Module-Level Rapid Shutdown with APsmart Receiver, PVI-50-60TL-WB-APS ,Wattage: nan ,Non-Commissionable: No ,Item Classification: Inverters ,Item Status: Shippable | 2506.67 |  | Shippable but Stock Qty Unavailable | USBE100-0046 | Already Listed
10005 | 580-0180 | Description: Yaskawa Solectria, Wiring Box for PVI 25TL-208 Transformer Less Inverter, 6 Fused Inputs (2 per Zone), 20A Fuses Included, includes PLC Transmitter and Bleed-Down Circuit for Module-Level Rapid Shutdown with Tigo-TS-4-A-F Receiver, [MUST ADD INVERTER], PVI-25TL-208WB-TG-T2 ,Wattage: nan ,Non-Commissionable: No ,Item Classification: Inverters ,Item Status: Shippable | 2306.67 |  | Shippable but Stock Qty Unavailable | USBE100-0045 | Already Listed
10010 | 580-0186 | Description: SolarEdge, Energy Hub, Backup Interface, with 5kW Autoformer, Import/Export Meter w/CT’s, 200A Main Breaker rated for Service Side Connection, BI-EUSGN-02 ,Wattage: nan ,Non-Commissionable: No ,Item Classification: Energy Storage ,Item Status: Shippable | 2446.85 |  | Shippable but Stock Qty Unavailable | USSS100-0016 | Already Listed
10012 | 580-0228 | Description: Generac, DC Breaker Lock-Out, APKE00036 ,Wattage: nan ,Non-Commissionable: No ,Item Classification: Energy Storage ,Item Status: Shippable | 40.45 |  | Shippable but Stock Qty Unavailable | USIN100-0130 | Already Listed
10065 | 590-0113 | Description: QuickMount, QMR, Optional WEEB BMC for use with QMR End-Clamps, Qty. 1 pack of 10, QMR-ECW-A-50 ,Wattage: nan ,Non-Commissionable: No ,Item Classification: Racking ,Item Status: Shippable | 1.99 |  | Shippable but Stock Qty Unavailable | USMS100-0241 | Already Listed
10068 | 590-0126 | Description: UniRac, Ecolibrium, MetalX, Row to Row Bonding Clip, ES11108 ,Wattage: nan ,Non-Commissionable: No ,Item Classification: Racking ,Item Status: Shippable | 0.37 |  | Shippable but Stock Qty Unavailable | USMS100-0386 | Already Listed