## Sheet1
| S. No. | UID | US Solar SKU No. | Product Category | Item No. | MPN | Description | Type | Base Price | Wattage | Non-Commissionable | Item Classification | Floor Price | Python Price | Available
0 | 1 | 110-1249 |  | Module | 110-1249 | CS1Y-400MS | Canadian Solar, 400W PV Module, 2.0m (78.7 in) (+) / 1.2m (47.2 in) (-) PV |  | 0.5 | 400 |  | Module | 0.55 | 199.2 | 16
1 | 2 | USSP100-0075 | USSP100-0075 | Module | 110-1272 | MSE345SX5T | Mission, 345W PV Module, MC4, 1.0m (~39.4”) PV Wire, 40mm Black Frame, Blac |  | 0.77 | 345 |  | Module | 0.73 | 256.94
2 | 3 | USSP100-0140 | USSP100-0140 | Module | 110-1281 | CS3W-450MB-AG | Canadian Solar, Bifacial 450W PV Module, 400mm (15.7”) 280mm (11”) PV Wire |  | 0.52 | 450 |  | Module | 0.49 | 231.7
3 | 4 | 110-1288 |  | Module | 110-1288 | CS1Y-395MS | Canadian Solar, 395W PV Module, 2.0m (78.7 in) (+) / 1.2m (47.2 in) (-) PV |  | 0.64 | 395 |  | Module | 0.57 | 243.16 | 3
4 | 5 | USSP100-0011 | USSP100-0011 | Module | 110-1293 | CS3N-395MS,F30 | Canadian Solar, 395W PV Module, 1.65m (65 in) (+) / 1m (39.4in) (-) PV Wire |  | 0.61 | 395 |  | Module | 0.58 | 239.1 | 10
5 | 6 | USSP100-0010 | USSP100-0010 | Module | 110-1308 | CS3N-395MS,F23 | Canadian Solar, 395W PV Module, 1250mm (~49.2 in) PV Wire, MC-4, 35mm Black | 229.1 | 0.58 | 395 |  | Module | 0.56 | 158 | 376
6 | 7 | USSP100-0030 | USSP100-0030 | Module | 110-1310 | REC395AA Pure | REC, 395W PV Module, 1.1/1.2m (43/47”)PV Wire, MC-4, 30mm Black Frame on Bl |  | 1.02 | 395 |  | Module | 0.99 | 250.825 | 153
7 | 8 | USSP100-0029 | USSP100-0029 | Module | 110-1312 | REC405AA Pure | REC, 405W PV Module, 1.1/1.2m (43/47”)PV Wire, MC-4, 30mm Black Frame on Bl |  | 0.96 | 405 |  | Module | 0.94 | 257.175 | 88
8 | 9 | 110-1313 | USSP100-0142 | Module | 110-1313 | DNA-120-MF26-365W | Aptos, 365W PV Module, 1.2m (~47.2”) PV Wire, MC-4 Connectors, 35mm Black Frame on Black Back Sheet, BOB, 120 ½ DNA Mono Cells, 20A Max Fuse, 1000VDC, 333.1W PTC, 25/30 Warranty, DNA-120-MF26-365W |  | 0.684 | 365 |  | Module | 0.571 | 241.89 | 67
9 | 10 | USSP100-0151 | USSP100-0151 | Module | 110-1325 | DNA-144-BF26-440W | Aptos, 440W Bifacial PV Module, 1.2m (~47.2”) PV Wire, 35mm Black Frame on |  | 0.68 | 440 |  | Module | 0.64 | 265.94 | 626
10 | 11 | USSP100-0015 | USSP100-0015 | Module | 110-1329 | E440HCM120B | Emmvee, 440W PV Module, MC-4 Compatible, 500mm (~19.7”) PV Wire, 35mm Black |  | 0.58 | 440 |  | Module | 0.38 | 125.4 | 7871
11 | 12 | USSP100-0016 | USSP100-0016 | Module | 110-1332 | E395M72-B | Emmvee, 395W PV Module, MC-4 Compatible, 1200mm (~47.27”) PV Wire, 35mm Bla |  | 0.52 | 395 |  | Module | 0.45 | 112.575 | 842
12 | 13 | USSP100-0040 | USSP100-0040 | Module | 110-1334-B | PowerX-400R | Solaria, 400W PV Module, MC-4, 1200mm PV Wire, 35mm Black Frame, Black Back |  | 0.87 | 400 |  | Module | 0.77
13 | 14 | USSP100-0060 | USSP100-0060 | Module | 110-1336 | SS-M-440W-M60H-M10 | Sonali, 440W PV Module, MC4 Compatible , 1200mm (~47”) PV Wire, 35mm Black |  | 0.58 | 440 |  | Module | 0.51 | 149.6 | 13156
14 | 15 | USSP100-0062 | USSP100-0062 | Module | 110-1337 | SS-M-390-B | Sonali, 390W PV Module, MC4 Compatible, 1200mm (~47”) PV Wire, 35mm Black F |  | 0.58 | 390 |  | Module | 0.51 | 132.6 | 6180
15 | 16 | USSP100-0076 | USSP100-0076 | Module | 110-1338 | MSE340SX5T | Mission, 340W PV Module, MC4, 1.0m (~39.4”) PV Wire, 40mm Black Frame, Blac |  | 0.71 | 340 |  | Module | 0.65
16 | 17 | USSP100-0045 | USSP100-0045 | Module | 110-1340 | VSUN545-144BMH-DG | Sunergy, Bifacial 545W PV Module, MC-4 Compatible Connector, PV Wire 500mm |  | 0.57 | 545 |  | Module | 0.43
17 | 18 | USSP100-0064 | USSP100-0064 | Module | 110-1342 | SS-M-370 | Sonali, 370W PV Module, MC4 Compatible, 400mm (~15.7”)Negative , 300mm (~11 |  | 0.54 | 370 |  | Module | 0.45 | 193.6 | 156
18 | 19 | USSP100-0150 | USSP100-0150 | Module | 110-1344 | BVM6610M-370S-H-HC-BF | Boviet, Bifacial 370W PV Module, MC4 Compatible, 39.38" PV-Wire, 35mm Black |  | 0.66 | 370 |  | Module | 0.42 | 105.45 | 270
19 | 20 | USSP100-0092 | USSP100-0092 | Module | 110-1345 | M390-A1F | Mitrex, 390W PV Module, MC-4 Connector, 1,000mm (~39.4”) PV Wire, 40mm Bla |  | 0.62 | 390 |  | Module | 0.52 | 128.7 | 1764
20 | 21 | USSP100-0046 | USSP100-0046 | Module | 110-1346 | VSUN370-120BMH-1300 | Sunergy, Bifacial 370W PV Module, MC-4 Compatible Connector, PV Wire 1300mm |  | 0.58 | 370 |  | Module | 0.43 | 105.45 | 15144
21 | 22 | USSP100-0035 | USSP100-0035 | Module | 110-1347 | REC390AA Pure | REC, 390W PV Module, 1.1/1.2m (43/47”)PV Wire, MC-4, 30mm Black Frame on Bl |  | 1.02 | 390 |  | Module | 0.92 | 195 | 2345
22 | 23 | USSP100-0139 | USSP100-0139 | Module | 110-1348 | CS3W-455MB-AG | Canadian Solar, Bifacial 455W PV Module, 1850mm (72.8”) PV Wire, MC-4 Conne |  | 0.51 | 455 |  | Module | 0.49
23 | 24 | USSP100-0037 | USSP100-0037 | Module | 110-1349 | REC365TP4 Black | REC, 365W PV Module, 1.1/1.2m (43/47”)PV Wire, MC-4, 30mm Black Frame on Bl |  | 0.71 | 365 |  | Module | 0.68 | 182.5 | 2303
24 | 25 | 110-1351 |  | Module | 110-1351 | SM370-M660NH-BB | Sunmac, 370W PV Module, MC-4 Compatible Connector, PV Wire 1200mm (~47.2"), 35mm Black Frame with Black Back-Sheet, BOB, 120 1/2 Cell Mono PERC, 20A Max Fuse, 1500VDC, 345.7 PTC, 25/25 Warranty, SM370-M660NH-BB |  | 0.601 | 370 |  | Module | 0.476 | 215.16 | 312
25 | 26 | USSP100-0042 | USSP100-0042 | Module | 110-1352 | VSUN400-108BMH-500 | Sunergy, Bifacial 400W PV Module, MC-4 Compatible Connector, PV Wire 500mm |  | 0.54 | 400 |  | Module | 0.43
26 | 27 | USSP100-0043 | USSP100-0043 | Module | 110-1354 | VSUN365-120M-BB | Sunergy, 365W PV Module, MC-4 Compatible Connector, PV Wire 1200mm ~47.2"), |  | 0.55 | 365 |  | Module | 0.54 | 104.025 | 285
27 | 28 | USSP100-0054 | USSP100-0054 | Module | 110-1356-B | ZXM7-SHLDD144-540/M | ZNShine, 540W Bifacial PV Module, MC4 or compatible, 1250mm (~49.2”) PV Wi |  | 0.56 | 540 |  | Module | 0.47
28 | 29 | USSP100-0098 | USSP100-0098 | Module | 110-1357 | SM405-M754SH-BB | Sunmac, 405W PV Module, MC-4 Compatible Connector, PV Wire 1200mm (~47.2"), |  | 0.57 | 405 |  | Module | 0.45 | 229.29 | 459
29 | 30 | USSP100-0053 | USSP100-0053 | Module | 110-1361 | ZXM7-SH108-405/M | ZNShine, 405W PV Module, MC4-compatible, 1200mm (~47.2”) PV Wire, 30mm Blac |  | 0.6 | 405 |  | Module | 0.48
30 | 31 | USSP100-0009 | USSP100-0009 | Module | 110-1363 | CS3N-390MS | Canadian Solar, 390W PV Module, 1.65m (65 in) (+) / 1m (39.4in) (-) PV Wire |  | 0.58 | 390 |  | Module | 0.56
31 | 32 | USSP100-0004 | USSP100-0004 | Module | 110-1364 | DNA-120-BF26-370W | Aptos, 370W Bifacial PV Module, 1200mm (~47.2”) PV Wire, MC-4, 35mm Black |  | 0.69 | 370 |  | Module | 0.67
32 | 33 | USSP100-0032 | USSP100-0032 | Module | 110-1365 | REC370NP2 | REC, 370W PV Module, 1.1m (~43.3”), 1.2m (~47.2”) PV-Wire, MC-4, 30mm Black |  | 0.71 | 370 |  | Module | 0.69
33 | 34 | USSP100-0086 | USSP100-0086 | Module | 110-1366 | VSUN400-108BMH-1300 | Sunergy, Bifacial 400W PV Module, MC-4 Compatible Connector, PV Wire 1300mm |  | 0.6 | 400 |  | Module | 0.47 | 136 | 469
34 | 35 | USSP100-0044 | USSP100-0044 | Module | 110-1367 | VSUN370-120BMH-500 | Sunergy, Bifacial 370W PV Module, MC-4 Compatible Connector, PV Wire 500mm |  | 0.58 | 370 |  | Module | 0.43 | 105.45 | 764
35 | 36 | USSP100-0055 | USSP100-0055 | Module | 110-1369 | ZXM6-NH120-370/M | ZNShine, 370W PV Module, MC4-compatible, 1200mm (~47.2”) PV Wire, 35mm Blac |  | 0.64 | 370 |  | Module | 0.5 | 105.45 | 3025
36 | 37 | USSP100-0090 | USSP100-0090 | Module | 110-1370 | HiS-S400YH(BK) | Hyundai, 400W Bifacial PV Module, 1200mm (~47.2”) PV Wire, MC4, 32mm Black |  | 0.69 | 400 |  | Module | 0.66 | 160 | 3948
37 | 38 | USSP100-0138 | USSP100-0138 | Module | 110-1374 | BSM370M-60HPH | Bluesun, 370W PV Module, MC-4 or Compatible Connector, PV Wire 1200mm (~47. |  | 0.57 | 370 |  | Module | 0.39 | 105.45 | 10061
38 | 39 | USSP100-0093 | USSP100-0093 | Module | 110-1376 | EVPV360PK | Panasonic, 360W EverVolt PV Module, MC4, 1m/1.2m (~39/47.2”) PV Wire, 30mm |  | 0.93 | 360 |  | Module | 0.8 | 187.2 | 807
39 | 40 | USSP100-0033 | USSP100-0033 | Module | 110-1377 | REC365NP2 Black | REC, 365W PV Module, 1.1/1.2m (43/47”)PV Wire, MC-4, 30mm Black Frame on Bl |  | 0.71 | 365 |  | Module | 0.68 | 198.925 | 1772
40 | 41 | USSP100-0034 | USSP100-0034 | Module | 110-1378 | REC360NP2 Black | REC, 360W PV Module, 1.1/1.2m (43/47”)PV Wire, MC-4, 30mm Black Frame on Bl |  | 0.71 | 360 |  | Module | 0.69 | 187.2 | 2249
41 | 42 | USSP100-0072 | USSP100-0072 | Module | 110-1379 | MSE380SX5R | Mission,380W PV Module, 1.2m (~47.2”) PV Wire, 40mm Black Frame, Black Back |  | 0.77 | 380 |  | Module | 0.73 | 186.2 | 453
42 | 43 | USSP100-0018 | USSP100-0018 | Module | 110-1380 | Q.PEAK DUO XL-G10/BFG 480 | QCells, Bifacial 480W PV Module, MC4, ~27.5” (700mm) Positive/~13.7” ( 350m |  | 0.61 | 480 |  | Module | 0.58 | 227.92 | 863
43 | 44 | USSP100-0026 | USSP100-0026 | Module | 110-1382 | REC410AA Pure-R | REC, 410W PV Module, 67”PV Wire, MC-4, 30mm Black Frame on Black Back-Sheet |  | 0.96 | 410 |  | Module | 0.94 | 260.35 | 1406
44 | 45 | USSP100-0091 | USSP100-0091 | Module | 110-1385 | JKM390M-72HBL-V-D1 | Jinko, 390W PV Module, MC4, 1400mm (~55”) PV Wire, 40mm Black Frame, Black |  | 0.66 | 390 |  | Module | 0.64
45 | 46 | USSP100-0019 | USSP100-0019 | Module | 110-1387 | Q.PEAK DUO BLK-G10+ 365 | QCells, 365W PV Module, MC4, PV Wire 1150mm (~45.3”), 32mm Black Frame/Bl |  | 0.7 | 365 |  | Module | 0.67
46 | 47 | USSP100-0022 | USSP100-0022 | Module | 110-1388 | Q.PEAK DUO BLK ML G10+ 400 | QCells, 400W PV Module, MC4, PV Wire ~49.2” (1250mm), 32mm Black Frame/Blac |  | 0.75 | 400 |  | Module | 0.72 | 237.42 | 2987
47 | 48 | USSP100-0027 | USSP100-0027 | Module | 110-1392 | REC400NP3 Black | REC, 400W PV Module, 47.2” PV Wire, MC-4, 30mm Black Frame on Black Back-Sh |  | 0.78 | 400 |  | Module | 0.77 | 254 | 1376
48 | 49 | USSP100-0014 | USSP100-0014 | Module | 110-1397 | E440HCM120B-1400 | Emmvee, 440W PV Module, MC-4 Compatible, 1400mm (~55.2”) PV Wire, 35mm Blac |  | 0.58 | 440 |  | Module | 0.38 | 125.4 | 1128
49 | 50 | 110-1401 |  | Module | 110-1401 | CS3N-400MS,F30 | Canadian Solar, 400W PV Module, 1250mm (~49.2 in) PV Wire, MC-4, 35mm Black | 232 | 0.58 | 400 |  | Module | 0.58 | 231.6 | 283
50 | 51 | USSS100-0120 | USSS100-0120 | Energy Storage | 140-0002 | 7042 | Generac, Generator, 22kW Stand-By, Air-Cooled, 3600 RPM, 120/240Vac, Natural Gas or LPG, Aluminum Enclosure, Wi-Fi included, UL, CUL, EPA Compliant, 5 Year Warranty, 7042 | Inventory Item | 4331.65 |  | No | Energy Storage | 4097.5 | 4331.65
51 | 52 | USSS100-0107 | USSS100-0107 | Energy Storage | 140-0006 | 7038 | Generac, Generator, 20kW Stand-By, Air-Cooled, 3600 RPM, 120/240Vac, Natural Gas or LPG, Aluminum Enclosure, Wi-Fi included, UL, CUL, EPA Compliant, 5 Year Warranty, 7038 | Inventory Item | 4097.34 | 20000 | No | Energy Storage | 3875.86 | 4097.34
52 | 53 | 140-0007 |  | Energy Storage | 140-0007 | RG03224 | Generac, Generator, 32kW Stand-By, Liquid-Cooled, 1800 RPM, 120/240Vac, Natural Gas or LPG, Aluminum Enclosure, UL, CUL, EPA Compliant, 5 Year Warranty, (Not for sale in CA/MA),RG03224 | Inventory Item | 11153.39 | 32000 | No | Energy Storage | 10550.51
53 | 54 | USSG001-0003 | USSG001-0003 | Energy Storage | 140-0008 | RG03624A | Generac, Generator, 36kW Stand-By, Liquid-Cooled, 3600 RPM, 120/240Vac, Natural Gas or LPG, Aluminum Enclosure, UL, CUL, EPA Compliant, 5 Year Warranty, (Not for sale in CA/MA),RG03624A | Inventory Item | 13125.81 |  | No | Energy Storage | 12416.3 | 13125.81
54 | 55 | USSG001-0002 | USSG001-0002 | Energy Storage | 140-0009 | RG04845ANAX | Generac, Generator, 48kW Stand-By, Liquid-Cooled, 1800 RPM, 120/240Vac, Natural Gas or LPG, Aluminum Enclosure, UL, CUL, EPA Compliant, 5 Year Warranty, (Not for sale in CA/MA), RG04845ANAX | Inventory Item | 15316.58 |  | No | Energy Storage | 14488.66 | 15316.58
55 | 56 | USSG001-0001 | USSG001-0001 | Energy Storage | 140-0013 | RG04845C | Generac, Generator, 48kW Stand-By, Liquid-Cooled, 1800 RPM, 120/240Vac, Natural Gas or LPG, Aluminum Enclosure, UL, CUL, EPA Compliant, 5 Year Warranty, SCAQMD Compliant, RG04845C | Inventory Item | 16560.1 | 48000 | No | Energy Storage | 15664.96 | 16560.1
56 | 57 | USSS100-0108 | USSS100-0108 | Energy Storage | 140-0014 | 5685 | Generac , Air Cooled Generator Transport Cart, 5685 | Inventory Item | 356.06 |  | No | Energy Storage | 336.81 | 356.06
57 | 58 | USSS100-0111 | USSS100-0111 | Energy Storage | 140-0015 | 7043-3 | Generac, Generator, 22kW Stand-By Bundle, Air-Cooled, 3600 RPM, 120/240Vac, Natural Gas or LPG, Aluminum Enclosure, Wi-Fi included, with 200A Auto Transfer Switch, UL, EPA Compliant, 5 Year Warranty, 7043-3 | Inventory Item | 5912.47 |  | No | Energy Storage | 5592.88 | 5912.47
58 | 59 | USSG001-0005 | USSG001-0005 | Energy Storage | 140-0016 | 7171 | Generac, Generator, 10kW Stand-By, Air-Cooled, 3600 RPM, 120/240Vac, Natural Gas or LPG, Aluminum Enclosure, Wi-Fi included, UL, CUL, EPA Compliant, 5 Year Warranty, 7171 | Inventory Item | 2575.86 | 10000 | No | Energy Storage | 2436.63 | 2575.86
59 | 60 | USSS100-0115 | USSS100-0115 | Energy Storage | 140-0017 | 7173 | Generac, Generator, 13kW Stand-By, Air-Cooled, 3600 RPM, 120/240Vac, Natural Gas or LPG, Aluminum Enclosure, Wi-Fi included, UL, CUL, EPA Compliant, 5 Year Warranty, 7173 | Inventory Item | 3012.32 |  | No | Energy Storage | 2849.49 | 3012.32
60 | 61 | USSG001-0006 | USSG001-0006 | Energy Storage | 140-0018 | 7172 | Generac, Generator, 10kW Stand-By Bundle, Air-Cooled, 3600 RPM, 120/240Vac, Natural Gas or LPG, Aluminum Enclosure, Wi-Fi included, with 100A 16-Circuit Auto Transfer Switch, UL, EPA Compliant, 5 Year Warranty, 7172 | Inventory Item | 3409.73 |  | No | Energy Storage | 3225.42 | 3409.73
61 | 62 | USSG001-0007 | USSG001-0007 | Energy Storage | 140-0019 | 7209 | Generac, Generator, 24kW Stand-By, Air-Cooled, 3600 RPM, 120/240Vac, Natural Gas or LPG, Aluminum Enclosure, Wi-Fi included, UL, CUL, EPA Compliant, 5 Year Warranty, 7209 | Inventory Item | 5482.65 | 24000 | No | Energy Storage | 5186.29 | 5482.65
62 | 63 | USSG001-0008 | USSG001-0008 | Energy Storage | 140-0020 | 7163 | Generac, Generator, EcoGen 15kW Stand-By, Air-Cooled, 3600 RPM, 120/240Vac, Natural Gas or LPG, Aluminum Enclosure, Wi-Fi included, (Not for sale in CA), 3 Year Warranty, 7163 | Inventory Item | 4686.24 | 15000 | No | Energy Storage | 4432.93 | 4686.24
63 | 64 | USIN100-0178 | USIN100-0178 | Energy Storage | 140-0021 | 8005 | Generac, PWRgenerator, 9kW 380Vdc, Air-Cooled, Natural Gas or LPG, Aluminum Enclosure, Use only with PWRcell Inverter/Battery, UL, CSA, 8005 | Inventory Item | 5879.93 | 9000 | No | Energy Storage | 5562.1 | 5879.93
64 | 65 | 140-0022 |  | Energy Storage | 140-0022 | 7077 | Generac, Generator, 20kW Stand-By, Air-Cooled, 3600 RPM, 3 Phase 208Vac, Natural Gas or LPG, Aluminum Enclosure, Wi-Fi included, UL, CUL, EPA Compliant, 5 Year Warranty, 7077 | Inventory Item | 5230.42 | 20000 | No | Energy Storage | 5085.13
65 | 66 | 210-0000 |  | Racking | 210-0000 | XR-10-204M | IronRidge, XR10, Rail 204" (17') Mill Finish, Qty. 1, XR-10-204M | Inventory Item | 32.23 |  | No | Racking | 29.42
66 | 67 | 210-0001 |  | Racking | 210-0001 | XR-100-204M | IronRidge, XR100, Rail 204" (17') Mill, Qty. 1, XR-100-204M | Inventory Item |  |  | No | Racking | 0
67 | 68 | 210-0041 |  | Racking | 210-0041 | CFJE -LEVEL | ProSolar, Leveling Kit Assembly for FJ Commercial E-Series, Provides 1/2" to 1 1/2" of height adjustability, Qty. 1, CFJE -LEVEL | Inventory Item | 2.87 |  | No | Racking | 2.69 | 2.87 | 2
68 | 69 | USMS100-0554 | USMS100-0554 | Racking | 210-0042 | FJ-450-1 | ProSolar, FastJack, Standoff, 4.5", Qty. 1, FJ-450-1 | Inventory Item | 7.24 |  | No | Racking | 7.15 | 7.24 | 566
69 | 70 | USMS100-0555 | USMS100-0555 | Racking | 210-0045 | P-CN-1 | ProSolar, Channel Nut, Qty. 1, P-CN-1 | Inventory Item | 0.38 |  | No | Racking | 0.38 | 0.38 | 1323
70 | 71 | USMS100-0406 | USMS100-0406 | Racking | 210-0054 | QMSC-A-12 | QuickMount, Flashing, Classic Composition Mounts, 12" x 12", Mill Finish, QBLOCK, Qty. 1, QMSC-A-12 | Inventory Item | 18.15 |  | No | Racking | 17.12 | 18.15 | 3
71 | 72 | USMS100-0383 | USMS100-0383 | Racking | 210-0191 | 004085D | UniRac, FlashLoc Comp Kit, with Lag Bolt, Chemlink Sealant and Rail Hardware, Dark Finish, 1 ea, 004085D | Inventory Item | 9.94 |  | No | Racking | 9.38 | 9.94 | 46
72 | 73 | USSE100-0202 | USSE100-0202 | Racking | 210-0192 | 310246D | UniRac, SolarMount Rail, 246", Dark Finish, 310246D | Inventory Item | 87.48 |  | No | Racking | 80.36 | 87.48 | 76
73 | 74 | 210-0193 |  | Racking | 210-0193 | 315246D | UniRac, SolarMount Light Rail, 246", Dark Finish, 315246D | Inventory Item | 60.24 |  | No | Racking | 55.34 | 60.24 | 118
74 | 75 | 210-0194 |  | Racking | 210-0194 | 004FLAT | UniRac, Tile Roof Hook, Flashing Flat Tile Mount, 004FLAT | Inventory Item | 4.01 |  | No | Racking | 3.69 | 4.01 | 251
75 | 76 | USMS100-0308 | USMS100-0308 | Racking | 210-0203 | 310132C | UniRac, SolarMount Rail, 132", Clear Anodized Finish, Qty. 1, 310132C | Inventory Item | 42.1 |  | No | Racking | 38.67 | 42.1 | 77
76 | 77 | USMS100-0307 | USMS100-0307 | Racking | 210-0206 | 310168C | UniRac, SolarMount Rail, 168", Clear Anodized Finish, Qty. 1, 310168C | Inventory Item | 53.58 |  | No | Racking | 49.22 | 53.58 | 750
77 | 78 | 210-0213 |  | Racking | 210-0213 | XR-100-168M | IronRidge, XR100, Rail 168" (14') Mill, Qty. 1, XR-100-168M | Inventory Item | 38.2 |  | No | Racking | 35.09 | 38.2 | 1892
78 | 79 | 210-0216 |  | Racking | 210-0216 | 004085D | UniRac, FlashLoc Comp Kit, with Lag Bolt, Chemlink Sealant and Rail Hardware, Dark Finish, Qty. 1 Box of 20, 004085D | Inventory Item | 198.78 | 9.939 | No | Racking | 187.6 | 198.78 | 158
79 | 80 | USMS100-0660 | USMS100-0660 | Racking | 210-0248 | XR-100-183A | IronRidge, XR100, Rail 183" (15.25') Clear, Qty. 1, XR-100-183A | Inventory Item | 31.42 |  | No | Racking | 30.11 | 31.42 | 1
80 | 81 | USMS100-0288 | USMS100-0288 | Racking | 210-0272 | 410144M | UniRac, SolarMount Heavy Duty Rail, 144", Mill Finish, Qty. 1, 410144M | Inventory Item | 68.59 |  | No | Racking | 65.73 | 68.59 | 16
81 | 82 | USSSP110-1532 | USSSP110-1532 | Racking | 210-0274 | 410168M | UniRac, SolarMount Heavy Duty Rail, 168", Mill Finish, Qty. 1, 410168M | Inventory Item | 90.82 |  | No | Racking | 83.43 | 90.82
82 | 83 | DS-210-0296 |  | Racking | DS-210-0296 | QMLC-B-12 | QuickMount, Flashing, Shake Mounts, 18" x 18", Bronze, QBLOCK, Qty. 1, QMLC-B-12 | Inventory Item | 24.48 |  | No | Racking | 23.1
83 | 84 | 210-0350 |  | Racking | 210-0350 | 310018 | UniRac, SolarMount Raised Flange Zinc Plated Steel Standoff, 4", Clear, 310018 | Inventory Item | 9.6 |  | No | Racking | 8.73 | 9.6 | 3
84 | 85 | 210-0406 |  | Racking | 210-0406 | 202004D | UniRac, SunFrame Cap Strip 192", F, use 1" Screws for Sharp, Dark, Qty. 1, 202004D | Inventory Item | 26.68 |  | No | Racking | 25.04 | 26.68 | 85
85 | 86 | USMS100-0609 | USMS100-0609 | Racking | 210-0439 | 004600D | UniRac, Standoff, 2 Piece Aluminum Flat-top , 6", Dark, without lag bolts, Qty. 1, 004600D | Inventory Item | 10.98 |  | No | Racking | 10.84 | 10.98 | 66
86 | 87 | USMS100-0410 | USMS100-0410 | Racking | 210-0501 | QMSC-B-12 | QuickMount, Flashing, Classic Composition Mounts, 12" x 12", Bronze, QBLOCK, Qty. 1, QMSC-B-12 | Inventory Item | 21.92 |  | No | Racking | 20.69 | 21.92 | 1
87 | 88 | 210-0524 |  | Racking | 210-0524 | K10176-001 | SunModo, Shared Rail Adaptor, K10176-001 | Inventory Item | 2.14 |  | No | Racking | 2.11 | 2.14 | 245
88 | 89 | 210-0526 |  | Racking | 210-0526 | 242-02167 | SnapNrack, UR SpeedSeal Foot, Black, 242-02167 | Inventory Item | 6.12 |  | No | Racking | 5.78 | 6.12 | 421
89 | 90 | 210-0527 |  | Racking | 210-0527 | 232-02452 | SnapNrack, UR-40 Rail End Cap, 232-02452 | Inventory Item | 0.92 |  | No | Racking | 0.91 | 0.92 | 296
90 | 91 | 210-0528 |  | Racking | 210-0528 | 242-02163 | SnapNrack, UR SpeedSeal Foot, Silver, 242-02163 | Inventory Item | 5.54 |  | No | Racking | 5.23
91 | 92 | USMS100-0612 | USMS100-0612 | Racking | 210-0535 | 242-01223 | SnapNrack, Ultra Rail All Purpose L Foot (90°), Silver, 242-01223 | Inventory Item | 4.08 |  | No | Racking | 3.85 | 4.08 | 782
92 | 93 | 210-0536 |  | Racking | 210-0536 | 242-92106 | SnapNrack, Ultra Rail Front Tilt Standoff, 5½", 242-92106 | Inventory Item | 7.34 |  | No | Racking | 7.25
93 | 94 | 210-0537 |  | Racking | 210-0537 | 242-92107 | SnapNrack, Ultra Rail Rear Tilt Standoff, 10", 242-92107 | Inventory Item | 8.47 |  | No | Racking | 8.37
94 | 95 | 210-0538 |  | Racking | 210-0538 | 242-00017 | SnapNrack, Standoff Base 1-Hole, 242-00017 | Inventory Item | 3.19 |  | No | Racking | 3.15 | 3.19 | 529
95 | 96 | 210-0550 |  | Racking | 210-0550 | 242-01213 | SnapNrack, UR-40 Rail Splice, Silver, 242-01213 | Inventory Item | 4.62 |  | No | Racking | 4.56 | 4.62 | 4565
96 | 97 | USMS100-0522 | USMS100-0522 | Racking | 210-0551 | 242-01214 | SnapNrack, UR-40 Rail Splice, Black, 242-01214 | Inventory Item | 4.9 |  | No | Racking | 4.84 | 4.9 | 2916
97 | 98 | 210-0552 |  | Racking | 210-0552 | 242-01219 | SnapNrack, Ultra Rail Umbrella L Foot, Silver, 242-01219 | Inventory Item | 3.67 |  | No | Racking | 3.46 | 3.67 | 103
98 | 99 | USMS100-0448 | USMS100-0448 | Racking | 210-0553 | 242-01220 | SnapNrack, Ultra Rail Umbrella L Foot, Black, 242-01220 | Inventory Item | 4.1 |  | No | Racking | 3.87 | 4.1 | 3002
99 | 100 | 210-0554 |  | Racking | 210-0554 | 242-04014 | SnapNrack, Bonding Standard Rail Splice, Silver, 242-04014 | Inventory Item | 7.28 |  | No | Racking | 7.19
100 | 101 | 210-0555 |  | Racking | 210-0555 | 242-92074 | SnapNrack, S100 HD Standoff Kit, 12”, 242-92074 | Inventory Item | 10.23 |  | No | Racking | 10.1
101 | 102 | 210-0556 |  | Racking | 210-0556 | 242-02174 | SnapNrack, UR SpeedSeal Deck Foot, Black, 242-02174 | Inventory Item | 8.22 |  | No | Racking | 8.11
102 | 103 | 210-0557 |  | Racking | 210-0557 | 242-02173 | SnapNrack, UR SpeedSeal Deck Foot, Silver, 242-02173 | Inventory Item | 7.52 |  | No | Racking | 7.43
103 | 104 | USMS100-0683 | USMS100-0683 | Racking | 210-0579 | QMLC-A-12 | QuickMount, Flashing, Shake Mounts, 18" x 18", Mill Finish, QBLOCK, Qty. 1, QMLC-A-12 | Inventory Item | 30.38 |  | No | Racking | 28.68 | 30.38 | 116
104 | 105 | 210-0581 |  | Racking | 210-0581 | 202002C | UniRac, SunFrame Cap Strip 192", D, use 3/4" Screws, Clear, Qty. 1, 202002C | Inventory Item | 20.02 |  | No | Racking | 18.79 | 20.02 | 101
105 | 106 | 210-0592 |  | Racking | 210-0592 | 210192D | UniRac, SunFrame Threaded Slot Rail 192", Dark, Qty. 1, 210192D | Inventory Item | 75.18 |  | No | Racking | 70.58 | 75.18 | 2
106 | 107 | USMS100-0306 | USMS100-0306 | Racking | 210-0595 | 310168D | UniRac, SolarMount Rail, 168", Dark Anodized Finish, Qty. 1, 310168D | Inventory Item | 59.77 |  | No | Racking | 54.9 | 59.77 | 537
107 | 108 | USMS100-0305 | USMS100-0305 | Racking | 210-0596 | 310208C | UniRac, SolarMount Rail, 208", Clear Anodized Finish, Qty. 1, 310208C | Inventory Item | 66.31 |  | No | Racking | 60.92 | 64.51 | 276
108 | 109 | USMS100-0469 | USMS100-0469 | Racking | 210-0600 | R-164XD | ProSolar, Support Rail, 3" Extra Deep support rail, 164", Qty. 1, R-164XD | Inventory Item | 40.72 |  | No | Racking | 37.41 | 40.72 | 1
109 | 110 | USMS100-0471 | USMS100-0471 | Racking | 210-0648 | A-SLE-1 | Prosolar, GroundTrac Snow Load Rail Enhancer, Clear, Qty. 1, A-SLE-1 | Inventory Item | 1.15 |  | No | Racking | 1.06 | 1.15 | 86
110 | 111 | USMS100-0485 | USMS100-0485 | Racking | 210-0662 | 004300D | UniRac, Standoff, 2 Piece Aluminum Flat-top , 3", Dark, without lag bolts, Qty. 1, 004300D | Inventory Item | 8.69 |  | No | Racking | 8.58 | 8.69 | 46
111 | 112 | USSSP110-1465 | USSSP110-1465 | Racking | 210-0664 | 004700D | UniRac, Standoff, 2 Piece Aluminum Flat-top , 7", Dark, without lag bolts, Qty. 1, 004700D | Inventory Item | 11.67 |  | No | Racking | 11.52 | 11.67 | 22
112 | 113 | USMS100-0235 | USMS100-0235 | Racking | 210-0674 | QMCC-A-12 | QuickMount, Flashing, Conduit Mount for Composition roofs, 9" x 12", Mill Finish, CONDUIT, Qty. 1, QMCC-A-12 | Inventory Item | 9.28 |  | No | Racking | 8.76 | 9.28 | 1920
113 | 114 | 210-0711 |  | Racking | 210-0711 | 003001S | UniRac, SM-I Splice kit with grounding, Clear, Qty. 1, 003001S | Inventory Item | 3.21 |  | No | Racking | 3.01 | 3.21 | 1037
114 | 115 | 210-0727 |  | Racking | 210-0727 | 9250500000 | EJOT, drill bit for steel substructure thickness between gauge 5 to 9/32'', 7.0mm diameter, 175mm long, HSS 7.0 x 175, Qty. 1, 9250500000 | Inventory Item | 15.46 |  | No | Racking | 14.51 | 15.46 | 38
115 | 116 | 210-0729 |  | Racking | 210-0729 | 9250505000 | EJOT, drill bit for steel substructure thickness between 19/64'' to 25/64'', 7.2mm diameter, 175mm long, HSS 7.2 x 175, Qty. 1, 9250505000 | Inventory Item | 13.99 |  | No | Racking | 13.13 | 13.99 | 1
116 | 117 | 210-0789 |  | Racking | 210-0789 | HL-31S56-S-0 | Lag Screw 5/16" - 3 -1/2" Stainless Steel | Inventory Item | 1.08 |  | No | Racking | 1.06
117 | 118 | 210-0871 |  | Racking | 210-0871 | FJ-LEVEL | ProSolar, Leveling Kit Assembly for FJ and FJ E-Series, Provides +1/2" to +1" of height adjustability, Qty. 1, FJ-LEVEL | Inventory Item | 2.77 |  | No | Racking | 2.74 | 2.77 | 75
118 | 119 | USMS100-0158 | USMS100-0158 | Racking | 210-0949 | QMUTM-A-12 | QuickMount, Flashing, Universal Tile Mounts, 18" x 18", Mill Finish, QBASE, Qty. 1, QMUTM-A-12 | Inventory Item | 30.46 |  | No | Racking | 28.75 | 30.46 | 3124
119 | 120 | USMS100-0637 | USMS100-0637 | Racking | 210-0981 | R-172XD | ProSolar, Support Rail, 3" Extra Deep support rail, 172", Qty. 1, R-172XD | Inventory Item | 53.27 |  | No | Racking | 48.93 | 53.27 | 97
120 | 121 | 210-0986 |  | Racking | 210-0986 | PEF-1.5 | DPW, PowerRail P6/P8 Easy Pivot Feet, Clear, with 1.5" screw, Qty. 1, PEF-1.5 | Inventory Item | 12.25 |  | No | Racking | 11.26
121 | 122 | USMS100-0481 | USMS100-0481 | Racking | 210-0987 | PEF-2.0 | DPW, PowerRail P6/P8 Easy Pivot Feet, Clear, with 2" screw, Qty. 1, PEF-2.0 | Inventory Item | 10.61 |  | No | Racking | 9.74 | 10.61
122 | 123 | USMS100-0661 | USMS100-0661 | Racking | 210-0989 : 210-0989 : 210-0989_U | QMSE-A-12 | QuickMount, Flashing, E-Mount, 9" x 12", with Hanger bolt, Mill Finish, QBLOCK, Qty. 1, QMSE-A-12 | Inventory Item | 10.2 |  | No | Racking | 9.63
123 | 124 | 210-0990 |  | Racking | 210-0990 | 310132M | UniRac, SolarMount Rail, 132", Mill Finish, Qty. 1, 310132M | Inventory Item | 34.18 |  | No | Racking | 31.4 | 34.18 | 355
124 | 125 | USMS100-0298 | USMS100-0298 | Racking | 210-0991 | 320168M | UniRac, SolarMount Rail, 168", Mill Finish, Qty. 1, 320168M | Inventory Item | 43.47 |  | No | Racking | 39.93 | 43.47 | 1088
125 | 126 | USMS100-0294 | USMS100-0294 | Racking | 210-0992 | 320208M | UniRac, SolarMount Rail, 208", Mill Finish, Qty. 1, 320208M | Inventory Item | 53.84 |  | No | Racking | 49.46 | 53.84 | 295
126 | 127 | 210-0993 |  | Racking | 210-0993 | 320240M | UniRac, SolarMount Rail, 240", Mill Finish, Qty. 1, 320240M | Inventory Item | 39.57 |  | No | Racking | 37.14 | 39.57 | 2
127 | 128 | DS-210-0995 |  | Racking | DS-210-0995 | QMSE-B-12 | QuickMount, Flashing, E-Mount, 9" x 12", with Hanger bolt, Bronze Finish, QBLOCK, Qty. 12, QMSE-B-12 | Inventory Item | 11.01 |  | No | Racking | 10.39
128 | 129 | USMS100-0561 | USMS100-0561 | Racking | 210-0998 | XR-10-132A | IronRidge, XR10, Rail 132" (11') Clear, Qty. 1, XR-10-132A | Inventory Item | 20.13 |  | No | Racking | 19.29 | 20.13 | 5
129 | 130 | USMS100-0068 | USMS100-0068 | Racking | 210-0999 | XR-10-168A | IronRidge, XR10, Rail 168" (14') Clear, Qty. 1, XR-10-168A | Inventory Item | 31.85 |  | No | Racking | 29.24 | 31.85 | 2543
130 | 131 | USMS100-0070 | USMS100-0070 | Racking | 210-1000 | XR-10-204A | IronRidge, XR10, Rail 204" (17') Clear, Qty. 1, XR-10-204A | Inventory Item | 38.61 |  | No | Racking | 35.45 | 38.61 | 2164
131 | 132 | USMS100-0594 | USMS100-0594 | Racking | 210-1001 | XR-100-132A | IronRidge, XR100, Rail 132" (11') Clear, Qty. 1, XR-100-132A | Inventory Item | 34.7 |  | No | Racking | 31.87 | 34.7 | 1644
132 | 133 | USMS100-0575 | USMS100-0575 | Racking | 210-1002 | XR-100-132B | IronRidge, XR100, Rail 132" (11') Black, Qty. 1, XR-100-132B | Inventory Item | 37.54 |  | No | Racking | 34.49 | 37.54 | 316
133 | 134 | USMS100-0072 | USMS100-0072 | Racking | 210-1003 | XR-100-168A | IronRidge, XR100, Rail 168" (14') Clear, Qty. 1, XR-100-168A | Inventory Item | 44.55 |  | No | Racking | 40.9 | 44.55 | 2906
134 | 135 | USMS100-0075 | USMS100-0075 | Racking | 210-1004 | XR-100-168B | IronRidge, XR100, Rail 168" (14') Black, Qty. 1, XR-100-168B | Inventory Item | 47.84 |  | No | Racking | 43.94 | 47.84 | 7980
135 | 136 | USMS100-0076 | USMS100-0076 | Racking | 210-1005 | XR-100-204A | IronRidge, XR100, Rail 204" (17') Clear, Qty. 1, XR-100-204A | Inventory Item | 54.09 |  | No | Racking | 49.66 | 54.09 | 607
136 | 137 | USMS100-0077 | USMS100-0077 | Racking | 210-1006 | XR-100-204B | IronRidge, XR100, Rail 204" (17') Black, Qty. 1, XR-100-204B | Inventory Item | 58.13 |  | No | Racking | 53.4 | 58.13 | 954
137 | 138 | USMS100-0541 | USMS100-0541 | Racking | 210-1007 | XR-1000-132A | IronRidge, XR1000, Rail 132" (11') Clear, Qty. 1, XR-1000-132A | Inventory Item | 54.86 |  | No | Racking | 50.4 | 54.86 | 230
138 | 139 | USMS100-0078 | USMS100-0078 | Racking | 210-1008 | XR-1000-168A | IronRidge, XR1000, Rail 168" (14') Clear, Qty. 1, XR-1000-168A | Inventory Item | 70.28 |  | No | Racking | 64.53 | 70.28 | 997
139 | 140 | USMS100-0079 | USMS100-0079 | Racking | 210-1009 | XR-1000-204A | IronRidge, XR1000, Rail 204" (17') Clear, Qty. 1, XR-1000-204A | Inventory Item | 85.18 |  | No | Racking | 78.21 | 85.18 | 4981
140 | 141 | USMS100-0546 | USMS100-0546 | Racking | 210-1010 | QMSE-LAG-A-12 | QuickMount, Flashing, E-Mount, 9" x 12", with Lag bolt, Mill Finish, QBLOCK, Qty. 1, QMSE-LAG-A-12 | Inventory Item | 9.92 |  | No | Racking | 9.36 | 9.92 | 18
141 | 142 | USMS100-0545 | USMS100-0545 | Racking | 210-1021 | R-136BLACK | ProSolar, Support Rail, 1.5" Standard support rail, 136", Black finish, Qty. 1, R-136BLACK | Inventory Item | 16.13 |  | No | Racking | 15.46 | 16.13 | 3
142 | 143 | USMS100-0622 | USMS100-0622 | Racking | 210-1025 | XR-10-132B | IronRidge, XR10, Rail 132" (11') Black, Qty. 1, XR-10-132B | Inventory Item | 23.63 |  | No | Racking | 22.65 | 23.63 | 717
143 | 144 | USMS100-0069 | USMS100-0069 | Racking | 210-1026 | XR-10-168B | IronRidge, XR10, Rail 168" (14') Black, Qty. 1, XR-10-168B | Inventory Item | 34.99 |  | No | Racking | 32.14 | 34.99 | 30701
144 | 145 | USMS100-0071 | USMS100-0071 | Racking | 210-1027 | XR-10-204B | IronRidge, XR10, Rail 204" (17') Black, Qty. 1, XR-10-204B | Inventory Item | 36.46 |  | No | Racking | 34.94 | 36.46 | 475
145 | 146 | USMS100-0302 | USMS100-0302 | Racking | 210-1030 | 315168M | UniRac, SolarMount Light Rail, 168", Mill Finish, Qty. 1, 315168M | Inventory Item | 31.23 |  | No | Racking | 28.69 | 31.23 | 845
146 | 147 | 210-1031 |  | Racking | 210-1031 | 315240M | UniRac, SolarMount Light Rail, 240", Clear, Qty. 1, 315240M | Inventory Item | 27.62 |  | No | Racking | 25.93 | 27.62 | 7
147 | 148 | USMS100-0303 | USMS100-0303 | Racking | 210-1032 | 315168D | UniRac, SolarMount Light Rail, 168", Dark, Qty. 1, 315168D | Inventory Item | 41.13 |  | No | Racking | 37.78 | 41.13 | 2215
148 | 150 | USMS100-0374 | USMS100-0374 | Racking | 210-1037 | 411246M | UniRac, DGFT - Ground Fixed Tilt RAIL 246" MILL, 411246M | Inventory Item | 88.98 |  | No | Racking | 81.74 | 88.98 | 275
149 | 151 | 210-1038 | USMS100-0705 | Racking | 210-1038 | 411168M | UniRac, DGFT - Ground Fixed Tilt RAIL 168" MILL, 411168M | Inventory Item | 66.53 |  | No | Racking | 61.11 | 66.53 | 100
150 | 152 | USMS100-0345 | USMS100-0345 | Racking | 210-1039 | 004020D | UniRac, MicroRail, Raised Seal Flashing, 004020D | Inventory Item | 10.59 |  | No | Racking | 9.94 | 10.59 | 229
151 | 153 | USMS100-0496 | USMS100-0496 | Racking | 210-1040 | QMC-TRF-F-A-12 | QuickMount, Tile Replacement Flashing, Flat Tile, Use with QM Tile Hook, MILL, Qty.1, QMC-TRF-F-A-12 | Inventory Item | 7.12 |  | No | Racking | 6.72 | 7.12 | 14
152 | 154 | USMS100-0231 | USMS100-0231 | Racking | 210-1042 | QMC-TRF-W-A-12 | QuickMount, Tile Replacement Flashing, W-Tile, Use with QM Tile Hook, MILL, Qty. 1, QMC-TRF-W-A-12 | Inventory Item | 7.12 |  | No | Racking | 6.72 | 7.12 | 2648
153 | 155 | USMS100-0230 | USMS100-0230 | Racking | 210-1044 | QMC-TRF-S-A-12 | QuickMount, Tile Replacement Flashing, S-Tile, Use with QM Tile Hook, MILL, Qty.1Q, QMC-TRF-S-A-12 | Inventory Item | 7.12 |  | No | Racking | 6.72 | 7.12 | 659
154 | 156 | 210-1045 |  | Racking | 210-1045 | QMC-TRF-S B 12 | QuickMount, Tile Replacement Flashing, S-Tile, Use with QM Tile Hook, BLACK, 1 ea, QMC-TRF-S B 12 | Inventory Item | 5.13 |  | No | Racking | 4.82 | 5.13 | 53
155 | 157 | USMS100-0301 | USMS100-0301 | Racking | 210-1048 | 315240D | UniRac, SolarMount Light Rail, 240", Dark, Qty. 1, 315240D | Inventory Item | 40.74 |  | No | Racking | 38.25 | 40.74 | 9
156 | 158 | USMS100-0037 | USMS100-0037 | Racking | 210-1049 | QMR-RL14-A-60 | QuickMount, QMR, Q-Rail Light, 168” (14’) Mill Finish, Qty. 1, QMR-RL14-A-60 | Inventory Item | 26.61 |  | No | Racking | 24.44 | 26.61
157 | 159 | USMS100-0127 | USMS100-0127 | Racking | 210-1051 | QMR-RL14-B-60 | QuickMount, QMR, Q-Rail Light, 168” (14’) Black Finish, Qty. 1, QMR-RL14-B-60 | Inventory Item | 34.61 |  | No | Racking | 31.79 | 34.61
158 | 160 | USMS100-0128 | USMS100-0128 | Racking | 210-1053 | QMR-RS14-A-60 | QuickMount, QMR, Q-Rail Standard, 168” (14’) Mill Finish, Qty. 1, QMR-RS14-A-60 | Inventory Item | 33.59 |  | No | Racking | 30.86 | 33.59
159 | 161 | USMS100-0144 | USMS100-0144 | Racking | 210-1055 | QMR-RS14-B-60 | QuickMount, QMR, Q-Rail Standard, 168” (14’) Black Finish, Qty. 1, QMR-RS14-B-60 | Inventory Item | 42.15 |  | No | Racking | 38.72 | 42.15
160 | 162 | USMS100-0339 | USMS100-0339 | Racking | 210-1059 | 004CT1S | UniRac, Tile Roof Hook, Spanish Tile Side Mount, with 2 #14 X 3” Screws, CT1, 004CT1S | Inventory Item | 7.78 |  | No | Racking | 7.68 | 7.78 | 26
161 | 163 | USMS100-0488 | USMS100-0488 | Racking | 210-1065 | P-CN-1-Bond | ProSolar, Bonding Channel Nut, Qty. 1, P-CN-1-Bond | Inventory Item | 0.77 |  | No | Racking | 0.59 | 0.77 | 1395
162 | 164 | USMS100-0509 | USMS100-0509 | Racking | 210-1066 | XR-10-168M | IronRidge, XR10, Rail 168" (14') Mill, Qty. 1, XR-10-168M | Inventory Item | 30.86 |  | No | Racking | 28.15 | 30.86 | 22038
163 | 165 | USSSP110-1455 | USSSP110-1455 | Racking | 210-1073 | 004055D | UniRac, Flash-Kit-Pro, 8 X 12” Flashing, Slotted L-Foot, Lag Bolt, & Rail Mounting Hardware, Dark Finish, Qty. 1, 004055D | Inventory Item | 9.75 |  | No | Racking | 9.21 | 9.75 | 4737
164 | 166 | USMS100-0384 | USMS100-0384 | Racking | 210-1074 | 004055M | UniRac, Flash-Kit-Pro, 8 X 12” Flashing, Slotted L-Foot, Lag Bolt, & Rail Mounting Hardware, Mill Finish, 1 ea, 004055M | Inventory Item | 8.57 |  | No | Racking | 8.08 | 8.57 | 11614
165 | 167 | USSSP110-1464 | USSSP110-1464 | Racking | 210-1075 | 004300M | UniRac, Standoff, 2 Piece Aluminum Flat-top , 3", Mill Finish, without Lag Bolts, Qty. 1, 004300M | Inventory Item | 8.29 |  | No | Racking | 8.19 | 8.29 | 469
166 | 168 | USMS100-0601 | USMS100-0601 | Racking | 210-1076 | 004400M | UniRac, Standoff, 2 Piece Aluminum Flat-top, 4", Mill Finish, without Lag Bolts, Qty. 1, 004400M | Inventory Item | 8.99 |  | No | Racking | 8.88 | 8.99 | 281
167 | 169 | USMS100-0576 | USMS100-0576 | Racking | 210-1077 | 004600M | UniRac, Standoff, 2 Piece Aluminum Flat-top, 6", Mill Finish, without Lag Bolts, Qty. 1, 004600M | Inventory Item | 10.44 |  | No | Racking | 10.31 | 10.44 | 324
168 | 170 | USMS100-0602 | USMS100-0602 | Racking | 210-1078 | 004700M | UniRac, Standoff, 2 Piece Aluminum Flat-top, 7", Mill Finish, without Lag Bolts, Qty. 1, 004700M | Inventory Item | 11.27 |  | No | Racking | 11.13 | 11.27 | 202
169 | 171 | USMS100-0287 | USMS100-0287 | Racking | 210-1079 | 410246M | UniRac, SolarMount Heavy Duty Rail, 246", Mill Finish, Qty. 1, 410246M | Inventory Item | 131.79 |  | No | Racking | 121.07 | 131.79 | 84
170 | 172 | USMS100-0293 | USMS100-0293 | Racking | 210-1080 | 320246M | UniRac, SolarMount Rail, 246", Mill Finish, Qty. 1, 320246M | Inventory Item | 63.67 |  | No | Racking | 58.49 | 63.67 | 540
171 | 173 | USMS100-0304 | USMS100-0304 | Racking | 210-1081 | 310246C | UniRac, SolarMount Rail, 246", Clear Anodized Finish, Qty. 1, 310246C | Inventory Item | 78.45 |  | No | Racking | 72.07 | 78.45 | 283
172 | 174 | USMS100-0300 | USMS100-0300 | Racking | 210-1082 | 315246M | UniRac, SolarMount Light Rail, 246", Mill Finish, 315246M | Inventory Item | 45.73 |  | No | Racking | 42.01 | 45.73 | 431
173 | 175 | USMS100-0635 | USMS100-0635 | Racking | 210-1085 | R-172D | ProSolar, Support Rail, 2.5" Deep support rail, 172", Qty. 1, R-172D | Inventory Item | 41.1 |  | No | Racking | 39.39 | 41.1
174 | 176 | USMS100-0638 | USMS100-0638 | Racking | 210-1086 | R130-2.0B | ProSolar, Support Rail, 2.0" Deep X 130” Black RoofTrac Rail, Qty. 1, R130-2.0B | Inventory Item | 37.72 |  | No | Racking | 34.65 | 33.59 | 418
175 | 177 | USMS100-0610 | USMS100-0610 | Racking | 210-1087 | R172-2.0B | ProSolar, Support Rail, 2.0" Deep X 172” Black RoofTrac Rail, Qty. 1, R172-2.0B | Inventory Item | 47.86 |  | No | Racking | 43.97 | 42.57 | 242
176 | 178 | USMS100-0641 | USMS100-0641 | Racking | 210-1088 | R172-2.0 | ProSolar, Support Rail, 2.0" Deep X 172” Clear RoofTrac Rail, Qty. 1, R172-2.0 | Inventory Item | 47.86 |  | No | Racking | 43.97 | 47.86 | 405
177 | 179 | USMS100-0368 | USMS100-0368 | Racking | 210-1089 | 168RLM1 | UniRac, NXT HORIZON RAIL - 168" MILL, 168RLM1 | Inventory Item | 23.55 |  | No | Racking | 21.63 | 23.55 | 12651
178 | 180 | USMS100-0369 | USMS100-0369 | Racking | 210-1090 | 168RLD1 | UniRac, NXT HORIZON RAIL - 168" DARK, 168RLD1 | Inventory Item | 29.6 |  | No | Racking | 27.19 | 21.15 | 7328
179 | 181 | 210-1091 |  | Racking | 210-1091 | SHCPKTM1 | UniRac, NXT HORIZON STRONGHOLD Attachment Base and Open Slot L-Foot Kit for Comp Roof, Mill, SHCPKTM1 | Inventory Item | 7.22 |  | No | Racking | 6.82 | 7.22 | 1578
180 | 182 | 210-1092 |  | Racking | 210-1092 | SHCPKTD1 | UniRac, NXT HORIZON STRONGHOLD Attachment Base and Open Slot L-Foot Kit for Comp Roof, Dark, SHCPKTD1 | Inventory Item | 163.36 |  | No | Racking | 154.17 | 163.36 | 1
181 | 183 | USMS100-0382 | USMS100-0382 | Racking | 210-1098 | 004085M | UniRac, FlashLoc Comp Kit, with Lag Bolt, Chemlink Sealant and Rail Hardware, Mill Finish, Qty. 1 Box of 20, 004085M | Inventory Item | 175.42 |  | No | Racking | 165.55 | 175.42 | 43
182 | 184 | USMS100-0379 | USMS100-0379 | Racking | 210-1099 | 004275M | UniRac, FlashLoc Duo Comp Kit, Deck or Rafter Mount with 2 Rafter Screws, Sealant and Rail T-Bolt, Mill Finish, Qty. 1 Pack of 20, 004275M | Inventory Item | 189.4 |  | No | Racking | 188.16 | 152.13 | 2481
183 | 185 | USMS100-0380 | USMS100-0380 | Racking | 210-1100 | 004275D | UniRac, FlashLoc Duo Comp Kit, Deck or Rafter Mount with 2 Rafter Screws, Sealant and Rail T-Bolt, Dark Finish, Qty. 1 Pack of 20, 004275D | Inventory Item | 214.17 |  | No | Racking | 202.12 | 172.02 | 7855
184 | 186 | 210-1101 |  | Racking | 210-1101 | A20288-166-ML | SunModo, HR300 Rail, 166” Mill Finish, A20288-166-ML | Inventory Item | 40.8 |  | No | Racking | 40.29
185 | 187 | USMS100-0473 | USMS100-0473 | Racking | 210-1102 | A20288-168-ML | SunModo, HR300 Rail, 168” Mill Finish, A20288-168-ML | Inventory Item | 51.72 |  | No | Racking | 51.08 | 38.64 | 494
186 | 188 | USMS100-0430 | USMS100-0430 | Racking | 210-1103 | A20288-206-ML | SunModo, HR300 Rail, 206” Mill Finish, A20288-206-ML | Inventory Item | 64.2 |  | No | Racking | 63.4 | 64.2 | 3
187 | 189 | USMS100-0626 | USMS100-0626 | Racking | 210-1104 | A20144-206-ML | SunModo, HR250 Rail, 206” Mill Finish, A20144-206-ML | Inventory Item | 56.1 |  | No | Racking | 55.4 | 56.1 | 5
188 | 190 | 210-1105 |  | Racking | 210-1105 | A20144-168-ML | SunModo, HR250 Rail, 168” Mill Finish, A20144-168-ML | Inventory Item | 45.22 |  | No | Racking | 44.65
189 | 191 | USMS100-0613 | USMS100-0613 | Racking | 210-1106 | 232-02538 | SnapNrack, UR-40 RAIL, 172", Black, 232-02538 | Inventory Item | 33.92 |  | No | Racking | 33.5 | 33.92
190 | 192 | USMS100-0614 | USMS100-0614 | Racking | 210-1107 | 232-02537 | SnapNrack, UR-40 RAIL, 172", Silver, 232-02537 | Inventory Item | 30.27 |  | No | Racking | 29.89 | 30.27
191 | 193 | 210-1108 |  | Racking | 210-1108 | 232-02450 | SnapNrack, UR-40 Rail, 168", Silver, 232-02450 | Inventory Item | 28.82 |  | No | Racking | 28.46 | 28.82 | 62
192 | 194 | USMS100-0267 | USMS100-0267 | Racking | 210-1109 | 232-02536 | SnapNrack, UR-40 Rail, 172", Mill, 232-02536 | Inventory Item | 28.23 |  | No | Racking | 27.87 | 22.73 | 7635
193 | 195 | 210-1111 |  | Racking | 210-1111 | 232-02449 | SnapNrack, UR-40 Rail, 168", Mill, 232-02449 | Inventory Item | 25.2 |  | No | Racking | 24.89
194 | 196 | USMS100-0364 | USMS100-0364 | Racking | 210-1112 | SHCPKTM1 | UniRac, NXT HORIZON STRONGHOLD Attachment Base and Open Slot L-Foot Kit (20 L feet, 2 sealant)for Comp Roof, Mill, SHCPKTM1 | Inventory Item | 144.45 |  | No | Racking | 136.33 | 116.02 | 4324
195 | 197 | 210-1113 |  | Racking | 210-1113 | 232-02539 | SnapNrack, UR-60 Rail, 172", Mill, 232-02539 | Inventory Item | 36.71 |  | No | Racking | 33.72
196 | 198 | 210-1114 |  | Racking | 210-1114 | 232-02540 | SnapNrack, UR-60 Rail, 172", Silver, 232-02540 | Inventory Item | 43.97 |  | No | Racking | 43.43 | 34.09 | 6172
197 | 199 | 210-1115 |  | Racking | 210-1115 | 232-02541 | SnapNrack, UR-60 Rail, 172", Black, 232-02541 | Inventory Item | 40.41 |  | No | Racking | 37.12
198 | 200 | 210-1116 |  | Racking | 210-1116 | A20288-212-ML | SunModo, HR300 Rail, 212” Mill Finish, A20288-212-ML | Inventory Item | 64.2 |  | No | Racking | 63.4
199 | 201 | 210-1117 |  | Racking | 210-1117 | A20422-168-BK | SunModo, SMR100 Rail, 14’ (168”) Black Finish, A20422-168-BK | Inventory Item | 49.02 |  | No | Racking | 29.53 | 49.02 | 742
200 | 202 | USMS100-0005 | USMS100-0005 | Racking | 210-1119 | 4000019 | K2, 44X CrossRail, 166" Mill Finish, 4000019 | Inventory Item | 30.39 |  | No | Racking | 28.93 | 30.39 | 353
201 | 203 | USMS100-0020 | USMS100-0020 | Racking | 210-1120 | 4000020 | K2, 44X CrossRail, 166" Dark Finish, 4000020 | Inventory Item | 38.57 |  | No | Racking | 36.71 | 38.57
202 | 204 | 210-1121 |  | Racking | 210-1121 | AE-A1-170M | IronRidge, Aire Rail A1, Mill, 170", AE-A1-170M | Inventory Item | 27.85 |  | No | Racking | 27.5 | 27.85 | 7291
203 | 205 | 210-1122 |  | Racking | 210-1122 | AE-A1-170B | IronRidge, Aire Rail A1, Black, 170", AE-A1-170B | Inventory Item | 35.19 |  | No | Racking | 34.75 | 35.19 | 180
204 | 206 | 210-1123 |  | Racking | 210-1123 | AE-A2-170M | IronRidge, Aire Rail A2, Mill, 170", AE-A2-170M | Inventory Item | 41.71 |  | No | Racking | 41.19
205 | 207 | 210-1124 |  | Racking | 210-1124 | AE-A2-170B | IronRidge, Aire Rail A2, Black, 170, AE-A2-170B | Inventory Item | 47.72 |  | No | Racking | 47.13
206 | 208 | 210-1125 |  | Racking | 210-1125 | SBUTYLM1 | Unirac, STRONGHOLD attachment Base with Butyl, Mill, SBUTYLM1 | Inventory Item | 7.5 |  | No | Racking | 7.4 | 7.5 | 46222
207 | 209 | 211-0000 |  | Racking | 211-0000 | 29-7001-002 | IronRidge, Rail Connector Hardware Kit, 29-7001-002 | Inventory Item | 3.17 |  | No | Racking | 2.71 | 3.06 | 75
208 | 210 | USMS100-0670 | USMS100-0670 | Racking | 211-0008 | QM-TLF5-M1 | QuickMount, 5 Degree Fixed-Tilt L-Foot Only, Mill Finish, Qty. 1, QM-TLF5-M1 | Inventory Item | 2.18 |  | No | Racking | 2.15 | 2.18 | 53
209 | 211 | USMS100-0445 | USMS100-0445 | Racking | 211-0011 | FJ-300-1 | ProSolar, FastJack, Standoff, 3", Qty. 1, FJ-300-1 | Inventory Item | 5.42 |  | No | Racking | 5.35 | 5.42 | 497
210 | 212 | USMS100-0628 | USMS100-0628 | Racking | 211-0014 | FJ-600-1 | ProSolar, FastJack, Standoff, 6", Qty. 1, FJ-600-1 | Inventory Item | 8.41 |  | No | Racking | 8.3 | 8.41 | 627
211 | 213 | USMS100-0544 | USMS100-0544 | Racking | 211-0015 | FJ-750-1 | ProSolar, FastJack, Standoff, 7.5", Qty. 1, FJ-750-1 | Inventory Item | 9.13 |  | No | Racking | 9.01 | 9.13 | 102
212 | 214 | USSSP110-1001 | USSSP110-1001 | Racking | 211-0016 | QM-QBP-3.25-M1 | QuickMount, Post, 1.25” OD X 3.25", Mill Finish, Qty. 1, QM-QBP-3.25-M1 | Inventory Item | 3.3 |  | No | Racking | 3.26 | 3.3 | 280
213 | 215 | USMS100-0709 | USMS100-0709 | Racking | 211-0017 | QM-QBP-4.5-M1 | QuickMount, Post, 1.25” OD X 4.5", Mill Finish, Qty. 1, QM-QBP-4.5-M1 | Inventory Item | 3.76 |  | No | Racking | 3.71 | 3.76 | 570
214 | 216 | USSS100-0136 | USSS100-0136 | Racking | 211-0018 | QM-QBP-6.5-M1 | QuickMount, Post, 1.25” OD X 6.5", Mill Finish, Qty. 1, QM-QBP-6.5-M1 | Inventory Item | 4.48 |  | No | Racking | 4.43 | 4.48 | 243
215 | 217 | USMS100-0662 | USMS100-0662 | Racking | 211-0019 | QM-QBP-11.5-M1 | QuickMount, Post, 1.25” OD X 11.5", Mill Finish, Qty. 1, QM-QBP-11.5-M1 | Inventory Item | 6.15 |  | No | Racking | 6.08 | 6.15 | 1395
216 | 218 | USMS100-0710 | USMS100-0710 | Racking | 211-0020 | QM-QBP-12.5-M1 | QuickMount, Post, 1.25” OD X 12.5", Mill Finish, Qty. 1, QM-QBP-12.5-M1 | Inventory Item | 6.68 |  | No | Racking | 6.15 | 6.68 | 13
217 | 219 | USMS100-0186 | USMS100-0186 | Racking | 211-0022 | QM-QBP-14.5-M1 | QuickMount, Post, 1.25” OD X 14.5", Mill Finish, Qty. 1, QM-QBP-14.5-M1 | Inventory Item | 6.64 |  | No | Racking | 6.11 | 6.64
218 | 220 | USMS100-0171 | USMS100-0171 | Racking | 211-0024 | QM-QBP-17.5-M1 | QuickMount, Post, 1.25” OD X 17.5", Mill Finish, Qty. 1, QM-QBP-17.5-M1 | Inventory Item | 9.95 |  | No | Racking | 9.83 | 9.95 | 124
219 | 221 | USMS100-0702 | USMS100-0702 | Racking | 211-0026 | GFT-CAP | UniRac, DGFT Rail End Cap, Black, GFT-CAP | Inventory Item | 1.4 |  | No | Racking | 1.38 | 1.4 | 96
220 | 222 | 211-0037 |  | Racking | 211-0037 | 310107 | UniRac, High Profile Tilt, 12", Clear, 2-Leg Kit, 310107 | Inventory Item | 24.65 |  | No | Racking | 23.14 | 24.65 | 3
221 | 223 | USMS100-0148 | USMS100-0148 | Racking | 211-0039 | QMR-ISL-A-15 | QuickMount, QMR, Q-Splice Internal for Light Rail, Mill Finish, Qty. 1, QMR-ISL-A-15 | Inventory Item | 4.73 |  | No | Racking | 4.68 | 4.73
222 | 224 | USMS100-0409 | USMS100-0409 | Racking | 211-0042 | QMR-ISS-A-15 | QuickMount, QMR, Q-Splice Internal for Standard Rail, Mill Finish, Qty. 1, QMR-ISS-A-15 | Inventory Item | 5.43 |  | No | Racking | 5.36 | 5.43 | 22
223 | 225 | USMS100-0404 | USMS100-0404 | Racking | 211-0043 | 307107M | UniRac, Adjustable Tilt Leg, 12", without L-Foot, Clear, Qty. 1, 307107M | Inventory Item | 26.01 |  | No | Racking | 24.54 | 26.01 | 5
224 | 226 | USMS100-0403 | USMS100-0403 | Racking | 211-0044 | 307115M | UniRac, Adjustable Tilt Leg, 30", without L-Foot, Clear, Qty. 1, 307115M | Inventory Item | 28 |  | No | Racking | 26.43 | 28 | 151
225 | 227 | USMS100-0402 | USMS100-0402 | Racking | 211-0045 | 307120M | UniRac, Adjustable Tilt Leg, 44", without L-Foot, Clear, Qty. 1, 307120M | Inventory Item | 29.88 |  | No | Racking | 28.2 | 29.88 | 31
226 | 228 | USMS100-0681 | USMS100-0681 | Racking | 211-0057 | QMC-LF-A-12 | QuickMount, Single Slot L-Foot Only, Mill Finish, Qty. 1, QMC-LF-A-12 | Inventory Item | 1.62 |  | No | Racking | 1.6 | 1.62 | 1
227 | 229 | USMS100-0217 | USMS100-0217 | Racking | 211-0058 | QMC-LF-B-12 | QuickMount, Single Slot L-Foot Only, Black Finish, Qty. 1, QMC-LF-B-12 | Inventory Item | 2.06 |  | No | Racking | 2.04 | 2.06 | 332
228 | 230 | USMS100-0149 | USMS100-0149 | Racking | 211-0061 | QMR-CPL-B-50 | QuickMount, QMR, Light Rail End Cap, Qty. 1 QMR-CPL-B-50 | Inventory Item | 1.01 |  | No | Racking | 1 | 1.01 | 25
229 | 231 | USMS100-0150 | USMS100-0150 | Racking | 211-0062 | QMR-CPS-B-50 | QuickMount, QMR, Standard Rail End Cap, Qty. 1 pack of 10, QMR-CPS-B-50 | Inventory Item | 1.05 |  | No | Racking | 1.04 | 1.05
230 | 232 | USMS100-0474 | USMS100-0474 | Racking | 211-0075 | FMJ-450-38-1L | ProSolar, FoamJack 4.5" with Lag Bolt Base, 3/8" Post, Qty. 1, FMJ-450-38-1L | Inventory Item | 6.32 |  | No | Racking | 6.24 | 6.32 | 90
231 | 233 | USMS100-0436 | USMS100-0436 | Racking | 211-0083 | CFJE-450-1 | ProSolar, FastJack, Standoff, Commercial E-Series, 4.5"H, 1.25" Dia, Hardware not included, Qty. 1, CFJE-450-1 | Inventory Item | 7.16 |  | No | Racking | 7.08 | 7.16 | 106
232 | 234 | USMS100-0596 | USMS100-0596 | Racking | 211-0084 | CFJE-600-1 | ProSolar, FastJack, Standoff, Commercial E-Series, 6"H, 1.25" Dia, Hardware not included, Qty. 1, CFJE-600-1 | Inventory Item | 7.18 |  | No | Racking | 6.59 | 7.18 | 118
233 | 235 | USMS100-0593 | USMS100-0593 | Racking | 211-0086 | FJE-450-1 | ProSolar, FastJack, Standoff, E-Series 4.5" , Qty. 1, FJE-450-1 | Inventory Item | 5.84 |  | No | Racking | 5.76 | 5.84 | 32
234 | 236 | USMS100-0604 | USMS100-0604 | Racking | 211-0088 | FJE-300-1 | ProSolar, FastJack, Standoff, E-Series 3", Qty. 1, FJE-300-1 | Inventory Item | 4.82 |  | No | Racking | 4.76 | 4.82 | 595
235 | 237 | USMS100-0108 | USMS100-0108 | Racking | 211-0095 | LFT-03-M1 | IronRidge, Slotted L-Foot, hardware not included, Mill, UFO series, Qty. 1, LFT-03-M1 | Inventory Item | 2.34 |  | No | Racking | 2 | 2.84 | 2199
236 | 238 | USMS100-0680 | USMS100-0680 | Racking | 211-0096 | LFT-03-B1 | IronRidge, Slotted L-Foot, hardware not included, Black, UFO series, Qty. 1, LFT-03-B1 | Inventory Item | 2.56 |  | No | Racking | 2.19 | 3.12 | 5561
237 | 239 | USMS100-0572 | USMS100-0572 | Racking | 211-0108 | CFJE-800-1 | ProSolar, FastJack, Standoff, Commercial E-Series, 8"H, 1.25" Dia, Hardware not included, Qty. 1, CFJE-800-1 | Inventory Item | 8.94 |  | No | Racking | 8.83 | 8.94 | 627
238 | 240 | USMS100-0425 | USMS100-0425 | Racking | 211-0130 | A-EZECAP-1 | ProSolar, End Cap, 1.5", Clear Anodized, Qty. 1, A-EZECAP-1 | Inventory Item | 0.8 |  | No | Racking | 0.73 | 0.8 | 963
239 | 241 | USMS100-0577 | USMS100-0577 | Racking | 211-0147 | CFJE-1000-1 | ProSolar, FastJack, Standoff, Commercial E-Series, 10"H, 1.25" Dia, Hardware not included, Qty. 1, CFJE-1000-1 | Inventory Item | 9.71 |  | No | Racking | 9.59 | 9.71 | 1217
240 | 242 | 211-0197 |  | Racking | 211-0197 | A-EZECAPD-1 | ProSolar, End Cap, 2.5", Clear Anodized, Deep Channel, Qty. 1, A-EZECAPD-1 | Inventory Item | 0.38 |  | No | Racking | 0.36 | 0.38 | 2
241 | 243 | 211-0198 |  | Racking | 211-0198 | A-EZECAP-1B | ProSolar, End Cap, 1.5", Black Anodized, Qty. 1, A-EZECAP-1B | Inventory Item | 1 |  | No | Racking | 0.91 | 1 | 1
242 | 244 | 211-0201 |  | Racking | 211-0201 | CFJE-1200-1 | ProSolar, FastJack, Standoff, Commercial E-Series, 12"H, 1.25" Dia, Hardware not included, Qty. 1, CFJE-1200-1 | Inventory Item | 10.47 |  | No | Racking | 10.34 | 10.47 | 338
243 | 245 | USMS100-0562 | USMS100-0562 | Racking | 211-0235 | SW5A-1 | ProSolar, SolarWedge, 5 Degrees, with 1 ea 5" lower & 8" upper post, Qty. 1, SW5A-1 | Inventory Item | 21.11 |  | No | Racking | 20.85 | 21.11 | 602
244 | 246 | 211-0236 |  | Racking | 211-0236 | SW10A-1 | ProSolar, SolarWedge, 10 Degrees, with 1 ea 5" lower & 12" upper post, Qty. 1, SW10A-1 | Inventory Item | 23.16 |  | No | Racking | 22.87 | 23.16 | 1304
245 | 247 | USMS100-0605 | USMS100-0605 | Racking | 211-0237 | SW15A-1 | ProSolar, SolarWedge, 15 Degrees, with 1 ea 5" lower & 17" upper post, Qty. 1, SW15A-1 | Inventory Item | 27.02 |  | No | Racking | 26.68 | 27.02 | 140
246 | 248 | 211-0238 |  | Racking | 211-0238 | QMLSH-5-A-12 | QuickMount, Mounts for Low Slope Roofs, 4.5" post + 1/2" base, Mill Finish, No Flashing, Q-Base, Qty. 1, QMLSH-5-A-12 | Inventory Item | 11.04 |  | No | Racking | 10.9 | 11.04 | 1
247 | 249 | USMS100-0663 | USMS100-0663 | Racking | 211-0240 | QM-QBP-8.5-M1 | QuickMount, Post, 1.25” OD X 8.5", Mill Finish, Qty. 1, QM-QBP-8.5-M1 | Inventory Item | 5.91 |  | No | Racking | 5.84 | 5.91 | 85
248 | 250 | USSS100-0035 | USSS100-0035 | Racking | 211-0242 | QM-TLF10-M1 | QuickMount, 10 Degree Fixed-Tilt L-Foot Only, Mill Finish, Qty. 1, QM-TLF10-M1 | Inventory Item | 2.18 |  | No | Racking | 2.15 | 2.18 | 23
249 | 251 | USSSP110-1503 | USSSP110-1503 | Racking | 211-0352 | 307134M | UniRac, Adjustable Tilt Leg, 72", without L-Foot, Clear, Qty. 1, 307134M | Inventory Item | 55.32 |  | No | Racking | 52.21 | 55.32 | 43
250 | 252 | USMS100-0631 | USMS100-0631 | Racking | 211-0357 | 004400D | UniRac, Standoff, 2 Piece Aluminum Flat-top , 4", Dark, without lag bolts, Qty. 1, 004400D | Inventory Item | 9.52 |  | No | Racking | 9.4 | 9.52 | 508
251 | 253 | 211-0422 |  | Racking | 211-0422 | FJE-200-1 | ProSolar, FastJack, Standoff, E-Series 2", Qty. 1, FJE-200-1 | Inventory Item | 3.92 |  | No | Racking | 3.88 | 3.93 | 406
252 | 254 | USMS100-0569 | USMS100-0569 | Racking | 211-0459 | SCL-101-3 | EcoFasten, L Bracket, 3" tall with one open slot in the Vertical leg, for composition roof, for GF1/QF, includes one 3/8-16" x 1-1/4" bolt and one 3/8" flange nut, Mill finish, Qty. 1, SCL-101-3 | Inventory Item | 3.31 |  | No | Racking | 3.13 | 3.31 | 1234
253 | 255 | DS-211-0463 |  | Racking | DS-211-0463 | XR-10-CAP | IronRidge, End Cap XR10, Qty. one bag of 10 Sets, XR-10-CAP | Inventory Item | 10.61 |  | No | Racking | 8.56
254 | 257 | DS-211-0465 |  | Racking | DS-211-0465 | XR-1000-CAP | IronRidge, End Cap XR1000, Qty. one bag of 10 Sets, XR-1000-CAP | Inventory Item | 11.3 |  | No | Racking | 9.17
255 | 258 | USMS100-0311 | USMS100-0311 | Racking | 211-0473 | 304001C | UniRac, SolarMount L-Foot Serrated, Integrated Bonding, withT-Bolt, Clear, Qty. 1,304001C | Inventory Item | 2.78 |  | No | Racking | 2.75 | 2.78 | 2985
256 | 259 | USMS100-0310 | USMS100-0310 | Racking | 211-0474 | 304001D | UniRac, SolarMount L-Foot Serrated, Integrated Bonding, withT-Bolt, Dark, Qty. 1, 304001D | Inventory Item | 2.91 |  | No | Racking | 2.87 | 2.91 | 24
257 | 260 | USMS100-0571 | USMS100-0571 | Racking | 211-0475 | A-SPLICE-1-G | ProSolar, Universal Self-Grounding Splice, includes hardware, Clear, Qty. 1, A-SPLICE-1-G | Inventory Item | 3.82 |  | No | Racking | 3.77 | 3.82 | 1591
258 | 261 | 211-0476 : 211-0476 : 211-0476_U |  | Racking | 211-0476 : 211-0476 : 211-0476_U | A-SPLICE-1-GB | ProSolar, Universal Self-Grounding Splice, includes hardware, Black, Qty. 1, A-SPLICE-1-GB | Inventory Item | 4.02 |  | No | Racking | 3.97
259 | 262 | 211-0477 |  | Racking | 211-0477 | TT-1-T6-SF | ProSolar, TileTrac 6", with hardware and Stainless Steel flashing for Curved Tile Roof, with subflashing, Qty. 1, TT-1-T6-SF | Inventory Item | 8.75 |  | No | Racking | 8.64 | 8.75 | 584
260 | 263 | 211-0478 |  | Racking | 211-0478 | TT-1-T4-SF | ProSolar, TileTrac 4", with hardware and Stainless Steel flashing for Flat Tile Roof, with subflashing, Qty. 1, TT-1-T4-SF | Inventory Item | 8.75 |  | No | Racking | 8.64 | 8.75 | 54
261 | 264 | USMS100-0130 | USMS100-0130 | Racking | 211-0481 | TM-FTL-010 | IronRidge, Fixed Tilt Leg, Kit, 10", Mill, Qty. 1, TM-FTL-010 | Inventory Item | 24.52 |  | No | Racking | 23.14 | 19.69 | 8938
262 | 265 | USMS100-0131 | USMS100-0131 | Racking | 211-0482 | TM-FTL-015 | IronRidge, Fixed Tilt Leg, Kit, 15", Mill, Qty. 1, TM-FTL-015 | Inventory Item | 26.01 |  | No | Racking | 24.55 | 26.01 | 1787
263 | 266 | USMS100-0132 | USMS100-0132 | Racking | 211-0483 | TM-FTL-020 | IronRidge, Fixed Tilt Leg, Kit, 20", Mill, Qty. 1, TM-FTL-020 | Inventory Item | 27.84 |  | No | Racking | 26.28 | 27.84 | 602
264 | 267 | USMS100-0133 | USMS100-0133 | Racking | 211-0484 | TM-FTL-025 | IronRidge, Fixed Tilt Leg, Kit, 25", Mill, Qty. 1, TM-FTL-025 | Inventory Item | 29.31 |  | No | Racking | 27.66 | 29.31 | 187
265 | 268 | USMS100-0134 | USMS100-0134 | Racking | 211-0485 | TM-FTL-030 | IronRidge, Fixed Tilt Leg, Kit, 30", Mill, Qty. 1, TM-FTL-030 | Inventory Item | 30.79 |  | No | Racking | 29.06 | 30.79 | 194
266 | 269 | USMS100-0376 | USMS100-0376 | Racking | 211-0493 | 404014 | UniRac, DGFT - Ground Fixed Tilt RAIL SPLICE KIT, 404014 | Inventory Item | 13.35 |  | No | Racking | 13.19 | 13.35
267 | 270 | USMS100-0312 | USMS100-0312 | Racking | 211-0494 | 303019M | UniRac, SolarMount Splice-Bar, Integrated Bonding, Mill, Qty. 1, 303019M | Inventory Item | 5.36 |  | No | Racking | 5.29 | 4.51 | 22824
268 | 271 | USMS100-0313 | USMS100-0313 | Racking | 211-0496 | 303019D | UniRac, SolarMount Splice-Bar, Integrated Bonding, Dark Qty. 1, 303019D | Inventory Item | 6.13 |  | No | Racking | 6.06 | 6.13 | 1190
269 | 272 | USMS100-0081 | USMS100-0081 | Racking | 211-0497 | XR10-BOSS-01-M1 | IronRidge, BOSS (Bonded Structural Splice) XR10, Tool-Less Bonding Splice, Mill, Qty. 1, XR10-BOSS-01-M1 | Inventory Item | 6.14 |  | No | Racking | 5.25 | 6.14 | 11814
270 | 273 | USMS100-0082 | USMS100-0082 | Racking | 211-0498 | XR100-BOSS-01-M1 | IronRidge, BOSS (Bonded Structural Splice) XR100, Tool-Less Bonding Splice, Mill, Qty. 1, XR100-BOSS-01-M1 | Inventory Item | 7.04 |  | No | Racking | 6.03 | 7.04 | 3253
271 | 274 | USMS100-0589 | USMS100-0589 | Racking | 211-0501 | XR1000-BOSS-01-M1 | IronRidge, BOSS (Bonded Structural Splice) XR1000, Tool-Less Bonding Splice, Mill, Qty. 1, XR1000-BOSS-01-M1 | Inventory Item | 8 |  | No | Racking | 6.85 | 8 | 315
272 | 275 | USMS100-0549 | USMS100-0549 | Racking | 211-0505 | A-2.0 SPLICE-20 | ProSolar, Universal Self-Grounding Splice, includes Hardware, for Black or Clear 2.0 & 3” Rails, Qty. 1, A-2.0 SPLICE-20 | Inventory Item | 3.47 |  | No | Racking | 3.43 | 3.47 | 560
273 | 276 | 211-0506 |  | Racking | 211-0506 | EP3 | PLP, Power Rail Standoff, Easy Power Post, 3", 1.31" diameter, Clear, Qty. 1, EP3 | Inventory Item | 28 |  | No | Racking | 27.65
274 | 277 | 211-0507 |  | Racking | 211-0507 | EP4 | PLP, Power Rail Standoff, Easy Power Post, 4", 1.31" diameter, Clear, Qty. 1, EP4 | Inventory Item | 30.59 |  | No | Racking | 30.21
275 | 278 | 211-0508 |  | Racking | 211-0508 | EP5 | PLP, Power Rail Standoff, Easy Power Post, 5", 1.31" diameter, Clear, Qty. 1, EP5 | Inventory Item | 28.73 |  | No | Racking | 28.37
276 | 279 | USMS100-0449 | USMS100-0449 | Racking | 211-0509 | EP6 | PLP, Power Rail Standoff, Easy Power Post, 6", 1.31" diameter, Clear, Qty. 1, EP6 | Inventory Item | 32.47 |  | No | Racking | 32.06 | 32.47
277 | 280 | 211-0510 |  | Racking | 211-0510 | EP7 | PLP, Power Rail Standoff, Easy Power Post, 7", 1.31" diameter, Clear, Qty. 1, EP7 | Inventory Item | 31.41 |  | No | Racking | 31.01
278 | 281 | USMS100-0157 | USMS100-0157 | Racking | 211-0511 | QM-LF-M1 | QuickMount, Single Slot L-Foot Only, Mill Finish, Qty. 1, QM-LF-M1 | Inventory Item | 1.9 |  | No | Racking | 1.88 | 1.9 | 1589
279 | 282 | USMS100-0715 | USMS100-0715 | Racking | 211-0512 | RLSPLCM1 | UniRac, NXT HORIZON RAIL SPLICE, RLSPLCM1 | Inventory Item | 5.9 |  | No | Racking | 5.83 | 5.9 | 20366
280 | 283 | 211-0513 |  | Racking | 211-0513 | K50058-BK1 | SunModo, NanoMount, Deck or Rafter, Comp or Single-Ply Roofs, Black, K50058-BK1 | Inventory Item | 6.46 |  | No | Racking | 6.1 | 6.46 | 15294
281 | 284 | 211-0514 |  | Racking | 211-0514 | K50049-BK1 | SunModo, NanoMount, SS Lag Bolt, for Rafter Mount, Black, Qty. 1, K50049-BK1 | Inventory Item | 1.55 |  | No | Racking | 1.46 | 1.55 | 16984
282 | 285 | 211-0515 |  | Racking | 211-0515 | K50055-BK1 | SunModo, NanoMount, Decking SS Screw, for Deck Mount (4 Required), Black, Qty. 1, K50055-BK1 | Inventory Item | 0.56 |  | No | Racking | 0.52 | 0.56 | 1443
283 | 286 | 211-0519 |  | Racking | 211-0519 | 4000052 | K2, 44X Rail Connector (splice) with Hardware, Dark Finish, 4000052 | Inventory Item | 0.13 |  | No | Racking | 0.13
284 | 287 | USMS100-0083 | USMS100-0083 | Racking | 211-0520 | XR-10-CAP | IronRidge, End Cap XR10, Qty 1 one bag of 10 Sets, XR-10-CAP | Inventory Item | 10.54 |  | No | Racking | 9.71 | 10.54 | 5310
285 | 288 | USMS100-0085 | USMS100-0085 | Racking | 211-0521 | XR-1000-CAP | IronRidge, End Cap XR1000, Qty. one bag of 10 Sets, XR-1000-CAP | Inventory Item | 11.3 |  | No | Racking | 10.4 | 11.3 | 2211
286 | 289 | USMS100-0084 | USMS100-0084 | Racking | 211-0522 | XR-100-CAP | IronRidge, End Cap XR100, Qty 1 one bag of 10 Sets, XR-100-CAP | Inventory Item | 10.54 |  | No | Racking | 9.71 | 10.54 | 932
287 | 290 | 211-0525 |  | Racking | 211-0525 | A20297-001 | SunModo, HR300 Rail End Cap, Grey, A20297-001 | Inventory Item | 0.72 |  | No | Racking | 0.71 | 0.72 | 163
288 | 291 | 211-0526 |  | Racking | 211-0526 | K10433-BK1 | SunModo, SMR100 L Foot Adaptor, Black, K10433-BK1 | Inventory Item | 1.81 |  | No | Racking | 1.79 | 1.81 | 1047
289 | 292 | 211-0527 |  | Racking | 211-0527 | K10421-002 | SunModo, SMR100 Structural Splice, K10421-002 | Inventory Item | 5.42 |  | No | Racking | 5.35 | 5.42 | 1198
290 | 293 | 211-0528 |  | Racking | 211-0528 | A20440-BK1 | SunModo, SMR100 Rail End Cap, Black, A20440-BK1 | Inventory Item | 0.49 |  | No | Racking | 0.49 | 0.49 | 3876
291 | 294 | 211-0529 |  | Racking | 211-0529 | 4000162 | K2, Splice Foot for XL, with Hardware, Mill Finish, 4000162 | Inventory Item | 8.87 |  | No | Racking | 8.45 | 8.87 | 1920
292 | 295 | 211-0530 |  | Racking | 211-0530 | 4000115 | K2, Splice Foot Mounting Screw, M5 X 60, 4000115 | Inventory Item | 0.98 |  | No | Racking | 0.78 | 0.98 | 8941
293 | 296 | USMS100-0019 | USMS100-0019 | Racking | 211-0531 | 4000051 | K2, 44X Rail Connector (splice) with Hardware, 4000051 | Inventory Item | 4.8 |  | No | Racking | 4.17 | 4.8 | 494
294 | 297 | 211-0532 |  | Racking | 211-0532 | AE-A1TIE-01-M1 | IronRidge, Aire Tie, A1 (Bonded Splice), AE-A1TIE-01-M1 | Inventory Item | 4.75 |  | No | Racking | 4.69 | 4.75 | 2967
295 | 298 | 211-0534 |  | Racking | 211-0534 | AE-A2TIE-01-M1 | IronRidge, Aire Tie, A2 (Bonded Splice), AE-A2TIE-01-M1 | Inventory Item | 5 |  | No | Racking | 4.94
296 | 299 | 211-0535 |  | Racking | 211-0535 | A20445-001 | SunModo, SMR300 Rail End Cap, Clear, A20445-001 | Inventory Item | 1.14 |  | No | Racking | 0.88 | 1.14 | 460
297 | 300 | 211-7000 |  | Racking | 211-7000 | 242-05164 | SnapNrack, SpeedSeal ¾ in. EMT Conduit Mounting kit, 242-05164 | Inventory Item | 5.3 |  | No | Racking | 5
298 | 301 | 211-7001 |  | Racking | 211-7001 | HW-RD-1430-01-M1 | QuickMount, Structural Screw, #14 SS Self Drilling with EPDM Washer, Qty.1, HW-RD-1430-01-M1 | Inventory Item | 0.68 |  | No | Racking | 0.68 | 0.68 | 126185
299 | 302 | 211-7002 |  | Racking | 211-7002 | QM-HUG-01-M1 | QuickMount, Halo Ultra Grip, Mill Finish, QM-HUG-01-M1 | Inventory Item | 6.32 |  | No | Racking | 6.24 | 6.32 | 41663
300 | 303 | 211-7003 |  | Racking | 211-7003 | QM-HUG-01-B1 | QuickMount, Halo Ultra Grip, Black Finish, QM-HUG-01-B1 | Inventory Item | 7.3 |  | No | Racking | 7.21
301 | 304 | 211-7004 |  | Racking | 211-7004 | 4000170 | K2, 5/16 X 3” SS Lag Bolt with EPDM Sealing Washer, 4000170 | Inventory Item | 0.98 |  | No | Racking | 0.86 | 0.98 | 1800
302 | 305 | USMS100-0115 | USMS100-0115 | Racking | 212-0000 | ATH-01-M1 | IronRidge, All Tile Hook Side Mount, (Incl. 2 Lags), Qty. 1, ATH-01-M1 | Inventory Item | 8.19 |  | No | Racking | 8.09 | 8.19 | 173
303 | 306 | USMS100-0123 | USMS100-0123 | Racking | 212-0002 | KOB-1L01-B1 | IronRidge, Tile Replacement Base (Incl. 1 L-Foot (Black), 1 Lag and Hardware) use with Tile Replacement Flashing, Qty. 1, KOB-1L01-B1 | Inventory Item | 11.1 |  | No | Racking | 10.48 | 11.1 | 93
304 | 307 | USMS100-0125 | USMS100-0125 | Racking | 212-0003 | KOF-F01-T1 | IronRidge, Tile Replacement ‘Flat’ Flashing, Tan, Qty. 1, KOF-F01-T1 | Inventory Item | 11.68 |  | No | Racking | 11.03 | 11.68 | 2549
305 | 308 | USMS100-0126 | USMS100-0126 | Racking | 212-0004 | KOF-S01-T1 | IronRidge, Tile Replacement ‘S’ Flashing, Tan, Qty. 1, KOF-S01-T1 | Inventory Item | 11.76 |  | No | Racking | 11.1 | 11.76 | 2551
306 | 309 | USMS100-0129 | USMS100-0129 | Racking | 212-0005 | KOF-W01-T1 | IronRidge, Tile Replacement ‘W’ Flashing, Tan, Qty. 1, KOF-W01-T1 | Inventory Item | 11.76 |  | No | Racking | 11.1 | 11.76 | 1536
307 | 310 | USMS100-0433 | USMS100-0433 | Racking | 212-0006 | 004AT1H | UniRac, Tile Roof Hook, Flat Tile Side Mount, with 2 #14 X 3.5” Screws, 004AT1H | Inventory Item | 6.46 |  | No | Racking | 6.38 | 6.46 | 387
308 | 311 | USMS100-0566 | USMS100-0566 | Racking | 212-0007 | 004CT1H | UniRac, Tile Roof Hook, Spanish & W Tile Side Mount, with 2 #14 X 3.5” Screws, 7” Base, 004CT1H | Inventory Item | 7.78 |  | No | Racking | 7.68 | 7.78 | 51
309 | 312 | 212-0008 |  | Racking | 212-0008 | 004CT2H | UniRac, Tile Roof Hook, Spanish & W Tile Side Mount, with 2 #14 X 3.5” Screws, 9” Base, 004CT2H | Inventory Item | 8.78 |  | No | Racking | 8.67 | 8.78 | 7
310 | 313 | USMS100-0616 | USMS100-0616 | Racking | 212-0009 | 004CT5H | UniRac, Tile Roof Hook, Universal Side Mount, with 2 #14 X 3.5” Screws, 004CT5H | Inventory Item | 9.05 |  | No | Racking | 8.93 | 9.05 | 20584
311 | 314 | 212-0010 |  | Racking | 212-0010 | 242-01248 | SnapNrack, Ultra Rail Tile Roof Hook WS, 242-01248 | Inventory Item | 7.53 |  | No | Racking | 7.44 | 7.53 | 160
312 | 315 | 212-0011 |  | Racking | 212-0011 | 242-02729 | SnapNrack, Ultra Rail Adjustable Tile Hook, 242-02729 | Inventory Item | 8.29 |  | No | Racking | 8.19
313 | 316 | 212-0012 |  | Racking | 212-0012 | 4000141-B | K2, EverFlash Flat Tile Hook with Butyl Seal, 4000141-B | Inventory Item |  |  | No | Racking | 0
314 | 317 | 212-0013 |  | Racking | 212-0013 | 4000142-B | K2, Universal Tile hook 5.5” Base Kit with Butyl Seal, 4000142-B | Inventory Item |  |  | No | Racking | 0
315 | 318 | 212-1113 |  | Racking | 212-1113 | 232-60055 | SnapNrack, Tile Hook Replacement Flashing, Flat-Tile, 232-60055 | Inventory Item | 8.87 |  | No | Racking | 8.76
316 | 319 | 212-1114 |  | Racking | 212-1114 | 232-60056 | SnapNrack, Tile Hook Replacement Flashing, S-Tile, 232-60056 | Inventory Item | 12.1 |  | No | Racking | 11.95 | 12.1 | 9
317 | 320 | USMS100-0124 | USMS100-0124 | Racking | 212-1115 | KOB-1L02-B1 | IronRidge, Tile Replacement Base Incl. 1 L-Foot, Black, 1 Lag and Hardware. Use with Tile Replacement Flashing, Qty. 1,KOB-1L02-B1 | Inventory Item | 11.68 |  | No | Racking | 11.03 | 11.68 | 3535
318 | 321 | 212-1116 |  | Racking | 212-1116 | 232-60057 | SnapNrack, Tile Hook Replacement Flashing, W-Tile, 232-60057 | Inventory Item | 11.66 |  | No | Racking | 11.25 | 11.66 | 39
319 | 322 | 212-1117 |  | Racking | 212-1117 | AE-ATH-01-M1 | IronRidge, Aire All Tile Hook (Incl. 2 Lags), AE-ATH-01-M1 | Inventory Item | 10.13 |  | No | Racking | 10 | 10.13 | 2781
320 | 323 | 212-1118 |  | Racking | 212-1118 | 23-3118-400LGF | IronRidge, Replacement Lag Bolt Kit for All Tile Hook ATH-01-M1 (212-0000), Qty. 2 Lag Bolts, 23-3118-400LGF | Inventory Item | 1.02 |  | No | Racking | 0.88 | 1.02 | 1200
321 | 324 | USMS100-0344 | USMS100-0344 | Racking | 213-0001 | 004200D | UniRac, SFM Infinity Rail-Less, Flash Kit Trim, Includes: Roof Attachment, Flashing, T-bolt, Tri-drive nut, Dovetail Locks, Square Nut, Clamp Bolt, 3" Slider, Qty. 1 assembly, 004200D | Inventory Item | 10.57 |  | No | Racking | 9.28 | 10.57 | 1
322 | 325 | USMS100-0343 | USMS100-0343 | Racking | 213-0002 | 004270D | UniRac, SFM Infinity Rail-Less, Flash Kit Slider, Includes: Flashing, Slider, Structural Screw, EDPM Washer, 004270D | Inventory Item | 8.36 |  | No | Racking | 8.26 | 8.36 | 7
323 | 326 | 213-0014 |  | Racking | 213-0014 | 008000U | UniRac, SFM Infinity, Rail-Less, N/S Bonding Clamp, 008000U | Inventory Item | 2.4 |  | No | Racking | 1.76 | 2.4 | 20
324 | 327 | 213-0015 |  | Racking | 213-0015 | 250010U | UniRac, SFM Infinity Rail-Less, 6.5" Splice, includes: 6.5” Base, Cap, Socket-head cap screw and bonding pins, Qty. 1, 250010U | Inventory Item | 8.49 |  | No | Racking | 7.45 | 8.49 | 114
325 | 328 | 213-0016 |  | Racking | 213-0016 | 250020U | UniRac, SFM Infinity Rail-Less, 2" Micro Rail, includes: 2" Base, Cap, Socket-head cap screw, Qty. 1, 250020U | Inventory Item | 7.33 |  | No | Racking | 6.43 | 7.33 | 24
326 | 329 | USMS100-0341 | USMS100-0341 | Racking | 213-0017 | 250030U | UniRac, SFM Infinity Rail-Less, 8" Attached Splice, includes: 8” Base, Cap, Socket-head cap screw, and bonding pins, 250030U | Inventory Item | 12.12 |  | No | Racking | 11.97 | 12.12 | 79
327 | 330 | 213-0020 |  | Racking | 213-0020 | 250120U | UniRac, SFM Infinity Rail-Less, Universal Trim Rail Splice Dark, Qty. 1, 250120U | Inventory Item | 4.22 |  | No | Racking | 3.1 | 4.22 | 21
328 | 331 | 213-0021 |  | Racking | 213-0021 | 250130U | UniRac, SFM Infinity Rail-Less, Universal Trim Rail End Cap Dark, Qty. 1 250130U | Inventory Item | 1.2 |  | No | Racking | 1.03 | 1.2 | 6
329 | 332 | 213-0022 |  | Racking | 213-0022 | 008100U | UniRac, SFM Infinity Rail-Less, Trim Bonding Clamp, 008100U | Inventory Item | 4.16 |  | No | Racking | 3.05 | 4.16 | 60
330 | 333 | 213-0027 |  | Racking | 213-0027 | 256625U | UniRac, SFM Infinity Rail-Less, Universal Trim Rail 66.25", Dark, Qty. 1 package of 4, 256625U | Inventory Item | 117.87 |  | No | Racking | 108.28 | 117.87 | 4
331 | 334 | 213-0051 |  | Racking | 213-0051 | ES10146 | UniRac, Ecolibrium, EcoX Coupling, End, ES10146 | Inventory Item | 7.38 |  | No | Racking | 7.29 | 7.38 | 177
332 | 335 | 213-0052 |  | Racking | 213-0052 | ES11209 | UniRac, Ecolibrium, MetalX, PM Adjust Slotted, ES11209 | Inventory Item | 7.71 |  | No | Racking | 7.61 | 7.71 | 323
333 | 336 | 213-0053 |  | Racking | 213-0053 | ES10829 | UniRac, Ecolibrium, MetalX, Mid Clamp Kit, ES10829 | Inventory Item | 5.15 |  | No | Racking | 4.86 | 5.15 | 1507
334 | 337 | 213-0054 |  | Racking | 213-0054 | ES10828 | UniRac, Ecolibrium, MetalX, End Clamp Kit, ES10828 | Inventory Item | 5.15 |  | No | Racking | 4.86 | 5.15 | 140
335 | 338 | 213-0055 |  | Racking | 213-0055 | ES10368 | UniRac, Ecolibrium, MetalX-EcoX, Mid-Coupling, ES10368 | Inventory Item | 7.45 |  | No | Racking | 6.85 | 7.45 | 75
336 | 339 | 213-0056 |  | Racking | 213-0056 | ES10836 | UniRac, Ecolibrium, MetalX, Mid Clamp 30 Kit, ES10836 | Inventory Item | 5.15 |  | No | Racking | 4.86
337 | 340 | 213-0057 |  | Racking | 213-0057 | ES10835 | UniRac, Ecolibrium, MetalX, End Clamp 30 Kit, ES10835 | Inventory Item | 5.15 |  | No | Racking | 4.86
338 | 341 | 213-0065 |  | Racking | 213-0065 | ES10085 | UniRac, Ecolibrium, MetalX, Hex Bolt 5/16-18 X 2”, ES10085 | Inventory Item | 0.91 |  | No | Racking | 0.84
339 | 342 | 213-0066 |  | Racking | 213-0066 | ES10079 | UniRac, Ecolibrium, MetalX, Hex Bolt 5/16-18 X 2.5”, ES10079 | Inventory Item | 0.91 |  | No | Racking | 0.84
340 | 343 | 213-0067 |  | Racking | 213-0067 | ES10271 | UniRac, Ecolibrium, MetalX, Hex Bolt 5/16-18 X 3”, ES10271 | Inventory Item | 0.86 |  | No | Racking | 0.79 | 0.86 | 1662
341 | 344 | 213-0068 |  | Racking | 213-0068 | ES10325 | UniRac, Ecolibrium, MetalX, Hex Bolt 5/16-18 Flanged Hex Nut, ES10325 | Inventory Item | 0.11 |  | No | Racking | 0.1 | 0.11 | 1140
342 | 345 | 213-0076 |  | Racking | 213-0076 | 256072U | UniRac, SFM Infinity Rail-Less, Universal Trim Rail 72", Dark, Qty. 1 package of 4, 256072U | Inventory Item | 123.31 |  | No | Racking | 103.44 | 123.31 | 77
343 | 346 | 213-0077 |  | Racking | 213-0077 | 250111U | UniRac, SFM Infinity Rail-Less, Universal Trim Rail Clip, Qty. 1, 250111U | Inventory Item | 3.06 |  | No | Racking | 2.62
344 | 347 | USMS100-0547 | USMS100-0547 | Racking | 213-0079 | RT2-04-SD5-60 | Roof Tech, Screw 5x60mm Qty., 1 bag of 100, RT2-04-SD5-60 | Inventory Item | 77.22 |  | No | Racking | 76.25 | 77.22 | 1703
345 | 348 | 213-0080 |  | Racking | 213-0080 | RT2-00-MINIBK | Roof Tech, RT Mini Base Kit, RT2-00-MINIBK | Inventory Item | 7 |  | No | Racking | 6.91
346 | 349 | USMS100-0539 | USMS100-0539 | Racking | 213-0081 | RT2-04-MNBUTYL | Roof Tech, RT-[E] Mount Butyl Tape, Qty. 1Pack of 10 Pieces, RT2-04-MNBUTYL | Inventory Item | 17.22 |  | No | Racking | 17 | 28.99
347 | 350 | USMS100-0511 | USMS100-0511 | Racking | 213-0083 | RT2-04-FBN25 | Roof Tech, 5/16 X 1” Hex Bolt and Flange Nut, for RT Mini, and RT Mini-II, Qty.1 bag of 100 each, RT2-04-FBN25 | Inventory Item | 55.7 |  | No | Racking | 55 | 55.7 | 2319
348 | 351 | USMS100-0597 | USMS100-0597 | Racking | 213-0084 | RT2-00-MINIBK2 | Roof Tech, RT-Mini II Base Kit, Pack of 20 Bases, 40 Screws, and 4 extra RT-Butyl shims, RT2-00-MINIBK2 | Inventory Item | 129.62 |  | No | Racking | 128 | 123.04 | 509
349 | 352 | 220-0302 |  | Racking | 220-0302 | TPM SSH 12 | DPW, TPM, Stainless Steel Hardware package for Top-of-Pole 12 Modules, TPM SSH 12 | Inventory Item | 81.06 |  | No | Racking | 76.5
350 | 353 | 220-0341 |  | Racking | 220-0341 | TPM MSU6-8 | DPW, TPM, Upgrade sleeve for Top-of-Pole, 6" mounting pole to 8" pole, TPM MSU6-8 | Inventory Item | 137.09 |  | No | Racking | 129.38
351 | 354 | USMS100-0052 | USMS100-0052 | Racking | 220-0349 | 70-0200-SGA | IronRidge, SGA Top Cap, for 2" pipe, 70-0200-SGA | Inventory Item | 36.32 |  | No | Racking | 34.28 | 36.32 | 386
352 | 355 | USMS100-0137 | USMS100-0137 | Racking | 220-0350 | 70-0300-SGA | IronRidge, SGA Top Cap, for 3" pipe, 70-0300-SGA | Inventory Item | 47.21 |  | No | Racking | 44.55 | 47.21 | 1681
353 | 356 | 220-0358 |  | Racking | 220-0358 | 29-0200-CBR | IronRidge, Replacement Hardware Kit for 2" Brace Assembly, 29-0200-CBR | Inventory Item | 14.07 |  | No | Racking | 13.28 | 14.07 | 27
354 | 357 | USMS100-0055 | USMS100-0055 | Racking | 220-0359 | 70-0200-CBR | IronRidge, SGA 2", 7.5' Brace Assembly, 70-0200-CBR | Inventory Item | 128.49 |  | No | Racking | 121.26 | 128.49 | 22
355 | 358 | USMS100-0057 | USMS100-0057 | Racking | 220-0360 | 70-0300-CBR | IronRidge, SGA 3", 7.5' Brace Assembly, 70-0300-CBR | Inventory Item | 148.78 |  | No | Racking | 140.41 | 148.78 | 114
356 | 359 | USMS100-0058 | USMS100-0058 | Racking | 220-0361 | 70-0305-CBR | IronRidge, SGA 3", 9' Brace Assembly, 70-0305-CBR , 5-panel | Inventory Item | 192.74 |  | No | Racking | 181.9 | 192.74 | 98
357 | 360 | USMS100-0138 | USMS100-0138 | Racking | 220-0362 | GM-DB2-SLV01-M1 | IronRidge, Diagonal Brace, 2in Sleeve, GM-DB2-SLV01-M1 | Inventory Item | 19.36 |  | No | Racking | 17.78 | 19.36
358 | 361 | USMS100-0139 | USMS100-0139 | Racking | 220-0363 | GM-DB2-TB01-M1 | IronRidge, Diagonal Brace, 2in Square Tube, 88.5in LG (For 2in Pipe), GM-DB2-TB01-M1 | Inventory Item | 75.41 |  | No | Racking | 69.24 | 75.41 | 22
359 | 362 | USMS100-0140 | USMS100-0140 | Racking | 220-0364 | GM-DB2-TB02-M1 | IronRidge, Diagonal Brace, 2in Square Tube, 106.5in LG (For 2in Pipe), GM-DB2-TB02-M1 | Inventory Item | 108.23 |  | No | Racking | 99.37 | 108.23 | 20
360 | 363 | USMS100-0141 | USMS100-0141 | Racking | 220-0365 | GM-DB3-SLV01-M1 | IronRidge, Diagonal Brace, 3in Sleeve, GM-DB3-SLV01-M1 | Inventory Item | 21.91 |  | No | Racking | 20.12 | 21.91 | 152
361 | 364 | USMS100-0142 | USMS100-0142 | Racking | 220-0366 | GM-DB3-TB01-M1 | IronRidge, Diagonal Brace, 2.5in Square Tube, 87.0in LG (For 3in Pipe), GM-DB3-TB01-M1 | Inventory Item | 90.14 |  | No | Racking | 82.76 | 90.14 | 62
362 | 365 | USMS100-0143 | USMS100-0143 | Racking | 220-0367 | GM-DB3-TB02-M1 | IronRidge, Diagonal Brace, 2.5in Square Tube, 105.0in LG (For 3in Pipe), GM-DB3-TB02-M1 | Inventory Item | 132.41 |  | No | Racking | 121.57 | 132.41 | 15
363 | 366 | USMS100-0408 | USSE100-0286 | Racking | 220-0368 | GM-DB-HW01-M1 | IronRidge, Diagonal Brace Hardware (For 2in & 3in Pipe), GM-DB-HW01-M1 | Inventory Item | 9.17 |  | No | Racking | 8.42 | 9.17 | 22
364 | 368 | 220-0412 |  | Racking | 220-0412 | TPM SSH 9 | DPW, TPM, Stainless Steel Hardware package for Top-of-Pole 9 Modules, TPM SSH 9 | Inventory Item | 56.03 |  | No | Racking | 52.87
365 | 369 | 220-0429 |  | Racking | 220-0429 | TPM MSU4-6 | DPW, TPM, Upgrade sleeve for Top-of-Pole, 4" mounting pole to 6" pole, TPM MSU4-6 | Inventory Item | 56.03 |  | No | Racking | 52.87
366 | 370 | USMS100-0458 | USMS100-0458 | Racking | 220-0514 | TPM2-G | PLP, TPM, Top-of-Pole Mount for 2 Type-G Modules, 37-42" x 61-67", 1hx2w-P, 3" Pipe, Enter Module # and Manufacturer, TPM2-G | Inventory Item | 689.22 |  | No | Racking | 650.45 | 689.22
367 | 371 | USMS100-0457 | USMS100-0457 | Racking | 220-0515 | TPM3-G | PLP, TPM, Top-of-Pole Mount for 3 Type-G Modules, 37-42" x 61-67", 1hx3w-P,4" Pipe, Enter Module # and Manufacturer, TPM3-G | Inventory Item | 889.54 |  | No | Racking | 839.5 | 889.54
368 | 372 | USMS100-0456 | USMS100-0456 | Racking | 220-0516 | TPM4-G | PLP, TPM, Top-of-Pole Mount for 4 Type-G Modules, 37-42" x 61-67", 2hx2w-P, 4" Pipe, Enter Module # and Manufacturer, TPM4-G | Inventory Item | 1067.75 |  | No | Racking | 1007.69 | 1067.75
369 | 373 | USMS100-0455 | USMS100-0455 | Racking | 220-0517 | TPM6-G | PLP, TPM, Top-of-Pole Mount for 6 Type-G Modules, 37-42" x 61-67", 3hx2w-L, 6" Pipe, Enter Module # and Manufacturer, TPM6-G | Inventory Item | 1668.64 |  | No | Racking | 1574.78 | 1668.64
370 | 374 | USMS100-0454 | USMS100-0454 | Racking | 220-0518 | TPM8-G | PLP, TPM, Top-of-Pole Mount for 8 Type-G Modules, 37-42" x 61-67", 4hx2w-L, 6" Pipe, Enter Module # and Manufacturer, TPM8-G | Inventory Item | 2234.38 |  | No | Racking | 2108.7 | 2234.38
371 | 375 | USMS100-0453 | USMS100-0453 | Racking | 220-0519 | TPM9-G | PLP, TPM, Top-of-Pole Mount for 9 Type-G Modules, 37-42" x 61-67", 3hx3w-P, 8" Pipe, Enter Module # and Manufacturer, TPM9-G | Inventory Item | 2346.7 |  | No | Racking | 2214.7 | 2346.7
372 | 376 | 220-0520 |  | Racking | 220-0520 | TPM10-G | PLP, TPM, Top-of-Pole Mount for 10 Type-G Modules, 37-42" x 61-67", 5hx2w-L, 8" Pipe, Enter Module # and Manufacturer, TPM10-G | Inventory Item | 2658.69 |  | No | Racking | 2509.14
373 | 377 | 220-0521 |  | Racking | 220-0521 | TPM12-G | PLP, TPM, Top-of-Pole Mount for 12 Type-G Modules, 37-42" x 61-67", 3hx4w-P, 8" Pipe, Enter Module # and Manufacturer, TPM12-G | Inventory Item | 3211.63 |  | No | Racking | 3030.98
374 | 378 | USMS100-0451 | USMS100-0451 | Racking | 220-0525 | TPM2-H | PLP, TPM, Top-of-Pole Mount for 2 Type-H Module, 38-42" x 67-82", 1hx2w-P, 3" Pipe, Enter Module # and Manufacturer, TPM2-H | Inventory Item | 812.62 |  | No | Racking | 766.91 | 812.62
375 | 379 | 220-0528 |  | Racking | 220-0528 | TPM6-H | PLP, TPM, Top-of-Pole Mount for 6 Type-H Module, 38-42" x 67-82", 3hx2w-L, 6" Pipe, Enter Module # and Manufacturer, TPM6-H | Inventory Item | 2085.36 |  | No | Racking | 1968.06
376 | 380 | 220-0529 |  | Racking | 220-0529 | TPM8-H | PLP, TPM, Top-of-Pole Mount for 8 Type-H Module, 38-42" x 67-82", 4hx2w-L, 8" Pipe, Enter Module # and Manufacturer, TPM8-H | Inventory Item | 2862.25 |  | No | Racking | 2701.25
377 | 381 | 220-0531 |  | Racking | 220-0531 | TPM10-H | PLP, TPM, Top-of-Pole Mount for 10 Type-H Module, 38-42" x 67-82", 5hx2w-L, 8" Pipe, Enter Module # and Manufacturer, TPM10-H | Inventory Item | 3177.59 |  | No | Racking | 2998.85
378 | 382 | 220-0532 |  | Racking | 220-0532 | TPM12-H | PLP, TPM, Top-of-Pole Mount for 12 Type-H Module, 38-42" x 67-82", 3hx4w-P, 8" Pipe, Enter Module # and Manufacturer, TPM12-H | Inventory Item | 4304.66 |  | No | Racking | 4062.52
379 | 385 | 220-0656 |  | Racking | 220-0656 | SPM1-G | DPW, SPM, Side-of-Pole Mount for 1 Type-G Module, 37-42" x 61-67", 2"-3.5" OD pipe, 1hx1w-L, Enter Module # and Manufacturer, SPM1-G | Inventory Item | 227.54 |  | No | Racking | 214.74
380 | 386 | 220-0664 |  | Racking | 220-0664 | SPM2-G | PLP, SPM, Side-of-Pole Mount for 2 Type-G Module, 37-42" x 61-67", 3"-4.5" OD Pipe, 2hx1w-L, Enter Module # and Manufacturer, SPM2-G | Inventory Item | 543.31 |  | No | Racking | 512.75
381 | 387 | USMS100-0056 | USMS100-0056 | Racking | 220-0714 | 70-0205-CBR | IronRidge, SGA 2” (9’) Brace Assembly, 5-Panel, 70-0205-CBR | Inventory Item | 162.3 |  | No | Racking | 153.18 | 162.3 | 5
382 | 388 | 220-0715 |  | Racking | 220-0715 | GM-BRC2-01-M1 | IronRidge, SGA Bonding Rail Connector, for 2" pipe, UFO series, GM-BRC2-01-M1 | Inventory Item | 12.48 |  | No | Racking | 12.33 | 12.48 | 1164
383 | 389 | USMS100-0053 | USMS100-0053 | Racking | 220-0716 | GM-BRC-003 | IronRidge, SGA Bonding Rail Connector, for 3" pipe, UFO series, GM-BRC-003 | Inventory Item | 12.48 |  | No | Racking | 12.33 | 12.48 | 1703
384 | 390 | 220-0736 |  | Racking | 220-0736 | TPM6-G-HWV | PLP, TPM, Top-of-Pole Mount for 6 Type-G Modules, 37-42" x 61-67", 3hx2w-L, 6" Pipe, High Wind Version, Enter Module # and Manufacturer,TPM6-G-HWV | Inventory Item | 2085.8 |  | No | Racking | 1968.48
385 | 391 | 220-0753 |  | Racking | 220-0753 | TPM4-H-HWV | PLP, TPM, Top-of-Pole Mount for 4 Type-H Module, 38-42" x 67-82", 2hx2w-P, 6" Pipe, High Wind Version, Enter Module # and Manufacturer, TPM4-H-HWV | Inventory Item | 1554.64 |  | No | Racking | 1467.19
386 | 392 | 220-0754 |  | Racking | 220-0754 | TPM6-H-HWV | PLP, TPM, Top-of-Pole Mount for 6 Type-H Module, 38-42" x 67-82", 3hx2w-L, 6" Pipe, High Wind Version, Enter Module # and Manufacturer, TPM6-H-HWV | Inventory Item | 2737.03 |  | No | Racking | 2583.08
387 | 393 | 220-0756 |  | Racking | 220-0756 | TPM8-H-HWV | PLP, TPM, Top-of-Pole Mount for 8 Type-H Module, 38-42" x 67-82", 4hx2w-L, 8" Pipe, High Wind Version, Enter Module # and Manufacturer, TPM8-H-HWV | Inventory Item | 3685.15 |  | No | Racking | 3477.86
388 | 394 | 220-0770 |  | Racking | 220-0770 | 29-0300-HDW | IronRidge, U-Bolt hardware Kit for 3” Pipe, 29-0300-HDW | Inventory Item | 3.61 |  | No | Racking | 3.56 | 3.61 | 446
389 | 395 | 220-0772 |  | Racking | 220-0772 | 29-0200-HDW | IronRidge, U-Bolt hardware Kit for 2" Pipe, 29-0200-HDW | Inventory Item | 3.04 |  | No | Racking | 3 | 3.04 | 25
390 | 397 | USMS100-0530 | USMS100-0530 | Racking | 240-0060 | 48H-9 | Hollaender, Rectangular Base Flange for 2" Pipe, 8 X 6” Base, (4) 9/16" holes, 48H-9 | Inventory Item | 44.05 |  | No | Racking | 43.5 | 44.05 | 3
391 | 398 | USMS100-0642 | USMS100-0642 | Racking | 240-0176 | 5E-8 | Hollaender, T-Fitting, 1-1/2" , A-TEE, 5E-8 | Inventory Item | 13.51 |  | No | Racking | 12.75 | 13.51 | 724
392 | 399 | USMS100-0624 | USMS100-0624 | Racking | 240-0178 | A-UAS-1S | ProSolar, U-Bolt Assembly, 1-1/2”, Qty. 1, A-UAS-1S | Inventory Item | 6.08 |  | No | Racking | 5.73 | 6.08 | 657
393 | 400 | USMS100-0279 | USMS100-0279 | Racking | 240-0190 | 403211C | UniRac, U-LA Front Cap, 2", Aluminum, Qty. 1, 403211C | Inventory Item | 23.09 |  | No | Racking | 21.79 | 23.09 | 2242
394 | 401 | USMS100-0377 | USMS100-0377 | Racking | 240-0191 | 404004 | UniRac, DGFT - Ground Fixed Tilt C-PILE, 126" – (10.5’), 404004 | Inventory Item | 189.38 |  | No | Racking | 178.73 | 189.38 | 129
395 | 402 | USMS100-0450 | USMS100-0450 | Racking | 240-0222 | PRM-EP4 | DPW, PowerRail Standoff, Easy Power Post, 4", 1.31" diameter, Clear, Qty. 1, PRM-EP4 | Inventory Item | 13.76 |  | No | Racking | 13.59 | 13.76 | 1
396 | 403 | 240-0224 |  | Racking | 240-0224 | PRM-EP6 | DPW, PowerRail Standoff, Easy Power Post, 6", 1.31" diameter, Clear, Qty. 1, PRM-EP6 | Inventory Item | 32.47 |  | No | Racking | 32.06 | 32.47 | 10
397 | 404 | USMS100-0378 | USMS100-0378 | Racking | 240-0263 | 404001 | UniRac, DGFT - Ground Fixed Tilt C-PILE, 150" – (12.5’), 404001 | Inventory Item | 218.01 |  | No | Racking | 205.75 | 218.01 | 77
398 | 405 | USSSP110-1529 | USSSP110-1529 | Racking | 240-0264 | 404002 | UniRac, DGFT - Ground Fixed Tilt C-PILE, 180" – (15.0’), 404002 | Inventory Item | 262.61 |  | No | Racking | 247.83 | 262.61 | 28
399 | 406 | USMS100-0373 | USMS100-0373 | Racking | 240-0268 | 404013 | UniRac, DGFT - Ground Fixed Tilt 4 Rail Hardware Kit, 404013 | Inventory Item | 26.5 |  | No | Racking | 25.01 | 26.5 | 90
400 | 407 | USMS100-0708 | USMS100-0708 | Racking | 240-0269 | 404036 | UniRac, DGFT - Ground Fixed Tilt TOP CHORD CHANNEL 20/30°, 404036 | Inventory Item | 110.76 |  | No | Racking | 104.53 | 110.76 | 47
401 | 408 | USMS100-0446 | USMS100-0446 | Racking | 240-0392 | 17E-8 | Hollaender, Tee-E Assembly, 1 1/2" Adjustable Elbow, 17E-8 | Inventory Item | 22.36 |  | No | Racking | 21.1 | 22.36 | 100
402 | 409 | USMS100-0542 | USMS100-0542 | Racking | 240-0395 | 5EXT-8 | Hollaender, Extended Barrel Tee, 1.5" Pipe Size, 5EXT-8 | Inventory Item | 16.86 |  | No | Racking | 15.91 | 16.86 | 62
403 | 410 | USMS100-0444 | USMS100-0444 | Racking | 240-0398 | 17-9 | Hollaender, Adjustable Elbow or Tee, 2" Pipe Size, 17-9 | Inventory Item | 56.69 |  | No | Racking | 53.5 | 56.69 | 54
404 | 411 | 240-0400 |  | Racking | 240-0400 | 5-9 | Hollaender, Tee with top mount screws 2" Pipe Size, 5-9 | Inventory Item | 39.35 |  | No | Racking | 36.23 | 39.35 | 14
405 | 412 | 240-0409 |  | Racking | 240-0409 | 5SR-9 | Hollaender, Tee with set screws on side rib, 2" Pipe Size, 5SR-9 | Inventory Item | 36.94 |  | No | Racking | 34.86 | 36.94 | 41
406 | 413 | USMS100-0372 | USMS100-0372 | Racking | 240-0659 | 404031 | UniRac, DGFT - Ground Fixed Tilt DIAG BRACE ASSEMBLY 20°, Shared Rail, 404031 | Inventory Item | 106.54 |  | No | Racking | 100.55 | 106.54 | 10
407 | 414 | USMS100-0371 | USMS100-0371 | Racking | 240-0660 | 404032 | UniRac, DGFT - Ground Fixed Tilt DIAG BRACE ASSEMBLY 30°, 404032 | Inventory Item | 106.54 |  | No | Racking | 100.55 | 106.54 | 39
408 | 415 | USMS100-0370 | USMS100-0370 | Racking | 240-0661 | 404034 | UniRac, DGFT - Ground Fixed Tilt 3 Rail Hardware Kit, Shared Rail, 404034 | Inventory Item | 19.57 |  | No | Racking | 18.47 | 19.57 | 3
409 | 416 | 240-0663 |  | Racking | 240-0663 | 17-7 | Hollaender, Adjustable Elbow or Tee, 1.25" Pipe Size, 17-7 | Inventory Item | 23.8 |  | No | Racking | 21.92 | 23.8 | 6
410 | 417 | 240-0665 |  | Racking | 240-0665 | 403220S | UniRac, ULA Ground Screw 68mm X 2.0M, Qty 1, 403220S | Inventory Item | 86.61 |  | No | Racking | 79.74
411 | 418 | USMS100-0534 | USMS100-0534 | Racking | 240-0666 | A-UAS-1S-2” | ProSolar, U-Bolt Assembly, 2”, Qty. 1, A-UAS-1S-2” | Inventory Item | 7.41 |  | No | Racking | 6.83 | 7.41 | 295
412 | 419 | 240-0667 |  | Racking | 240-0667 | KSF G76x1000-4xM16 | Krinner, Ground Screw, 76.1mm (~3”) OD, 71mm (~2.8”) ID X 1000mm(~39”) Length, Qty., KSF G76x1000-4xM16 | Inventory Item | 59.72 |  | No | Racking | 56.36
413 | 420 | 240-0668 |  | Racking | 240-0668 | KSF G76x1300-4xM16 | Krinner, Ground Screw, 76.1mm (~3”) OD, 71mm (~2.8”) ID X 1300mm(~51”) Length, Qty., KSF G76x1300-4xM16 | Inventory Item | 73.76 |  | No | Racking | 69.61
414 | 421 | 240-0669 |  | Racking | 240-0669 | KSF G76x1600-4xM16 | Krinner, Ground Screw, 76.1mm (~3”) OD, 71mm (~2.8”) ID X 1600mm(~63”) Length, Qty., KSF G76x1600-4xM16 | Inventory Item | 82.41 |  | No | Racking | 77.77
415 | 422 | 240-0670 |  | Racking | 240-0670 | KSF G76x2100-4xM16 | Krinner, Ground Screw, 76.1mm (~3”) OD, 71mm (~2.8”) ID X 2100mm(~82.6”) Length, Qty., KSF G76x2100-4xM16 | Inventory Item | 100.56 |  | No | Racking | 94.9
416 | 423 | 240-0671 |  | Racking | 240-0671 | KSF G114x1000-4xM16 | Krinner, Ground Screw, 114.3mm (~4.5”) OD, 107mm (~4.2”) ID X 1000mm(~39”) Length, Qty., KSF G114x1000-4xM16 | Inventory Item | 96.05 |  | No | Racking | 90.65
417 | 424 | 240-0672 |  | Racking | 240-0672 | KSF G114x1300-4xM16 | Krinner, Ground Screw, 114.3mm (~4.5”) OD, 107mm (~4.2”) ID X 1300mm(~51”) Length, Qty., KSF G114x1300-4xM16 | Inventory Item | 105.67 |  | No | Racking | 99.73
418 | 425 | 240-0673 |  | Racking | 240-0673 | KSF G114x1600-4xM16 | Krinner, Ground Screw, 114.3mm (~4.5”) OD, 107mm (~4.2”) ID X 1600mm(~63”) Length, Qty., KSF G114x1600-4xM16 | Inventory Item | 124.69 |  | No | Racking | 117.68
419 | 426 | 240-0674 |  | Racking | 240-0674 | KSF G114x2100-4xM16 | Krinner, Ground Screw, 114.3mm (~4.5”) OD, 107mm (~4.2”) ID X 2100mm(~82.6”) Length, Qty., KSF G114x2100-4xM16 | Inventory Item | 156.87 |  | No | Racking | 148.05
420 | 427 | 240-0675 |  | Racking | 240-0675 | K10423-063 | SunModo, SunTurf, Anchor Screw Auger 63” with Set Screws, for 2" Schedule 40 Pipe, Qty.1, K10423-063 | Inventory Item | 57.85 |  | No | Racking | 57.13 | 57.85 | 89
421 | 428 | 240-0676 |  | Racking | 240-0676 | K10423-080 | SunModo, SunTurf, Anchor Screw Auger 80” with Set Screws, for 2" Schedule 40 Pipe, Qty.1, K10423-080 | Inventory Item | 86.23 |  | No | Racking | 85.15 | 86.23 | 46
422 | 429 | 240-0677 |  | Racking | 240-0677 | K10341-002 | SunModo, SunTurf 2.5” Pipe T-Cap Kit, K10341-002 | Inventory Item | 20.11 |  | No | Racking | 19.86 | 20.11 | 10
423 | 430 | USMS100-0517 | USMS100-0517 | Racking | 240-0678 | A50164-092 | SunModo, SunTurf Diagonal HSS Tube Brace 1.5 X 1.5” X 92”, A50164-092 | Inventory Item | 33.24 |  | No | Racking | 32.83 | 33.24 | 84
424 | 431 | USMS100-0486 | USMS100-0486 | Racking | 240-0680 | K10373-001 | SunModo, SunTurf Swivel Pipe Cap Kit, K10373-001 | Inventory Item | 43.66 |  | No | Racking | 43.11 | 43.66 | 94
425 | 432 | 240-0681 |  | Racking | 240-0681 | K10343-001 | SunModo, SunTurf 2.5” Pipe U-Clamp Kit, with HR250-HR350 T-Bolt, K10343-001 | Inventory Item | 5.72 |  | No | Racking | 5.65 | 5.72 | 7
426 | 433 | 240-0682 |  | Racking | 240-0682 | K10222-001 | SunModo, SunTurf 2.5” Aluminum Pipe Clamp Kit, K10222-001 | Inventory Item | 10.75 |  | No | Racking | 10.61 | 10.75 | 68
427 | 434 | USMS100-0412 | USMS100-0412 | Racking | 240-0683 | A50164-066 | SunModo, SunTurf Diagonal HSS Tube Brace 1.5 X 1.5” X 66”, A50164-066 | Inventory Item | 18.43 |  | No | Racking | 18.2 | 18.43
428 | 435 | 240-0684 |  | Racking | 240-0684 | K10219-001 | SunModo, SunTurf 2” Aluminum Pipe Clamp Kit, K10219-001 | Inventory Item | 10.53 |  | No | Racking | 10.4 | 10.53 | 104
429 | 436 | 240-0765 |  | Racking | 240-0765 | A21168-112 | SunModo, SunTurf, Pipe, HSS, 2.5", 2.875" OD X 12 Gauge, G-90, 112”, A21168-112 | Inventory Item | 44.42 |  | No | Racking | 43.86 | 44.42 | 93
430 | 437 | 240-0766 |  | Racking | 240-0766 | A21165-120 | SunModo, SunTurf, Pipe, HSS, 2", 2.375" OD X 12 Gauge, G-90, 120”, A21165-120 | Inventory Item | 36.56 |  | No | Racking | 36.1 | 36.56 | 85
431 | 438 | 240-0767 |  | Racking | 240-0767 | A21165-060 | SunModo, SunTurf, Pipe, HSS, 2", 2.375" OD X 12 Gauge, G-90, 60”, A21165-060 | Inventory Item | 22.46 |  | No | Racking | 22.17 | 22.46 | 160
432 | 439 | 240-1529 |  | Racking | 240-1529 | K10448-001 | SunModo, SunTurf, 2.5” Pipe Splice Kit, Internal, K10448-001 | Inventory Item | 8.25 |  | No | Racking | 8.15 | 8.25 | 165
433 | 440 | 240-1530 |  | Racking | 240-1530 | K10342-001 | SunModo, SunTurf, 2.5” Pipe Splice Kit, K10342-001 | Inventory Item | 10.01 |  | No | Racking | 9.89 | 10.01 | 42
434 | 441 | USSSP110-1519 | USSSP110-1519 | Racking | 250-0103 | 310882 | UniRac, RoofMount, RM5 & RMDT, H-Attachment Kit, Qty. 1, 310882 | Inventory Item | 30.82 |  | No | Racking | 28.38 | 30.82 | 771
435 | 442 | USMS100-0059 | USMS100-0059 | Racking | 250-1051 | BX-5D-P1 | IronRidge, BX 5° Chassis, BX-5D-P1 | Inventory Item | 40.25 |  | No | Racking | 37.06 | 40.25 | 1708
436 | 443 | USMS100-0060 | USMS100-0060 | Racking | 250-1052 | BX-10D-P1 | IronRidge, BX 10° Chassis, BX-10D-P1 | Inventory Item | 40.25 |  | No | Racking | 37.06 | 40.25 | 2133
437 | 444 | USMS100-0093 | USMS100-0093 | Racking | 250-1053 | BX-CMA-SI-M1 | IronRidge, BX String Inverter Mounting Kit, includes Rail and Hardware, BX-CMA-SI-M1 | Inventory Item | 76.34 |  | No | Racking | 70.29 | 83.97 | 6
438 | 445 | USMS100-0094 | USMS100-0094 | Racking | 250-1054 | BX-CMA-MI-M1 | IronRidge, BX MLPE Mounting Hardware, BX-CMA-MI-M1 | Inventory Item | 1.39 |  | No | Racking | 1.19 | 1.39 | 3151
439 | 446 | USMS100-0095 | USMS100-0095 | Racking | 250-1055 | BX-MA-FRA-M1 | IronRidge, BX Flat Roof Attachment Kit w/L-Feet, BX-MA-FRA-M1 | Inventory Item | 10.2 |  | No | Racking | 9.39 | 10.2 | 98
440 | 447 | USMS100-0361 | USMS100-0361 | Racking | 250-1369 | 310710 | UniRac, Roof Mount, RM-10 Ballast Bay, 10 Degrees, Qty. 1, 310710 | Inventory Item | 45.66 |  | No | Racking | 42.04 | 45.66 | 1015
441 | 448 | USSSP110-1509 | USMS100-0360 | Racking | 250-1370 | 310750 | UniRac, RoofMount, Module Clip, RM-10, Bulk Packaging, Qty. 1, 310749, 310750 | Inventory Item | 1.7 |  | No | Racking | 1.56 | 1.7 | 4636
442 | 449 | USMS100-0359 | USMS100-0359 | Racking | 250-1371 | 310751 | UniRac, RoofMount, Hex Bolt, RM-10, Bulk Packaging, Qty. 1, 310749, 310751 | Inventory Item | 1.02 |  | No | Racking | 0.94 | 1.02 | 5590
443 | 450 | USMS100-0401 | USMS100-0401 | Racking | 250-1372 | 310760 | UniRac, RoofMount, Roof Pad, Qty. 1, 310760 | Inventory Item | 2.18 |  | No | Racking | 2.01 | 2.18 | 1882
444 | 451 | USMS100-0358 | USMS100-0358 | Racking | 250-1374 | 310800 | UniRac, RoofMount, RM5, Ballast Bay, 5 Degree Tilt, Qty. 1, 310800 | Inventory Item | 45.68 |  | No | Racking | 42.06 | 45.68 | 1532
445 | 452 | USMS100-0355 | USMS100-0355 | Racking | 250-1376 | 310810 | UniRac, Roof Mount, RM5, Wind Deflector 84”, Qty. 1, 310810 | Inventory Item | 21.49 |  | No | Racking | 19.79 | 21.49 | 328
446 | 453 | USMS100-0354 | USMS100-0354 | Racking | 250-1377 | 310820 | UniRac, RoofMount, RM5 & RMDT, Endclamp, 30-40mm, Qty. 1, 310820 | Inventory Item | 3.08 |  | No | Racking | 2.83 | 3.08 | 1534
447 | 454 | USMS100-0353 | USMS100-0353 | Racking | 250-1378 | 310821 | UniRac, RoofMount, RM5 & RMDT, Endclamp, 41-45mm, Qty. 1, 310821 | Inventory Item | 1.52 |  | No | Racking | 1.43 | 1.52 | 56
448 | 455 | USSSP110-1514 | USSSP110-1514 | Racking | 250-1379 | 310822 | UniRac, RoofMount, RM5 & RMDT, Endclamp, 46-50mm, Qty. 1, 310822 | Inventory Item | 3.08 |  | No | Racking | 2.91 | 3.08 | 9260
449 | 456 | USMS100-0350 | USMS100-0350 | Racking | 250-1380 | 310850 | UniRac, RoofMount, RM5 & RMDT, Wire Management Clip, Qty. 1, 310850 | Inventory Item | 1.52 |  | No | Racking | 1.43 | 1.52 | 432
450 | 457 | USMS100-0349 | USMS100-0349 | Racking | 250-1381 | 310851 | UniRac, RoofMount, RM5, WD Wire Management Clip, Qty. 1, 310851 | Inventory Item | 1.27 |  | No | Racking | 1.19 | 1.27 | 54
451 | 458 | USSSP110-1518 | USSSP110-1518 | Racking | 250-1382 | 310860 | UniRac, RoofMount, RM5 & RMDT, Clip U-NUT, SS 18-8, Qty. 1, 310860 | Inventory Item | 0.48 |  | No | Racking | 0.44 | 0.48 | 5703
452 | 459 | USMS100-0348 | USMS100-0348 | Racking | 250-1383 | 310861 | UniRac, RoofMount, RM5, Hardware kit for Wind Deflector, Qty. 1, 310861 | Inventory Item | 0.37 |  | No | Racking | 0.34 | 0.37 | 1087
453 | 460 | USMS100-0357 | USMS100-0357 | Racking | 250-1385 | 310801 | UniRac, RoofMount, RMDT, Ridge Bay, 8 Degree Dual Directional Tilt, Qty. 1, 310801 | Inventory Item | 37.82 |  | No | Racking | 34.82 | 37.82 | 2837
454 | 461 | USMS100-0356 | USMS100-0356 | Racking | 250-1386 | 310802 | UniRac, RoofMount, RMDT, Valley Bay, 8 Degree Dual Directional Tilt, Qty. 1, 310802 | Inventory Item | 33.66 |  | No | Racking | 31 | 33.66 | 3994
455 | 462 | USSSP110-1516 | USSSP110-1516 | Racking | 250-1390 | 310824 | UniRac, RoofMount, RMDT, Mid Clamp, 41-45mm, Qty. 1, 310824 | Inventory Item | 2.46 |  | No | Racking | 2.31 | 2.46 | 32
456 | 463 | USMS100-0352 | USMS100-0352 | Racking | 250-1391 | 310825 | UniRac, RoofMount, RMDT, Mid Clamp, 36-40mm, Qty. 1, 310825 | Inventory Item | 2.51 |  | No | Racking | 2.31 | 2.51 | 134
457 | 464 | USMS100-0351 | USMS100-0351 | Racking | 250-1392 | 310826 | UniRac, RoofMount, RMDT, Mid Clamp, 30-35mm, Qty. 1, 310826 | Inventory Item | 2.99 |  | No | Racking | 2.83 | 2.99 | 996
458 | 465 | USMS100-0394 | USMS100-0394 | Racking | 250-1394 | ES20207 | UniRac, Ecolibrium, EcoFoot2+ Base, 5° Portrait, 10° Landscape, UniRac, Ecolibrium, EcoFoot2+ Base, 5° Portrait, 10° Landscape, ES20207 | Inventory Item | 26.08 |  | No | Racking | 24.01 | 26.08 | 2034
459 | 466 | USMS100-0395 | USMS100-0395 | Racking | 250-1395 | ES20142 | UniRac, Ecolibrium, EcoFoot2+ Base, 5° Portrait, 10° Landscape with EPDM Slip Strips , ES20142 | Inventory Item | 31.15 |  | No | Racking | 28.68 | 31.15 | 164
460 | 467 | USMS100-0689 | USMS100-0689 | Racking | 250-1396 | ES20311C | UniRac, Ecolibrium, Ecofoot2+ 82" Wind Deflector, ES20311C | Inventory Item | 18.77 |  | No | Racking | 17.29 | 18.77 | 795
461 | 468 | USMS100-0393 | USMS100-0393 | Racking | 250-1397 | ES20311B | UniRac, Ecolibrium, Ecofoot2+ 70" Wind Deflector, ES20311B | Inventory Item | 16.03 |  | No | Racking | 14.76 | 16.03 | 870
462 | 469 | USSSP110-1550 | USSSP110-1550 | Racking | 250-1398 | ES20311A | UniRac, Ecolibrium, Ecofoot2+ 44" Wind Deflector, ES20311A | Inventory Item | 10.08 |  | No | Racking | 9.28 | 10.08 | 48
463 | 470 | USSSP110-1552 | USSSP110-1552 | Racking | 250-1399 | ES20311H | UniRac, Ecolibrium, Ecofoot2+ 86" Wind Deflector, ES20311H | Inventory Item | 20.33 |  | No | Racking | 18.72 | 20.33 | 83
464 | 471 | 250-1400 |  | Racking | 250-1400 | ES11203 | UniRac, Ecolibrium, Ecofoot2+ Mid-Support Bracket Kit, ES11203 | Inventory Item | 4.64 |  | No | Racking | 4.27 | 4.64 | 20
465 | 472 | USMS100-0390 | USMS100-0390 | Racking | 250-1401 | ES10490 | UniRac, Ecolibrium, EcoFoot5D Base, 5° Landscape, ES10490 | Inventory Item | 7.14 |  | No | Racking | 6.57 | 7.14 | 262
466 | 473 | USSSP110-1547 | USSSP110-1547 | Racking | 250-1402 | ES10496 | UniRac, Ecolibrium, EcoFoot5D 82'' Wind Deflector, ES10496 | Inventory Item | 13.04 |  | No | Racking | 12 | 13.04 | 334
467 | 474 | USMS100-0674 | USMS100-0674 | Racking | 250-1403 | ES10494 | UniRac, Ecolibrium, EcoFoot5D 70'' Wind Deflector, ES10494 | Inventory Item | 11.17 |  | No | Racking | 10.29 | 11.17 | 47
468 | 475 | USSSP110-1549 | USSSP110-1549 | Racking | 250-1404 | ES11024 | UniRac, Ecolibrium, EcoFoot5D 86'' Wind Deflector, ES11024 | Inventory Item | 13.47 |  | No | Racking | 12.4 | 13.47
469 | 476 | USSSP110-1545 | USSSP110-1545 | Racking | 250-1405 | ES10488 | UniRac, Ecolibrium, EcoFoot5D 83'' Ballast Tray, ES10488 | Inventory Item | 32.99 |  | No | Racking | 30.37 | 32.99 | 405
470 | 477 | USMS100-0391 | USMS100-0391 | Racking | 250-1406 | ES10486 | UniRac, Ecolibrium, EcoFoot5D 71'' Ballast Tray, ES10486 | Inventory Item | 28.32 |  | No | Racking | 26.07 | 28.32 | 97
471 | 478 | USSSP110-1548 | USSSP110-1548 | Racking | 250-1407 | ES11023 | UniRac, Ecolibrium, EcoFoot5D 87'' Ballast Tray, ES11023 | Inventory Item | 34.68 |  | No | Racking | 31.94 | 34.68 | 10
472 | 479 | USMS100-0392 | USMS100-0392 | Racking | 250-1408 | ES10480 | UniRac, Ecolibrium, EcoFoot5D Mid-Support Kit, ES10480 | Inventory Item | 2.62 |  | No | Racking | 2.42 | 2.62 | 212
473 | 480 | USMS100-0397 | USMS100-0397 | Racking | 250-1409 | ES10466 | UniRac, Ecolibrium, EcoFoot Universal Clamp Kit, ES10466 | Inventory Item | 18.31 |  | No | Racking | 17.28 | 18.31 | 441
474 | 481 | 250-1410 |  | Racking | 250-1410 | ES10970 | UniRac, Ecolibrium, EcoFoot MLPE Bracket, ES10970 | Inventory Item | 3.54 |  | No | Racking | 3.26 | 3.54 | 36
475 | 482 | USMS100-0396 | USMS100-0396 | Racking | 250-1412 | 008115M | UniRac, Ecolibrium, MLPE Tiger Clip, 008115M | Inventory Item | 2.53 |  | No | Racking | 2.33 | 2.53 | 461
476 | 483 | 250-1414 |  | Racking | 250-1414 | ES20913 | UniRac, Ecolibrium, EcoMount 1 Inverter Mounting Kit, ES20913 | Inventory Item | 177.52 |  | No | Racking | 163.45
477 | 484 | 250-1415 |  | Racking | 250-1415 | ES20914 | UniRac, Ecolibrium, EcoMount 2 Inverter Mounting Kit, ES20914 | Inventory Item | 223.34 |  | No | Racking | 205.64
478 | 485 | USMS100-0513 | USMS100-0513 | Racking | 250-1416 | ES10843 | UniRac, Ecolibrium, EcoFoot Roof to Strut Hardware Kit, ES10843 | Inventory Item | 11.5 |  | No | Racking | 10.59 | 11.5 | 40
479 | 486 | USMS100-0514 | USMS100-0514 | Racking | 250-1417 | ES10844 | UniRac, Ecolibrium, EcoFoot Strut to Module Hardware Kit, ES10844 | Inventory Item | 9.7 |  | No | Racking | 8.93 | 9.7 | 8
480 | 487 | 250-1423 |  | Racking | 250-1423 | ES20501 | UniRac, Ecolibrium, B22 Galvanized Strut 10', ES20501 | Inventory Item | 61.57 |  | No | Racking | 56.69 | 61.57 | 11
481 | 488 | USSSP110-1533 | USSSP110-1533 | Racking | 250-1431 | 360010 | UniRac, GridFlex North Rail, 360010 | Inventory Item | 5.39 |  | No | Racking | 4.95 | 5.39 | 20
482 | 489 | USSSP110-1534 | USSSP110-1534 | Racking | 250-1432 | 360020 | UniRac, GridFlex Mid Rail, 360020 | Inventory Item | 12.08 |  | No | Racking | 11.09 | 12.08 | 10
483 | 490 | USSSP110-1535 | USSSP110-1535 | Racking | 250-1433 | 360030 | UniRac, GridFlex South Rail, 360030 | Inventory Item | 6.52 |  | No | Racking | 5.99 | 6.52
484 | 491 | USSSP110-1537 | USSSP110-1537 | Racking | 250-1435 | 360050 | UniRac, GridFlex 5 Degree South Rail Clamp Assembly, 360050 | Inventory Item | 12.44 |  | No | Racking | 11.45 | 12.44
485 | 492 | USSSP110-1538 | USSSP110-1538 | Racking | 250-1436 | 360060 | UniRac, GridFlex Lander Pad, 360060 | Inventory Item | 4.05 |  | No | Racking | 3.73 | 4.05 | 50
486 | 493 | USSSP110-1543 | USSSP110-1543 | Racking | 250-1440 | 360100 | UniRac, GridFlex Deflector, 77-83”, 360100 | Inventory Item | 15.18 |  | No | Racking | 13.98 | 15.18
487 | 494 | USSSP110-1539 | USSSP110-1539 | Racking | 250-1441 | 360061 | UniRac, GridFlex 5/16” Hardware Kit, 360061 | Inventory Item | 32.33 |  | No | Racking | 29.77 | 32.33 | 80
488 | 495 | USSSP110-1510 | USSSP110-1510 | Racking | 250-1442 | 310771 | UniRac, RM10 Roof Mount Attachment Kit-310771 | Inventory Item | 16.93 |  | No | Racking | 15.59 | 16.93 | 17
489 | 496 | USSSP110-1536 | USSSP110-1536 | Racking | 250-1443 | 360041 | UniRac, GridFlex 5 Degree North Rail Clamp Assembly, 360041 | Inventory Item | 10.56 |  | No | Racking | 9.72 | 10.56
490 | 497 | USSSP110-1540 | USSSP110-1540 | Racking | 250-1444 | 360071 | UniRac, GridFlex Ballast Tray, 62-69”, 360071 | Inventory Item | 22.08 |  | No | Racking | 20.33 | 22.08
491 | 498 | USSSP110-1541 | USSSP110-1541 | Racking | 250-1445 | 360081 | UniRac, GridFlex Ballast Tray, 77-83”, 360081 | Inventory Item | 25.48 |  | No | Racking | 23.46 | 25.48
492 | 499 | 250-1446 |  | Racking | 250-1446 | ES11025 | UniRac, Ecolibrium, EcoFoot5D 93.25'' Ballast Tray, ES11025 | Inventory Item | 39.02 |  | No | Racking | 35.93
493 | 500 | 250-1447 |  | Racking | 250-1447 | ES11026 | UniRac, Ecolibrium, EcoFoot5D 92.25'' Wind Deflector, ES11026 | Inventory Item | 15.17 |  | No | Racking | 13.96
494 | 501 | 250-1448 |  | Racking | 250-1448 | 310811 | UniRac, Roof Mount, RM5, Wind Deflector 98”, Qty. 1, 310811 | Inventory Item | 25.77 |  | No | Racking | 23.73 | 25.77 | 472
495 | 502 | 250-1449 |  | Racking | 250-1449 | 370010 | UniRac, Roof Mount, RM-10-EVO Field Ballast Bay, 10 Degrees, Qty. 1, 370010 | Inventory Item | 41.5 |  | No | Racking | 38.21 | 41.5 | 81
496 | 503 | 250-1450 |  | Racking | 250-1450 | 370011 | UniRac, Roof Mount, RM-10-EVO North Ballast Bay, 10 Degrees, Qty. 1, 370011 | Inventory Item | 41.5 |  | No | Racking | 38.21 | 41.5 | 190
497 | 504 | USMS100-0347 | USMS100-0347 | Racking | 250-1452 | 370022 | UniRac, Roof Mount, RM-10-EVO Module Clamp Side Bolt, Bulk Packaging, Qty. 1, 370022 | Inventory Item | 1.22 |  | No | Racking | 1.15 | 0.59 | 162
498 | 505 | USMS100-0346 | USMS100-0346 | Racking | 250-1453 | 370023 | UniRac, Roof Mount, RM-10-EVO Module Clamp, Bulk Packaging, Qty. 1, 370023 | Inventory Item | 2.72 |  | No | Racking | 2.56 | 2.72 | 124
499 | 506 | 250-1454 | USSSP110-1509 | Racking | 250-1454 | 310749 | UniRac, Roof-Mount, Module Clip with Hex-Bolt, RM-10, Qty. 1 , 310749 | Inventory Item | 2.44 |  | No | Racking | 2.24 | 2.44 | 27
500 | 507 | 250-1455 |  | Racking | 250-1455 | 360200 | UniRac, GridFlex, 5 Degree Mid Support, 360200 | Inventory Item | 19.72 |  | No | Racking | 18.16
501 | 508 | 250-1456 |  | Racking | 250-1456 | 370030 | UniRac, Roof Mount, RM-10-EVO Mid Support, Qty. 1, 370030 | Inventory Item | 19.72 |  | No | Racking | 18.16 | 19.72 | 100
502 | 509 | USSSP110-1127 | USSSP110-1127 | Racking | 260-0001 | S-5-E | S-5!, Clamp, Size E, fits Butler roof with rolled top seam, S-5-E | Inventory Item | 4.98 |  | No | Racking | 4.7 | 4.98 | 137
503 | 510 | 260-0003 |  | Racking | 260-0003 | S-5-GXM 50 Mini Insert | S-5!, Insert for S-5-K Grip-Mini clamp, fits KlipRib and other bulb snap-together seams, S-5-GXM 50 Mini Insert | Inventory Item | 1.4 |  | No | Racking | 1.33
504 | 511 | USMS100-0644 | USMS100-0644 | Racking | 260-0005 | 4000091 | K2, CR End Clamp, 30-40mm, Dark Finish, 4000091 | Inventory Item |  |  | No | Racking | 0 | 3.03
505 | 512 | 260-0006 |  | Racking | 260-0006 | 4000272 | K2, Conduit Clamp Kit, with EverSeal, 4000272 | Inventory Item |  |  | No | Racking | 0 | 5.08 | 800
506 | 513 | 260-0007 |  | Racking | 260-0007 | K10417-003 | SunModo, SMR Pop-On Mid Clamp, Clear, K10417-003 | Inventory Item |  |  | No | Racking | 0
507 | 514 | 260-0008 |  | Racking | 260-0008 | K10418-003 | SunModo, SMR Pop-On End Clamp, Clear, K10418-003 | Inventory Item |  |  | No | Racking | 0
508 | 515 | 260-0009 |  | Racking | 260-0009 | 4000718 | K2, Flex Foot, Mill Finish, with EverSeal, 4000718 | Inventory Item |  |  | No | Racking | 0 | 6.36 | 3200
509 | 516 | USMS100-0319 | USMS100-0319 | Racking | 260-0014 | 302030M | UniRac, SolarMount Pro-Series, Universal Mid Clamp, 30-51mm, Preassembled Integrated Bonding, Clear, Qty. 1, 302030M | Inventory Item | 2.49 |  | No | Racking | 2.35 | 2.49 | 1546
510 | 517 | USMS100-0321 | USMS100-0321 | Racking | 260-0015 | 302030D | UniRac, SolarMount Pro-Series, Universal Mid Clamp, 30-51mm, Preassembled Integrated Bonding, Dark, Qty. 1, 302030D | Inventory Item | 2.66 |  | No | Racking | 2.51 | 2.66 | 4118
511 | 518 | USMS100-0318 | USMS100-0318 | Racking | 260-0016 | 302035M | UniRac, SolarMount Pro-Series, Universal End Clamp, with Rail End Cap, Preassembled, Qty. 1, 302035M | Inventory Item | 2.99 |  | No | Racking | 2.82 | 2.99 | 136
512 | 519 | USMS100-0328 | USMS100-0328 | Racking | 260-0061 | 302006C | UniRac, SolarMount End Clamp, F, 45-47mm, Clear, Qty. 1, 302006C | Inventory Item | 0.87 |  | No | Racking | 0.82 | 0.87 | 4275
513 | 520 | USMS100-0256 | USMS100-0256 | Racking | 260-0092 | SolarFoot | S-5!, Clamp, SolarFoot mount for Trapezoidal metal roofs, with butyl pads, (4) 8mm mounting holes and (1) M8-1.25 X 17mm Threaded Stud with Flange Nut, fasteners not included, for direct L-Foot mounting, SolarFoot | Inventory Item | 5.02 |  | No | Racking | 4.74 | 5.02 | 437
514 | 521 | USMS100-0687 | USMS100-0687 | Racking | 260-0093 | QMR-UEC3045-A-20 | QuickMount, QMR, Universal End Clamp, 30-45mm, Mill Finish, Qty. 1, QMR-UEC3045-A-20 | Inventory Item | 2.5 |  | No | Racking | 2.36 | 2.5 | 11
515 | 522 | 260-0095 |  | Racking | 260-0095 | QMR-UEC3045-B | QuickMount, QMR, Universal End Clamp, 30-45mm, Black Finish, Qty. 1, QMR-UEC3045-B | Inventory Item | 2.64 |  | No | Racking | 0
516 | 523 | USMS100-0441 | USMS100-0441 | Racking | 260-0097 | QMR-UMC3045BP1.2A20 | QuickMount, QMR, Universal Bonding Mid Clamp, 30-45mm, Mill Finish, Qty. 1, QMR-UMC3045BP1.2A20 | Inventory Item | 2.46 |  | No | Racking | 2.33 | 2.46 | 15
517 | 524 | USMS100-0151 | USMS100-0151 | Racking | 260-0099 | QMR-UMC3045-B-20 | QuickMount, QMR, Universal Bonding Mid Clamp, 30-45mm, Black Finish, Qty. 1, QMR-UMC3045-B-20 | Inventory Item | 2.6 |  | No | Racking | 2.45 | 2.6 | 40
518 | 525 | USMS100-0087 | USMS100-0087 | Racking | 260-0101 | UFO-CL-01-A1 | IronRidge, Universal Bonding Module Clamp, Clear, Qty. 1, UFO-CL-01-A1 | Inventory Item | 2.94 |  | No | Racking | 2.52 | 2.94 | 14983
519 | 526 | USMS100-0088 | USMS100-0088 | Racking | 260-0102 | UFO-CL-01-B1 | IronRidge, Universal Bonding Module Clamp, Black, Qty. 1, UFO-CL-01-B1 | Inventory Item | 3.18 |  | No | Racking | 2.73 | 3.18 | 69524
520 | 527 | USMS100-0089 | USMS100-0089 | Racking | 260-0103 | UFO-STP-30MM-M1 | IronRidge, Stopper Sleeve, 30mm, Clear, Qty. 1, UFO-STP-30MM-M1 | Inventory Item | 0.71 |  | No | Racking | 0.54 | 0.71 | 337
521 | 528 | USMS100-0090 | USMS100-0090 | Racking | 260-0104 | UFO-STP-30MM-B1 | IronRidge, Stopper Sleeve, 30mm, Black, Qty. 1, UFO-STP-30MM-B1 | Inventory Item | 0.48 |  | No | Racking | 0.45 | 0.48 | 5479
522 | 529 | USMS100-0091 | USMS100-0091 | Racking | 260-0105 | UFO-STP-32MM-M1 | IronRidge, Stopper Sleeve, 32mm, Clear, Qty. 1, UFO-STP-32MM-M1 | Inventory Item | 0.53 |  | No | Racking | 0.46 | 0.53 | 578
523 | 530 | USMS100-0092 | USMS100-0092 | Racking | 260-0106 | UFO-STP-32MM-B1 | IronRidge, Stopper Sleeve, 32mm, Black, Qty. 1, UFO-STP-32MM-B1 | Inventory Item | 0.73 |  | No | Racking | 0.56 | 0.73 | 3210
524 | 531 | USMS100-0096 | USMS100-0096 | Racking | 260-0107 | UFO-STP-33MM-M1 | IronRidge, Stopper Sleeve, 33mm, Clear, Qty. 1, UFO-STP-33MM-M1 | Inventory Item | 0.71 |  | No | Racking | 0.54 | 0.71 | 247
525 | 532 | USMS100-0097 | USMS100-0097 | Racking | 260-0108 | UFO-STP-33MM-B1 | IronRidge, Stopper Sleeve, 33mm, Black, Qty. 1, UFO-STP-33MM-B1 | Inventory Item | 0.73 |  | No | Racking | 0.56 | 0.73 | 948
526 | 533 | USMS100-0098 | USMS100-0098 | Racking | 260-0109 | UFO-STP-35MM-M1 | IronRidge, Stopper Sleeve, 35mm, Clear, Qty. 1, UFO-STP-35MM-M1 | Inventory Item | 0.71 |  | No | Racking | 0.54 | 0.71 | 5183
527 | 534 | USMS100-0099 | USMS100-0099 | Racking | 260-0110 | UFO-STP-35MM-B1 | IronRidge, Stopper Sleeve, 35mm, Black, Qty. 1, UFO-STP-35MM-B1 | Inventory Item | 0.73 |  | No | Racking | 0.56 | 0.73 | 18210
528 | 535 | USMS100-0100 | USMS100-0100 | Racking | 260-0111 | UFO-STP-38MM-M1 | IronRidge, Stopper Sleeve, 38mm, Clear, Qty. 1, UFO-STP-38MM-M1 | Inventory Item | 0.71 |  | No | Racking | 0.54 | 0.71 | 525
529 | 536 | USMS100-0101 | USMS100-0101 | Racking | 260-0112 | UFO-STP-38MM-B1 | IronRidge, Stopper Sleeve, 38mm, Black, Qty. 1, UFO-STP-38MM-B1 | Inventory Item | 0.48 |  | No | Racking | 0.45 | 0.48 | 1682
530 | 537 | USMS100-0102 | USMS100-0102 | Racking | 260-0113 | UFO-STP-40MM-M1 | IronRidge, Stopper Sleeve, 40mm, Clear, Qty. 1, UFO-STP-40MM-M1 | Inventory Item | 0.71 |  | No | Racking | 0.54 | 0.71 | 7622
531 | 538 | USMS100-0103 | USMS100-0103 | Racking | 260-0114 | UFO-STP-40MM-B1 | IronRidge, Stopper Sleeve, 40mm, Black, Qty. 1, UFO-STP-40MM-B1 | Inventory Item | 0.73 |  | No | Racking | 0.56 | 0.73 | 35219
532 | 539 | USMS100-0106 | USMS100-0106 | Racking | 260-0117 | UFO-STP-46MM-M1 | IronRidge, Stopper Sleeve, 46mm, Clear, Qty. 1, UFO-STP-46MM-M1 | Inventory Item | 0.71 |  | No | Racking | 0.54 | 0.71 | 76
533 | 540 | USMS100-0107 | USMS100-0107 | Racking | 260-0118 | UFO-STP-46MM-B1 | IronRidge, Stopper Sleeve, 46mm, Black, Qty. 1, UFO-STP-46MM-B1 | Inventory Item | 0.79 |  | No | Racking | 0.6 | 0.79 | 269
534 | 541 | USMS100-0521 | USMS100-0521 | Racking | 260-0119 | C1180EC-1B | ProSolar, End Clamp 1.175-1.2” (29.9-30.5mm), Includes (1) non-bonding Channel Nut and hardware, Black, Qty. 1, C1180EC-1B | Inventory Item | 2.97 |  | No | Racking | 2.8 | 2.97 | 114
535 | 542 | USMS100-0531 | USMS100-0531 | Racking | 260-0120 | C1180EC-1-G | ProSolar, End Clamp, 1.175-1.2” (29.9-30.5mm), Includes (1) non-bonding Channel Nut and hardware, Clear, Qty. 1, C1180EC-1-G | Inventory Item | 2.77 |  | No | Racking | 2.61 | 2.77 | 1401
536 | 543 | 260-0138 |  | Racking | 260-0138 | 302006D | UniRac, SolarMount End Clamp, F, 45-47mm, Dark, Qty. 1, 302006D | Inventory Item | 1.12 |  | No | Racking | 1.05 | 1.12 | 13
537 | 544 | USSE100-0090 | USSE100-0090 | Racking | 260-0169 | BX-TCL-30MM-M1 | IronRidge, BX Top Clamp Mill Finish, 30mm, BX-TCL-30MM-M1 | Inventory Item | 1.27 |  | No | Racking | 1.09 | 1.33 | 268
538 | 545 | USSE100-0100 | USSE100-0100 | Racking | 260-0170 | BX-TCL-32MM-M1 | IronRidge, BX Top Clamp Mill Finish, 32mm, BX-TCL-32MM-M1 | Inventory Item | 1.27 |  | No | Racking | 1.09 | 1.27 | 407
539 | 546 | USMS100-0063 | USMS100-0063 | Racking | 260-0171 | BX-TCL-35MM-M1 | IronRidge, BX Top Clamp, Mill Finish 35mm, BX-TCL-35MM-M1 | Inventory Item | 1.27 |  | No | Racking | 1.09 | 1.27 | 1110
540 | 547 | USMS100-0064 | USMS100-0064 | Racking | 260-0172 | BX-TCL-38MM-M1 | IronRidge, BX Top Clamp Mill Finish, 38mm, BX-TCL-38MM-M1 | Inventory Item | 1.27 |  | No | Racking | 1.09 | 1.27 | 218
541 | 548 | USMS100-0179 | USMS100-0179 | Racking | 260-0173 | BX-TCL-40MM-M1 | IronRidge, BX Top Clamp, Mill Finish 40mm, BX-TCL-40MM-M1 | Inventory Item | 1.27 |  | No | Racking | 1.09 | 1.27 | 10868
542 | 549 | USMS100-0065 | USMS100-0065 | Racking | 260-0174 | BX-TCL-46MM-M1 | IronRidge, BX Top Clamp, Mill Finish 46mm, BX-TCL-46MM-M1 | Inventory Item | 1.27 |  | No | Racking | 1.09 | 1.27 | 231
543 | 550 | USMS100-0066 | USMS100-0066 | Racking | 260-0175 | BX-BCL-M1 | IronRidge, BX Bottom Clamp, Mill Finish with 5/16” Flange Nut, BX-BCL-M1 | Inventory Item | 1.59 |  | No | Racking | 1.36 | 1.59 | 166
544 | 551 | USMS100-0330 | USMS100-0330 | Racking | 260-0194 | 302000C | UniRac, SolarMount Bottom Mount Clamp, Clear, Qty. 1, 302000C | Inventory Item | 0.68 |  | No | Racking | 0.64 | 0.68 | 3877
545 | 552 | USSSP110-1134 | USSSP110-1134 | Racking | 260-0239 | S-5-T | S-5!, Clamp, Size T, fits utility roof with T-shaped seam, S-5-T | Inventory Item | 8 |  | No | Racking | 7.55 | 8 | 21
546 | 553 | USMS100-0659 | USMS100-0659 | Racking | 260-0242 | TEMP-STD | ProSolar, Flashing Standard Template, TEMP-STD | Inventory Item | 61.96 |  | No | Racking | 58.16 | 61.96 | 1
547 | 554 | USMS100-0265 | USMS100-0265 | Racking | 260-0264 | S-5-B | S-5!, Clamp, Size B, Brass Clamp with 10mm bolt, S-5-B | Inventory Item | 20.81 |  | No | Racking | 19.64 | 15.54 | 137
548 | 555 | USMS100-0627 | USMS100-0627 | Racking | 260-0280 | VersaBracket-47 | S-5!, Clamp, VersaBracket-47, for face-fastened roof system, 1.86" foot with butyl pad without Hardware, VersaBracket-47 | Inventory Item | 2.66 |  | No | Racking | 2.51 | 2.66 | 1538
549 | 556 | USMS100-0086 | USMS100-0086 | Racking | 260-0281 | CAMO-01-M1 | IronRidge, Universal Bonding Hidden End Clamp, Mill, Qty. 1, CAMO-01-M1 | Inventory Item | 5.19 |  | No | Racking | 4.9 | 5.19 | 15144
550 | 557 | USMS100-0261 | USMS100-0261 | Racking | 260-0282 | S-5-PV Kit 2.0 Mid | S-5!, PV Kit 2.0, MidGrab, Bonding and Mounting Universal Mid-Clamp, for 30-46mm (1.18-1.81”) Frame, with 8mm Bolt, Stainless Steel Mounting Disc, Use with S5! Clamps or Brackets, UL 2703, S-5-PV Kit 2.0 Mid | Inventory Item | 7.23 |  | No | Racking | 6.82 | 7.23 | 1148
551 | 558 | USMS100-0263 | USMS100-0263 | Racking | 260-0283 | S-5-PV Kit 2.0 Edge | S-5!, PV Kit2.0, EdgeGrab, Bonding and Mounting Universal End-Clamp, for 30-46mm (1.18-1.81”) Frame, with 8mm Bolt, Stainless Steel mounting Disc, Use with S5! Clamps or Brackets, UL2703, S-5-PV Kit 2.0 Edge | Inventory Item | 7.23 |  | No | Racking | 6.82 | 7.23 | 243
552 | 559 | USMS100-0658 | USMS100-0658 | Racking | 260-0284 | QMR-HEC-A-20 | QuickMount, QMR Quick Rail, Universal Hidden End Clamp, QMR-HEC-A-20 | Inventory Item | 3.54 |  | No | Racking | 3.34 | 3.54 | 120
553 | 560 | USMS100-0316 | USMS100-0316 | Racking | 260-0285 | 302045M | UniRac, Universal Aesthetic Fastener (Universal-AF) Mid Clamp, 30-46mm, Preassembled Integrated Bonding, Mill Finish, Qty. 1, 302045M | Inventory Item | 2.63 |  | No | Racking | 2.42 | 2.63 | 180
554 | 561 | USMS100-0317 | USMS100-0317 | Racking | 260-0286 | 302045D | UniRac, Universal Aesthetic Fastener (Universal-AF) Mid Clamp, 30-46mm, Preassembled Integrated Bonding, Dark Finish, Qty. 1, 302045D | Inventory Item | 2.85 |  | No | Racking | 2.69 | 2.85 | 66888
555 | 562 | USMS100-0314 | USMS100-0314 | Racking | 260-0287 | 302050M | UniRac, Universal Aesthetic Fastener (Universal-AF) End Clamp, 30-46mm, Preassembled Integrated Bonding, Mill Finish, Qty. 1, 302050M | Inventory Item | 3.03 |  | No | Racking | 2.79 | 3.03 | 86
556 | 563 | USMS100-0315 | USMS100-0315 | Racking | 260-0288 | 302050D | UniRac, Universal Aesthetic Fastener (Universal-AF) End Clamp, 30-46mm, Preassembled Integrated Bonding, Dark Finish, Qty. 1, 302050D | Inventory Item | 3.27 |  | No | Racking | 3.09 | 3.27 | 34787
557 | 564 | USMS100-0533 | USMS100-0533 | Racking | 260-0289 | PA-GMC-40-46-RAD | DPW, PowerRail P6/P8/14 Mid AMP Clamp with RAD Turn Bolt, 40-46mm, Clear, Qty. 1, PA-GMC-40-46-RAD | Inventory Item | 2.57 |  | No | Racking | 2.42 | 2.57
558 | 565 | USMS100-0285 | USMS100-0285 | Racking | 260-0364 | 008000C | UniRac, SM-I Mounting kit for Enphase microinverters, includes slider, set screw, jam and serrated flange nut, Clear, Qty. 1, 008000C | Inventory Item | 1.01 |  | No | Racking | 0.95 | 1.01 | 687
559 | 566 | 260-0365 |  | Racking | 260-0365 | S-5-Z | S-5!, Clamp, Size Z, for metal roofs with "bulb" seams, S-5-Z | Inventory Item | 7.87 |  | No | Racking | 7.24
560 | 567 | USMS100-0487 | USMS100-0487 | Racking | 260-0386 | S-5-S | S-5!, Clamp, Size S, for snap-together roofs with horizontal seams under .540 in, S-5-S | Inventory Item | 5.88 |  | No | Racking | 5.55 | 5.88 | 1181
561 | 568 | USMS100-0588 | USMS100-0588 | Racking | 260-0410 | 6660108006 | EJOT, Stainless Steel Hanger Bolt for wood, 8mm dia x 80mm long Lag, 10mm dia x 50mm Stud, JA3-SB-8.0x80/50-FZD, Qty. 1, 6660108006 | Inventory Item | 3.97 |  | No | Racking | 3.66 | 3.97 | 2355
562 | 569 | USMS100-0563 | USMS100-0563 | Racking | 260-0411 | 6660108008 | EJOT, Stainless Steel Hanger Bolt for wood, 8mm dia x 130mm long Lag, 10mm dia x 50mm Stud, JA3-SB-8.0x130/50-FZD, Qty. 1, 6660108008 | Inventory Item | 4.36 |  | No | Racking | 4.01 | 4.36 | 145
563 | 570 | USMS100-0564 | USMS100-0564 | Racking | 260-0412 | 6660108009 | EJOT, Stainless Steel Hanger Bolt for wood, 8mm dia x 150mm long Lag, 10mm dia x 50mm Stud, JA3-SB-8.0x150/50-FZD, Qty. 1, 6660108009 | Inventory Item | 4.44 |  | No | Racking | 4.09 | 4.44 | 351
564 | 571 | 260-0477 |  | Racking | 260-0477 | RibBracket I | S-5!, Clamp, RibBracket I, mount for corrugated metal roofs to mount directly into the crown, with EPDM rubber gasket seal, (4) 8mm thru holes & (1) slotted .4" x 1.25" hole, 4 self-tapping screws & 1, M8 flange nut included, RibBracket I | Inventory Item | 5.54 |  | No | Racking | 5.23 | 5.54 | 114
565 | 572 | 260-0478 |  | Racking | 260-0478 | RibBracket III | S-5!, Clamp, RibBracket III, mount for corrugated metal roofs to mount directly into the crown, with EPDM rubber gasket seal, (4) 8mm thru holes & (1) slotted .4" x 1.25" hole, 4 self-tapping screws & 1, M8 flange nut included, RibBracket III | Inventory Item | 5.81 |  | No | Racking | 5.49 | 5.81 | 31
566 | 573 | USMS100-0427 | USMS100-0427 | Racking | 260-0560 | C1660EC-1 | ProSolar, End Clamp 1.660" (42.0mm-42.6mm), Clear, Qty. 1, C1660EC-1 | Inventory Item | 1.57 |  | No | Racking | 1.43 | 1.57 | 348
567 | 574 | 260-0561 |  | Racking | 260-0561 | EC-XXX-RAD | DPW, PowerRail P6/P8/P14 End Clamp with Turn Bolt Hardware, Specify Module depth, Clear, Qty. 1, EC-XXX-RAD | Inventory Item | 2.99 |  | No | Racking | 2.95
568 | 575 | USMS100-0590 | USMS100-0590 | Racking | 260-0573 | CorruBracket | S-5!, Clamp, CorruBracket mount for Corrugated metal roofs, with Butyl pad, 2 M8-1.25 Threaded Holes, 1 M8-1.25 Bolt, Fasteners not included, CorruBracket | Inventory Item | 7.35 |  | No | Racking | 6.94 | 7.35 | 633
569 | 576 | USMS100-0050 | USMS100-0050 | Racking | 260-0584 | FMLS-MC-001-B | IronRidge, Frameless Mid Clamp, 0.07-0.38” (1.8-9.6mm), Black, FMLS-MC-001-B | Inventory Item | 10.56 |  | No | Racking | 9.96 | 10.56 | 218
570 | 577 | USMS100-0049 | USMS100-0049 | Racking | 260-0585 | FMLS-EC-001-B | IronRidge, Frameless End Clamp, 0.07-0.38” (1.8-9.6mm), Black, FMLS-EC-001-B | Inventory Item | 9.47 |  | No | Racking | 8.94 | 9.47 | 116
571 | 578 | USMS100-0650 | USMS100-0650 | Racking | 260-0588 | ProteaBracket-AL | S-5!, ProteaBracket, Aluminum, for Metal Trapezoidal Rib, includes L-Flange, Bolt and 4 x Self-Tap SS screws, ProteaBracket-AL | Inventory Item | 10.29 |  | No | Racking | 10.16 | 10.29 | 14051
572 | 579 | USMS100-0556 | USMS100-0556 | Racking | 260-0643 | 3340898905 | EJOT, Stainless Steel Hanger Bolt for Metal, 8mm x 85mm Self-Drilling, 10mm x 50mm Stud, JT3-SB-3-8.0 x 85/50 FZD, 3340898905 | Inventory Item | 5.26 |  | No | Racking | 4.51 | 5.26 | 374
573 | 580 | USMS100-0652 | USMS100-0652 | Racking | 260-0666 | C1762EC-1B | ProSolar, End Clamp 1.762" (44.7mm-45.2mm), Black, Qty. 1, C1762EC-1B | Inventory Item | 1.71 |  | No | Racking | 1.6 | 1.71 | 282
574 | 581 | 260-0726 |  | Racking | 260-0726 | EdgeGrab | S-5!, EdgeGrab PV Kit, bonding and mounting universal end clamp, for 1.1" to 2.0" (28-51mm) frame, with 8mm stud, 2 piece EdgeGrab, 2 hex nuts & Stainless Steel mounting disc with cable hooks, EdgeGrab | Inventory Item | 5.12 |  | No | Racking | 4.7 | 5.12 | 3
575 | 582 | 260-0727-B | USMS100-0254 | Racking | 260-0727-B | ProteaBracket | B-Grade S-5!, Clamp, ProteaBracket, for metal trapezoidal rib, includes L-flange, bolt, washer and 4 x Self-Tap SS screws, ProteaBracket | Inventory Item | 7.82 |  | No | Racking | 7.42 | 7.82 | 74
576 | 583 | USSSP110-1129 | USSSP110-1129 | Racking | 260-0740 | S-5-K Grip | S-5!, Clamp, Size K Grip, fits KlipRib and other bulb snap-together seams, requires insert sold separately, S-5-K Grip | Inventory Item | 7.83 |  | No | Racking | 7.39 | 7.83
577 | 584 | USSSP110-1130 | USSSP110-1130 | Racking | 260-0741 | S-5-GX 10 Insert | S-5!, Insert for S-5-K Grip clamp, fits KlipRib and other bulb snap-together seams, S-5-GX 10 Insert | Inventory Item | 2.25 |  | No | Racking | 2.13 | 2.25
578 | 585 | 260-0743 |  | Racking | 260-0743 | S-5-R465 | S-5!, Clamp, Size R465, with opposing set screws, for Zambelli RIB-ROOF 465, McElroy Metal's Mirage II, and Rib Roof Metal Systems' Rib Roof, S-5-R465 | Inventory Item | 9.45 |  | No | Racking | 8.74
579 | 586 | 260-0758 |  | Racking | 260-0758 | S-5-Q | S-5!, Clamp, Size Q, fits metal roof with large round Bulb seam up to 29 mm, S-5-Q | Inventory Item | 11.91 |  | No | Racking | 11.24
580 | 587 | USSSP110-1491 | USSSP110-1491 | Racking | 260-0760 | 302021C | UniRac, SolarMount End Clamp, B, Preassembled, 30mm - 32mm, 2.00" Bolt, Clear, Qty. 1,302021C | Inventory Item | 2.34 |  | No | Racking | 2.21 | 2.35 | 136
581 | 588 | USSSP110-1492 | USSSP110-1492 | Racking | 260-0761 | 302021D | UniRac, SolarMount End Clamp, B, Preassembled, 30mm - 32mm, 2.00" Bolt, Dark, Qty. 1, 302021D | Inventory Item | 2.66 |  | No | Racking | 2.51 | 2.66 | 519
582 | 589 | USSSP110-1493 | USSSP110-1493 | Racking | 260-0762 | 302022C | UniRac, SolarMount End Clamp, C, Preassembled, 33mm - 36mm, 2.00" Bolt, Clear, Qty. 1,302022C | Inventory Item | 2.35 |  | No | Racking | 2.21 | 2.35 | 16
583 | 590 | USSSP110-1494 | USSSP110-1494 | Racking | 260-0763 | 302022D | UniRac, SolarMount End Clamp, C, Preassembled, 33mm - 36mm, 2.00" Bolt, Dark, Qty. 1, 302022D | Inventory Item | 2.66 |  | No | Racking | 2.51 | 2.66 | 417
584 | 591 | USSSP110-1495 | USSSP110-1495 | Racking | 260-0764 | 302023C | UniRac, SolarMount End Clamp, D, Preassembled, 38MM - 40MM, 2.25" Bolt, Clear, Qty. 1 ,302023C | Inventory Item | 2.35 |  | No | Racking | 2.21 | 2.35 | 196
585 | 592 | USMS100-0326 | USMS100-0326 | Racking | 260-0765 | 302023D | UniRac, SolarMount End Clamp, D, Preassembled, 38MM - 40MM, 2.25" Bolt, Dark, Qty. 1, 302023D | Inventory Item | 2.46 |  | No | Racking | 2.33 | 2.46 | 472
586 | 593 | USSSP110-1496 | USSSP110-1496 | Racking | 260-0766 | 302024C | UniRac, SolarMount End Clamp, E, Preassembled, 50MM - 52MM, 2.50" Bolt, Clear, Qty. 1 ,302024C | Inventory Item | 2.35 |  | No | Racking | 2.21 | 2.35 | 100
587 | 594 | USMS100-0325 | USMS100-0325 | Racking | 260-0768 | 302025C | UniRac, SolarMount End Clamp, F, Preassembled, 45MM - 47MM, 2.50" Bolt, Clear, Qty. 1 ,302025C | Inventory Item | 2.17 |  | No | Racking | 2.05 | 2.17 | 34
588 | 595 | USSSP110-1498 | USSSP110-1498 | Racking | 260-0769 | 302025D | UniRac, SolarMount End Clamp, F, Preassembled, 45MM - 47MM, 2.50" Bolt, Dark, Qty. 1, 302025D | Inventory Item | 2.46 |  | No | Racking | 2.33 | 2.46 | 2196
589 | 596 | USSSP110-1499 | USSSP110-1499 | Racking | 260-0770 | 302026C | UniRac, SolarMount End Clamp, K, Preassembled, 39MM - 41MM, 2.25" Bolt, Clear, Qty. 1 ,302026C | Inventory Item | 2.34 |  | No | Racking | 2.21 | 2.34 | 3209
590 | 597 | USSSP110-1500 | USSSP110-1500 | Racking | 260-0771 | 302026D | UniRac, SolarMount End Clamp, K, Preassembled, 39MM - 41MM, 2.25" Bolt, Dark, Qty. 1, 302026D | Inventory Item | 2.46 |  | No | Racking | 2.33 | 2.46 | 14774
591 | 598 | USSSP110-1501 | USSSP110-1501 | Racking | 260-0772 | 302027C | UniRac, SolarMount Mid Clamp, B-C, 30mm-36mm, Preassembled Integrated Bonding, Clear SS, Qty. 1 , 302027C | Inventory Item | 2.75 |  | No | Racking | 2.6 | 2.75 | 351
592 | 599 | USMS100-0324 | USMS100-0324 | Racking | 260-0773 | 302027D | UniRac, SolarMount Mid Clamp, B-C, 30mm-36mm, Preassembled Integrated Bonding, Dark SS, Qty. 1, 302027D | Inventory Item | 3.31 |  | No | Racking | 3.12 | 3.31 | 603
593 | 600 | USMS100-0323 | USMS100-0323 | Racking | 260-0774 | 302028C | UniRac, SolarMount Mid Clamp, E-F, 45mm-52mm, Preassembled Integrated Bonding, Clear SS, Qty. 1, 302028C | UniRac, SolarMount Mid Clamp, E-F, 45mm-52mm, Preassembled Integrated Bonding, Clear SS, Qty. 1, 302028C | 2.75 |  | No | Racking | 2.6 | 2.75 | 88
594 | 601 | USMS100-0322 | USMS100-0322 | Racking | 260-0775 | 302028D | UniRac, SolarMount Mid Clamp, E-F, 45mm-52mm, Preassembled Integrated Bonding, Dark SS, Qty. 1, 302028D | Inventory Item | 3.07 |  | No | Racking | 2.9 | 3.07 | 2549
595 | 602 | 260-0776 |  | Racking | 260-0776 | 302029C | UniRac, SolarMount Mid Clamp, D-K, 38mm-41mm, Preassembled Integrated Bonding, Clear SS, Qty. 1, 302029C | Inventory Item | 2.75 |  | No | Racking | 2.6 | 2.75 | 9572
596 | 603 | 260-0777 |  | Racking | 260-0777 | 302029D | UniRac, SolarMount Mid Clamp, D-K, 38mm-41mm, Preassembled Integrated Bonding, Dark SS, Qty. 1, 302029D | Inventory Item | 3.07 |  | No | Racking | 2.9 | 3.07 | 13897
597 | 604 | USMS100-0587 | USMS100-0587 | Racking | 260-0780 | VersaGard | S-5!, VersaGard, L-Foot for face-fastened roof system or for snow retention to support one- or two-pipe system, with Butyl, hardware not included, VersaGard | Inventory Item | 4.49 |  | No | Racking | 4.13 | 4.49 | 2666
598 | 605 | USMS100-0472 | USMS100-0472 | Racking | 260-0781 | CorruBracket 100T | S-5!, Clamp, CorruBracket 100T mount for Corrugated Metal Roofs to mount directly into the Crest, with EPDM rubber gasket seal, 4 ¼” SS Self Tapping Screws & 1 M8-1.25 Flanged Nut, CorruBracket 100T | Inventory Item | 5.26 |  | No | Racking | 4.96 | 5.26 | 803
599 | 606 | USMS100-0633 | USMS100-0633 | Racking | 260-0786 | RibBracket | S-5!, Clamp, RibBracket mount for corrugated metal roofs to mount directly into the crown, with EPDM rubber gasket seal, (4) 8mm thru holes & (1) slotted .4" x 1.25" hole, 4 self-tapping screws & 1, M8 flange nut included, RibBracket | Inventory Item | 6.02 |  | No | Racking | 5.47 | 6.02 | 12
600 | 607 | USMS100-0524 | USMS100-0524 | Racking | 260-0789 | S-5-H | S-5!, Clamp, Size H, fits metal roof profiles with Horizontal seam, S-5-H | Inventory Item | 11.05 |  | No | Racking | 10.43 | 11.05 | 4
601 | 608 | USMS100-0557 | USMS100-0557 | Racking | 260-0791 | C1210EC-1-G | ProSolar, End Clamp, 1.205"-1.30" (30.7mm-32mm), Includes (1) non-bonding Channel Nut and hardware, Clear, Qty. 1, C1210EC-1-G | Inventory Item | 2.77 |  | No | Racking | 2.61 | 2.77 | 106
602 | 609 | USMS100-0655 | USMS100-0655 | Racking | 260-0792 | C1210EC-1B-G | ProSolar, End Clamp, 1.205"-1.30" (30.7mm-32mm), Includes (1) non-bonding Channel Nut and hardware, Black, Qty. 1, C1210EC-1B-G | Inventory Item | 2.97 |  | No | Racking | 2.8 | 2.97 | 221
603 | 610 | 260-0793 |  | Racking | 260-0793 | C1298EC-1-G | ProSolar, End Clamp, 1.293-1.318" (32.8mm-33.4mm), Includes (1) non-bonding Channel Nut and hardware, Clear, Qty. 1, C1298EC-1-G | Inventory Item | 2.68 |  | No | Racking | 2.53 | 2.68 | 614
604 | 611 | 260-0794 |  | Racking | 260-0794 | C1298EC-1B-G | ProSolar, End Clamp, 1.293-1.318" (32.8mm-33.4mm), Includes (1) non-bonding Channel Nut and hardware, Black, Qty. 1, C1298EC-1B-G | Inventory Item | 2.97 |  | No | Racking | 2.8
605 | 612 | 260-0795 |  | Racking | 260-0795 | C1358EC-1-G | ProSolar, End Clamp, 1.353"-1.378" (34.4mm-35.0mm), Includes (1) non-bonding Channel Nut and hardware, Clear, Qty. 1, C1358EC-1-G | Inventory Item | 2.77 |  | No | Racking | 2.61 | 2.77 | 8
606 | 613 | USMS100-0565 | USMS100-0565 | Racking | 260-0796 | C1358EC-1B-G | ProSolar, End Clamp, 1.353"-1.378" (34.4mm-35.0mm), Includes (1) non-bonding Channel Nut and hardware, Black, Qty. 1, C1358EC-1B-G | Inventory Item | 2.97 |  | No | Racking | 2.8 | 2.97 | 313
607 | 614 | 260-0797 |  | Racking | 260-0797 | C1396EC-1-G | ProSolar, End Clamp, 1.391"-1.416" (35.4mm-35.9mm), Includes (1) non-bonding Channel Nut and hardware, Clear, Qty. 1, C1396EC-1-G | Inventory Item | 2.68 |  | No | Racking | 2.53 | 2.68 | 47
608 | 615 | 260-0799 |  | Racking | 260-0799 | C1486EC-1-G | ProSolar, End Clamp, 1.481"-1.520" (37.7mm-38.6mm), Includes (1) non-bonding Channel Nut and hardware, Clear, Qty. 1, C1486EC-1-G | Inventory Item | 2.68 |  | No | Racking | 2.53 | 2.68 | 757
609 | 616 | 260-0800 |  | Racking | 260-0800 | C1486EC-1B-G | ProSolar, End Clamp, 1.481"-1.520" (37.7mm-38.6mm), Includes (1) non-bonding Channel Nut and hardware, Black, Qty. 1, C1486EC-1B-G | Inventory Item | 2.97 |  | No | Racking | 2.8 | 2.97 | 928
610 | 617 | USMS100-0519 | USMS100-0519 | Racking | 260-0801 | C1572EC-1-G | ProSolar, End Clamp, 1.567"-1.592" (39.9mm-40.4mm), Includes (1) non-bonding Channel Nut and hardware, Clear, Qty. 1, C1572EC-1-G | Inventory Item | 2.77 |  | No | Racking | 2.61 | 2.77 | 1078
611 | 618 | USMS100-0600 | USMS100-0600 | Racking | 260-0802 | C1572EC-1B-G | ProSolar, End Clamp, 1.567"-1.592" (39.9mm-40.4mm), Includes (1) non-bonding Channel Nut and hardware, Black, Qty. 1, C1572EC-1B-G | Inventory Item | 2.97 |  | No | Racking | 2.8 | 2.97 | 190
612 | 619 | 260-0803 |  | Racking | 260-0803 | C1606EC-1-G | ProSolar, End Clamp, 1.601"-1.626" (40.7mm-41.3mm), Includes (1) non-bonding Channel Nut and hardware, Clear, Qty. 1, C1606EC-1-G | Inventory Item | 2.77 |  | No | Racking | 2.61 | 2.77 | 83
613 | 620 | 260-0808 |  | Racking | 260-0808 | C1762EC-1-G | ProSolar, End Clamp, 1.757"-1.782" (44.7mm-45.2mm), Includes (1) non-bonding Channel Nut and hardware, Clear, Qty. 1, C1762EC-1-G | Inventory Item | 2.68 |  | No | Racking | 2.53 | 2.68 | 447
614 | 621 | 260-0810 |  | Racking | 260-0810 | C1810EC-1-G | ProSolar, End Clamp, 1.805"-1.830" (45.9mm-46.4mm), Includes (1) non-bonding Channel Nut and hardware, Clear, Qty. 1, C1810EC-1-G | Inventory Item | 2.77 |  | No | Racking | 2.61 | 2.77 | 751
615 | 622 | 260-0811 |  | Racking | 260-0811 | C1810EC-1B-G | ProSolar, End Clamp, 1.805"-1.830" (45.9mm-46.4mm), Includes (1) non-bonding Channel Nut and hardware, Black, Qty. 1, C1810EC-1B-G | Inventory Item | 2.97 |  | No | Racking | 2.8 | 2.97 | 771
616 | 623 | 260-0812 |  | Racking | 260-0812 | C1968EC-1-G | ProSolar, End Clamp, 1.963"-1.988" (49.9mm-50.4mm), Includes (1) non-bonding Channel Nut and hardware, Clear, Qty. 1, C1968EC-1-G | Inventory Item | 2.68 |  | No | Racking | 2.53 | 2.68 | 376
617 | 624 | USMS100-0484 | USMS100-0484 | Racking | 260-0814 | C200IMC-1-G | ProSolar, Mid Clamp, 1.175 – 1.3" (29.9mm to 32mm), Includes (1) Channel Nut with grounding buss bar, lock washer and hardware, Clear, Qty. 1, C200IMC-1-G | Inventory Item | 2.68 |  | No | Racking | 2.53 | 2.68 | 10240
618 | 625 | USMS100-0574 | USMS100-0574 | Racking | 260-0815 | C200IMC-1B-G | ProSolar, Mid Clamp, 1.175 – 1.3" (29.9mm to 32mm), Includes (1) Channel Nut with grounding buss bar, lock washer and hardware, Black, Qty. 1, C200IMC-1B-G | Inventory Item | 2.97 |  | No | Racking | 2.8 | 2.97 | 1132
619 | 626 | 260-0816 |  | Racking | 260-0816 | C225IMC-1-G | ProSolar, Mid Clamp, 2.25" (32.8mm-41.3mm), Includes (1) Channel Nut with grounding buss bar, lock washer and hardware, Clear, Qty. 1, C225IMC-1-G | Inventory Item | 2.77 |  | No | Racking | 2.61 | 2.77 | 736
620 | 627 | USMS100-0606 | USMS100-0606 | Racking | 260-0817 | C225IMC-1B-G | ProSolar, Mid Clamp, 2.25" (32.8mm-41.3mm), Includes (1) Channel Nut with grounding buss bar, lock washer and hardware, Black, Qty. 1, C225IMC-1B-G | Inventory Item | 2.97 |  | No | Racking | 2.8 | 2.97 | 637
621 | 628 | 260-0818 |  | Racking | 260-0818 | C250IMC-1-G | ProSolar, Mid Clamp, 2.50" (42.0mm to 46.4mm), Includes (1) Channel Nut with grounding buss bar, lock washer and hardware, Clear, Qty. 1, C250IMC-1-G | Inventory Item | 2.77 |  | No | Racking | 2.61 | 2.77 | 2260
622 | 629 | USMS100-0629 | USMS100-0629 | Racking | 260-0819 | C250IMC-1B-G | ProSolar, Mid Clamp, 2.50" (42.0mm to 46.4mm), Includes (1) Channel Nut with grounding buss bar, lock washer and hardware, Black, Qty. 1, C250IMC-1B-G | Inventory Item | 2.97 |  | No | Racking | 2.8 | 2.97 | 596
623 | 630 | 260-0820 |  | Racking | 260-0820 | C275IMC-1-G | ProSolar, Mid Clamp, 2.75" (49.9mm to 50.4mm), Includes (1) Channel Nut with grounding buss bar, lock washer and hardware, Clear, Qty. 1, C275IMC-1-G | Inventory Item | 2.68 |  | No | Racking | 2.53 | 2.68 | 358
624 | 631 | 260-0821 |  | Racking | 260-0821 | C275IMC-1B-G | ProSolar, Mid Clamp, 2.75" (49.9mm to 50.4mm), Includes (1) Channel Nut with grounding buss bar, lock washer and hardware, Black, Qty. 1, C275IMC-1B-G | Inventory Item | 2.7 |  | No | Racking | 2.55 | 2.7 | 152
625 | 632 | USMS100-0476 | USMS100-0476 | Racking | 260-0822 | 29-7000-150 | IronRidge, End Clamp, M, 1.50", 38.1mm, Clear, Qty. 4, 29-7000-150 | Inventory Item | 5.22 |  | No | Racking | 4.9 | 5.22 | 202
626 | 633 | USMS100-0608 | USMS100-0608 | Racking | 260-0824 | S-5-U M8 | S-5!, Clamp, Size U, universal Clamp with 8mm bolt, S-5-U M8 | Inventory Item | 7.68 |  | No | Racking | 7.25 | 7.68 | 1284
627 | 634 | USMS100-0653 | USMS100-0653 | Racking | 260-0841 | S-5-N 1.5 | S-5!, Clamp, Size N 1.5, fits 1.5" nail strip metal roof profiles including triangle type profiles, includes 2 set screws, S-5-N 1.5 | Inventory Item | 5.97 |  | No | Racking | 5.64 | 5.97 | 2099
628 | 635 | USMS100-0654 | USMS100-0654 | Racking | 260-0851 | S-5-N (New) | S-5!, Clamp, Size N, fits 1" nail strip metal roof profiles including triangle type profiles, S-5-N (New) | Inventory Item | 5.68 |  | No | Racking | 5.36 | 5.68 | 1919
629 | 636 | USMS100-0512 | USMS100-0512 | Racking | 260-0853 | RibBracket II | S-5!, Clamp, RibBracket II, mount for corrugated metal roofs to mount directly into the crown, with EPDM rubber gasket seal, (4) 8mm thru holes & (1) slotted .4" x 1.25" hole, 4 self-tapping screws & 1, M8 flange nut included, RibBracket II | Inventory Item | 5.54 |  | No | Racking | 5.23 | 5.54 | 52
630 | 637 | USMS100-0529 | USMS100-0529 | Racking | 260-0854 | S-5-H90 | S-5!, Clamp, Size H-90, fits Metal Roof Profiles with Horizontal Seam greater than 0.65”, S-5-H90 | Inventory Item | 7.33 |  | No | Racking | 6.29 | 7.33 | 60
631 | 638 | USMS100-0528 | USMS100-0528 | Racking | 260-0855 | S-5-V | S-5!, Clamp, Size V, for Vertical-Folded Seam Profiles with 8 X 16mm Bolt, S-5-V | Inventory Item | 7.05 |  | No | Racking | 6.04 | 7.05 | 1360
632 | 639 | USSSP110-1128 | USSSP110-1128 | Racking | 260-0856 | S-5-E mini | S-5!, Clamp, Size E, Mini, fits Butler roof with rolled top seam, S-5-E mini | Inventory Item | 3.2 |  | No | Racking | 3.16 | 3.2
633 | 640 | USMS100-0527 | USMS100-0527 | Racking | 260-0857 | S-5-H Mini | S-5!, Clamp, Size H, Mini, fits metal roof profiles with Horizontal seam, No Bolt, S-5-H Mini | Inventory Item | 7.82 |  | No | Racking | 7.73 | 7.82 | 7
634 | 641 | 260-0858 |  | Racking | 260-0858 | S-5-K Grip Mini | S-5!, Clamp, Size K Grip-Mini, fits KlipRib and other Bulb snap-together seams, requires insert sold separately, No Bolt, S-5-K Grip Mini | Inventory Item | 4.48 |  | No | Racking | 4.43 | 4.48 | 89
635 | 642 | USSSP110-1132 | USSSP110-1132 | Racking | 260-0859 | S-5-N 1.5 Mini | S-5!, Clamp, Size N, Mini, fits 1.5" nail strip metal roof profiles including triangle type profiles, No Bolt, S-5-N 1.5 Mini | Inventory Item | 5.03 |  | No | Racking | 4.96 | 5.03 | 306
636 | 643 | USMS100-0623 | USMS100-0623 | Racking | 260-0860 | S-5-N Mini | S-5!, Clamp, Size N, Mini, fits 1" nail strip metal roof profiles including triangle type profiles, S-5-N Mini | Inventory Item | 5.03 |  | No | Racking | 4.96 | 5.03 | 257
637 | 644 | USMS100-0592 | USMS100-0592 | Racking | 260-0861 | S-5-S mini | S-5!, Clamp, Size S, Mini, for Snap-Together roofs with Horizontal Seams under .540”, S-5-S mini | Inventory Item | 3.73 |  | No | Racking | 3.69 | 3.73 | 280
638 | 645 | USSSP110-1135 | USSSP110-1135 | Racking | 260-0862 | S-5-T mini | S-5!, Clamp, Size T, Mini, fits utility roof with T-Shaped Seam, S-5-T mini | Inventory Item | 6.45 |  | No | Racking | 5.94 | 6.45
639 | 646 | USMS100-0525 | USMS100-0525 | Racking | 260-0864 | S-5-U mini | S-5!, Clamp, Size U, Mini, Universal Clamp, S-5-U mini | Inventory Item | 4.58 |  | No | Racking | 4.52 | 4.58 | 4250
640 | 647 | USSSP110-1458 | USSSP110-1458 | Racking | 260-0867 | 004131M | UniRac, Standing Seam Clamp, Standard, 2 Set Screws, M8 Threaded Attachment Hole, 004131M | Inventory Item | 9.11 |  | No | Racking | 8.39 | 9.11 | 50
641 | 648 | USMS100-0536 | USMS100-0536 | Racking | 260-0870 | CorruBracket500T | S-5!,CorruBracket 500T Mount for Corrugated Metal Roofs to mount directly into the Crest,with EPDM Rubber Gasket Seal, 4 Self-Piercing Screws and 1 M8 Nut, CorruBracket500T | Inventory Item | 4.89 |  | No | Racking | 4.82 | 4.89 | 58
642 | 649 | 260-0871 |  | Racking | 260-0871 | S-5-V Mini | S-5!, Clamp, Size V, Mini, for Vertical-Folded Seam Profiles No Bolt, S-5-V Mini | Inventory Item | 4.24 |  | No | Racking | 3.64
643 | 650 | USMS100-0483 | USMS100-0483 | Racking | 260-0872 | S-5-NH 1.5 | S-5!, Clamp, Size NH, fits 1-1/2" Nail Strip Metal Roof Profiles, S-5-NH 1.5 | Inventory Item | 6.62 |  | No | Racking | 6.25 | 6.97 | 18
644 | 651 | USMS100-0535 | USMS100-0535 | Racking | 260-0873 | S-5-NH 1.5 Mini | S-5!, Clamp, Size NH, Mini, fits 1-1/2" Nail Strip Metal Roof Profiles, No Bolt, S-5-NH 1.5 Mini | Inventory Item | 5.95 |  | No | Racking | 5.61 | 6.25 | 17
645 | 652 | USMS100-0387 | USMS100-0387 | Racking | 260-0874 | ES10674 | UniRac, Ecolibrium, MetalX Standing Seam Clamp, Standard, 2 Set Screws, 5/16” Threaded Attachment Hole, ES10674 | Inventory Item | 6.66 |  | No | Racking | 6.28 | 6.66
646 | 653 | USMS100-0162 | USMS100-0162 | Racking | 260-0875 | QM-LYNX-SS-M1 | QuickMount, Lynx Standing Seam Clamp with Hardware, Qty. 1, QM-LYNX-SS-M1 | Inventory Item | 5.33 |  | No | Racking | 5 | 5.33 | 680
647 | 654 | 260-0876 |  | Racking | 260-0876 | CCLAMPM1 | UniRac, NXT HORIZON 30-40mm Mid/End Combo Clamp – Mill, CCLAMPM1 | Inventory Item | 4.06 |  | No | Racking | 3.83 | 4.06 | 2518
648 | 655 | USMS100-0367 | USMS100-0367 | Racking | 260-0877 | CCLAMPD1 | UniRac, NXT HORIZON 30-40mm Mid/End Combo Clamp – Dark, CCLAMPD1 | Inventory Item | 4.2 |  | No | Racking | 3.96 | 4.2 | 77943
649 | 656 | USMS100-0366 | USMS100-0366 | Racking | 260-0878 | ENDCAPD1 | UniRac, NXT HORIZON RL & CLMP CAP KIT, ENDCAPD1 | Inventory Item | 0.88 |  | No | Racking | 0.83 | 0.88 | 23029
650 | 657 | USMS100-0284 | USMS100-0284 | Racking | 260-0879 | SHCLMPM1 | UniRac, NXT HORIZON STRONGHOLD RAIL CLAMP MILL, SHCLMPM1 | Inventory Item | 3.39 |  | No | Racking | 3.2 | 3.39 | 22434
651 | 658 | 260-0880 |  | Racking | 260-0880 | SHCLMPD1 | UniRac, NXT HORIZON STRONGHOLD RAIL CLAMP DRK, SHCLMPD1 | Inventory Item | 3.51 |  | No | Racking | 3.31 | 3.51 | 3321
652 | 659 | 260-0882 |  | Racking | 260-0882 | K10180-001 | SunModo, Universal Mid Clamp, Clear, K10180-001 | Inventory Item | 3.1 |  | No | Racking | 3.06 | 3.1 | 85
653 | 660 | 260-0883 |  | Racking | 260-0883 | K10180-001-BK | SunModo, Universal Mid Clamp, Black, K10180-001-BK | Inventory Item | 3.24 |  | No | Racking | 3.2 | 3.24 | 49
654 | 661 | 260-0884 |  | Racking | 260-0884 | K10299-BK2 | SunModo, End Clamp Kit, 30-46mm Clear, K10299-BK2 | Inventory Item | 1.42 |  | No | Racking | 1.4 | 1.42 | 504
655 | 662 | 260-0885 |  | Racking | 260-0885 | K10299-002 | SunModo, End Clamp Kit, 30-46mm Clear, K10299-002 | Inventory Item | 1.27 |  | No | Racking | 1.25 | 1.27 | 32
656 | 663 | 260-0886 |  | Racking | 260-0886 | 242-02070 | SnapNrack, Ultra Rail Mid Clamp, Silver, 242-02070 | Inventory Item | 2.35 |  | No | Racking | 2.32 | 2.35 | 1933
657 | 664 | USMS100-0669 | USMS100-0669 | Racking | 260-0887 | 242-02215 | SnapNrack, Universal End Clamp, 242-02215 | Inventory Item | 3.5 |  | No | Racking | 3.45 | 3.12 | 25281
658 | 665 | 260-0889 |  | Racking | 260-0889 | 242-2052 | SnapNrack, 38-51mm Bonding Mid Clamp, Silver, 242-2052 | Inventory Item | 1.99 |  | No | Racking | 1.96
659 | 666 | 260-0890 |  | Racking | 260-0890 | 242-2056 | SnapNrack, 49-57mm Bonding Mid Clamp, Silver, 242-2056 | Inventory Item | 1.99 |  | No | Racking | 1.96
660 | 667 | 260-0891 |  | Racking | 260-0891 | 242-2057 | SnapNrack, 49-57mm Bonding Mid Clamp, Black, 242-2057 | Inventory Item | 2.24 |  | No | Racking | 2.21
661 | 668 | 260-0892 |  | Racking | 260-0892 | 242-2065 | SnapNrack, 30-38mm Bonding Adjustable End Clamp 242-2065 | Inventory Item | 3.57 |  | No | Racking | 3.52
662 | 669 | 260-0894 |  | Racking | 260-0894 | 242-2050 | SnapNrack, 30-38mm Bonding Mid Clamp, Silver, 242-2050 | Inventory Item | 1.99 |  | No | Racking | 1.96
663 | 670 | 260-0895 |  | Racking | 260-0895 | K10182-001-BK | SunModo, Mid Clamp Kit with Shared Rail Adaptor, Black, K10182-001-BK | Inventory Item | 4.14 |  | No | Racking | 4.09 | 4.14 | 104
664 | 671 | 260-0896 |  | Racking | 260-0896 | K10182-001 | SunModo, Mid Clamp Kit with Shared Rail Adaptor, Clear, K10182-001 | Inventory Item | 3.99 |  | No | Racking | 3.94 | 3.99 | 344
665 | 672 | USMS100-0537 | USMS100-0537 | Racking | 260-0897 | 242-02071 | SnapNrack, Ultra Rail Mid Clamp, Black, 242-02071 | Inventory Item | 2.35 |  | No | Racking | 2.32 | 1.87 | 26352
666 | 673 | 260-0898 |  | Racking | 260-0898 | K10224-140 | SunModo, End Clamp Kit, 40mm Clear, K10224-140 | Inventory Item | 2.41 |  | No | Racking | 2.27 | 2.41 | 210
667 | 674 | 260-0899 |  | Racking | 260-0899 | 302035M | UniRac, Solar-Mount Pro-Series, Universal End Clamp, with Rail End Cap, Preassembled, Qty. 1 Pack of 4, 302035M | Inventory Item | 11.92 |  | No | Racking | 11.25 | 11.94 | 3013
668 | 675 | 260-1132 |  | Racking | 260-1132 | 242-01230 | SnapNrack, Ultra Rail Mounting Clamp, Black, 242-01230 | Inventory Item | 2.14 |  | No | Racking | 2.11 | 2.14 | 1567
669 | 676 | 260-1133 |  | Racking | 260-1133 | K10417-BK3 | SunModo, SMR Pop-On Mid Clamp, Black, K10417-BK3 | Inventory Item | 2.54 |  | No | Racking | 2.51 | 2.54 | 644
670 | 677 | 260-1134 |  | Racking | 260-1134 | K10418-BK3 | SunModo, SMR Pop-On End Clamp, Black, K10418-BK3 | Inventory Item | 2.03 |  | No | Racking | 2 | 2.03 | 3774
671 | 678 | 260-1135 |  | Racking | 260-1135 | 242-02073 | SnapNrack, Ultra Rail End Clamp , Black, 242-02073 | Inventory Item | 0.13 |  | No | Racking | 0.13
672 | 679 | USMS100-0009 | USMS100-0009 | Racking | 260-1136 | 4000602-H | K2, Mid Clamp, 30-47mm, Dark Finish, 4000602-H | Inventory Item | 3.67 |  | No | Racking | 3.18 | 3.67 | 8002
673 | 680 | 260-1137 |  | Racking | 260-1137 | 4000050-H | K2, Yeti Hidden End Clamp, for CrossRail, 4000050-H | Inventory Item | 3.92 |  | No | Racking | 3.41 | 3.92 | 922
674 | 681 | 260-1138 |  | Racking | 260-1138 | XTRABUTL-SH | Unirac, Extra Butyl PAD-Sheet, Kit, XTRABUTL-SH | Inventory Item | 1.48 |  | No | Racking | 1.29 | 1.48 | 13089
675 | 682 | 260-9086 |  | Racking | 260-9086 | 4000430 | K2, End Clamp, 30-50mm, Dark Finish, 4000430 | Inventory Item | 2.86 |  | No | Racking | 2.49
676 | 683 | 260-9087 |  | Racking | 260-9087 | AE-MID-01-B1 | IronRidge, Aire Lock Mid, Black (30mm - 40mm), AE-MID-01-B1 | Inventory Item | 3.01 |  | No | Racking | 2.97 | 3.01 | 14164
677 | 684 | 260-9088 |  | Racking | 260-9088 | AE-END-01-B1 | IronRidge, Aire Lock End, Black (30mm - 40mm), AE-END-01-B1 | Inventory Item | 3.42 |  | No | Racking | 3.38 | 3.42 | 7544
678 | 685 | 260-9089 |  | Racking | 260-9089 | AE-STLTH-01-M1 | IronRidge, Aire Lock Stealth (Hidden End Clamp), AE-STLTH-01-M1 | Inventory Item | 4.43 |  | No | Racking | 4.38 | 4.43 | 96
679 | 686 | USMS100-0630 | USMS100-0630 | Racking | 270-0000 | 11830 | Oatey, Flashing, 0.5" to 1" dia, 9" x 12.5" Galvanized base, No-Calk, Clear, Qty. 1, 11830 | Inventory Item | 6.59 |  | No | Racking | 6.22 | 6.59 | 8
680 | 687 | USMS100-0464 | USMS100-0464 | Racking | 270-0002 | 11840 | Oatey, Flashing, 1.25" to 1.65" dia, 9" x 12.5" Galvanized base, Clear, Qty. 1, 11840 | Inventory Item | 6.05 |  | No | Racking | 5.71 | 6.05 | 58
681 | 688 | 270-0004 |  | Racking | 270-0004 | A-FJT-1 | ProSolar, FastJack 2X Bracket, Clear, Qty. 1, A-FJT-1 | Inventory Item | 6.26 |  | No | Racking | 6.18 | 6.26 | 45
682 | 689 | 270-0007 |  | Racking | 270-0007 | GF Products | UniRac, Flat MOQ Break Fee Per Order, for GFT, DGFT, GF Products | Non-inventory Item | 250 |  | No | Racking | 0
683 | 690 | USMS100-0295 | USMS100-0295 | Racking | 270-0025 | 403214C | UniRac, U-LA Rear Cap, 2", Aluminum, Qty. 1, 403214C | Inventory Item | 22.06 |  | No | Racking | 21.79 | 22.06 | 2718
684 | 691 | USMS100-0278 | USMS100-0278 | Racking | 270-0026 | 403215C | UniRac, U-LA Slider, 2", Aluminum, Qty. 1, 403215C | Inventory Item | 10.51 |  | No | Racking | 10.38 | 10.51 | 8703
685 | 692 | USMS100-0282 | USMS100-0282 | Racking | 270-0027 | 403200C | UniRac, U-LA Brace, 7 ft., 2", Aluminum, Qty. 1, 403200C | Inventory Item | 34.88 |  | No | Racking | 34.45 | 34.88 | 75
686 | 693 | USMS100-0281 | USMS100-0281 | Racking | 270-0028 | 403201C | UniRac, U-LA Brace, 10.5 ft, 2", Aluminum, Qty. 1, 403201C | Inventory Item | 50.78 |  | No | Racking | 50.15 | 50.78 | 154
687 | 694 | USMS100-0280 | USMS100-0280 | Racking | 270-0029 | 403202C | UniRac, U-LA Brace, 14 ft, 2", Aluminum, Qty. 1, 403202C | Inventory Item | 66.17 |  | No | Racking | 65.35 | 66.17 | 30
688 | 695 | 270-0030 |  | Racking | 270-0030 | 403213C | UniRac, U-LA Rail Mounting Bracket, 2", Aluminum, Qty. 1, 403213C | Inventory Item | 8.91 |  | No | Racking | 8.8 | 8.91 | 1
689 | 696 | 270-0034 |  | Racking | 270-0034 | 403313G | UniRac, U-LA Rail Mounting Bracket, 3", Aluminum, Qty. 1, 403313G | Inventory Item | 9.36 |  | No | Racking | 8.51 | 9.36 | 1
690 | 697 | 270-0045 |  | Racking | 270-0045 | FX-MOUNT-32MM-B | IronRidge, FX, Rail-Less Mount 32mm, Black, Qty 1, FX-MOUNT-32MM-B | Inventory Item | 10.86 |  | No | Racking | 9.53 | 10.86 | 276
691 | 698 | 270-0046 |  | Racking | 270-0046 | FX-MOUNT-40MM-B | IronRidge, FX, Rail-Less Mount 40mm, Black, Qty 1, FX-MOUNT-40MM-B | Inventory Item | 10.86 |  | No | Racking | 10.73 | 10.86 | 2651
692 | 699 | USMS100-0502 | USMS100-0502 | Racking | 270-0047 | FX-FLASH-B | IronRidge, FX, Rail-Less Flashing, without Hanger-Bolt, Qty 1, FX-FLASH-B | Inventory Item | 4.45 |  | No | Racking | 4.2 | 4.45 | 3573
693 | 700 | USMS100-0501 | USMS100-0501 | Racking | 270-0048 | FX-FLASH-HW | IronRidge, FX, Rail-Less Flashing Hardware Kit, 37 Hanger Bolts, 38 Hanger Nuts, Qty 1 Kit, FX-FLASH-HW | Inventory Item | 46.37 |  | No | Racking | 45.79 | 46.37 | 21
694 | 701 | 270-0049 |  | Racking | 270-0049 | FX-BRIDGE-32MM-B | IronRidge, FX, Rail-Less Bridge, 32mm Black, Qty 1, FX-BRIDGE-32MM-B | Inventory Item | 8.01 |  | No | Racking | 7.03 | 8.01 | 208
695 | 702 | USMS100-0500 | USMS100-0500 | Racking | 270-0050 | FX-BRIDGE-40MM-B | IronRidge, FX, Rail-Less Bridge, 40mm Black, Qty 1, FX-BRIDGE-40MM-B | Inventory Item | 8.01 |  | No | Racking | 7.91 | 8.01 | 2141
696 | 703 | USMS100-0499 | USMS100-0499 | Racking | 270-0051 | FX-NORTH-SCREW | IronRidge, FX, Rail-Less North Bridge Screw Kit, 12 pcs, Qty 1 Kit, FX-NORTH-SCREW | Inventory Item | 3.34 |  | No | Racking | 2.93 | 3.34 | 1520
697 | 704 | 270-0052 |  | Racking | 270-0052 | FX-TRIM-32MM-B-L | IronRidge, FX, Rail-Less Trim, Black, 32mm, For 1 60 Cell Landscape Module, 1663mm, ~65.5", Qty 1, FX-TRIM-32MM-B-L | Inventory Item | 21.8 |  | No | Racking | 19.13 | 21.8 | 40
698 | 705 | 270-0054 |  | Racking | 270-0054 | FX-TRIM-32MM-B-2P | IronRidge, FX, Rail-Less Trim, Black, 32mm, For 2 60 Cell Portrait Module, 2008mm, ~79", Qty 1, FX-TRIM-32MM-B-2P | Inventory Item | 29.28 |  | No | Racking | 28.91
699 | 706 | 270-0055 |  | Racking | 270-0055 | FX-TRIM-40MM-B-L | IronRidge, FX, Rail-Less Trim, Black, 40mm, For 1 60 Cell Landscape Module, 1663mm, ~65.5", Qty 1, FX-TRIM-40MM-B-L | Inventory Item | 24.47 |  | No | Racking | 24.16 | 24.47 | 241
700 | 707 | 270-0056 |  | Racking | 270-0056 | FX-TRIM-40MM-B-2P | IronRidge, FX, Rail-Less Trim, Black, 40mm, For 2 60 Cell Portrait Module, 2008mm, ~79", Qty 1, FX-TRIM-40MM-B-2P | Inventory Item | 29.28 |  | No | Racking | 28.91 | 29.28 | 455
701 | 708 | USMS100-0497 | USMS100-0497 | Racking | 270-0058 | FX-TRIM-CAP | IronRidge, FX, Rail-Less Trim End Caps Kit, All Sizes, 1 Pair, Qty 1 Kit, FX-TRIM-CAP | Inventory Item | 1.11 |  | No | Racking | 0.98 | 1.11 | 335
702 | 709 | 270-0064 |  | Racking | 270-0064 | 00802BC | UniRac, E-Boss Bridge Clip, use with Bridge Tray, 00802BC | Inventory Item | 0.5 |  | No | Racking | 0.39 | 0.5 | 770
703 | 710 | 270-0065 |  | Racking | 270-0065 | 00802BT | UniRac, E-Boss Bridge Tray, for Perpendicular to Rails Wire Management ~62”, use with Bridge Clips, 00802BT | Inventory Item | 4.36 |  | No | Racking | 3.74 | 4.36 | 267
704 | 711 | USMS100-0400 | USMS100-0400 | Racking | 270-0066 | 00822CM | UniRac, E-Boss Comp Conduit Mount Kit, 8 X 12” Flashing for ¾ & 1” Conduit, 00822CM | Inventory Item | 9.57 |  | No | Racking | 9.03 | 9.57 | 231
705 | 712 | USMS100-0399 | USMS100-0399 | Racking | 270-0067 | 00802JB | UniRac, E-Boss J-Box Mount, for Rail or L-Foot Attachment, 00802JB | Inventory Item | 5.31 |  | No | Racking | 4.55 | 5.31 | 3101
706 | 713 | USMS100-0335 | USMS100-0335 | Racking | 270-0068 | 00802RT | UniRac, E-Boss Rail Tray, Rail Attached Wire Management Tray~39”, 00802RT | Inventory Item | 3.16 |  | No | Racking | 2.71 | 3.16 | 5367
707 | 714 | USMS100-0462 | USMS100-0462 | Racking | 270-0120 | 030003C | UniRac, Break Away Nut, 1/4", Clear, Qty. 1, 030003C | Inventory Item | 0.53 |  | No | Racking | 0.48 | 0.53 | 3493
708 | 715 | USMS100-0283 | USMS100-0283 | Racking | 270-0126 | 209001C | UniRac, SunFrame Cap Strip Screws, 1", use with F & G, Clear, Qty. 1, 209001C | Inventory Item | 0.3 |  | No | Racking | 0.27 | 0.3 | 3092
709 | 716 | USMS100-0568 | USMS100-0568 | Racking | 270-0142 | 030027C | UniRac, Lag Bolt, 5/16 x 4", Qty. 1, 030027C | Inventory Item | 0.88 |  | No | Racking | 0.87 | 0.88 | 3693
710 | 717 | USMS100-0155 | USMS100-0155 | Racking | 270-0145 | QMLM-A-12 | QuickMount, L-Mount, 9 X 12” Flashing with Single Slot L-Foot, 5/16 X 4” Lag and EDPM Washer, Mill Finish, Qty. 1, QMLM-A-12 | Inventory Item | 5.96 |  | No | Racking | 5.63 | 5.96 | 99
711 | 718 | 270-0147 |  | Racking | 270-0147 | 240135B | UniRac, MicroRail, 35mm, Trimrail 66", Dark, Qty. 1 package of 4, 240135B | Inventory Item | 31.57 |  | No | Racking | 28.7 | 31.57 | 4
712 | 719 | 270-0149 |  | Racking | 270-0149 | 240132B | UniRac, MicroRail, 32mm, Trimrail 66", Dark, Qty. 1 package of 4, 240132B | Inventory Item | 31.57 |  | No | Racking | 28.7 | 31.57 | 4
713 | 720 | USSSP110-1486 | USSSP110-1486 | Racking | 270-0151 | 030028C | UniRac, Lag Bolt, 5/16 x 4-1/2", SS, Qty. 1, 030028C | Inventory Item | 1.17 |  | No | Racking | 1.16 | 1.16
714 | 721 | USMS100-0051 | USMS100-0051 | Racking | 270-0152 | BHW-MI-01-A1 | IronRidge, Mounting Kit for Microinverters & Optimizers, includes One Bonding 1/4" x 3/4" SS T-Bolt and Hardware, UFO series, Qty. 1, BHW-MI-01-A1 | Inventory Item | 1.3 |  | No | Racking | 1.12 | 1.3 | 22162
715 | 722 | USMS100-0508 | USMS100-0508 | Racking | 270-0157 | QMTR-F3.25-B-12 | QuickMount, Flashing, Tile Replacement, Flat Tile, 3-1/4" Post, order with Base Mount #270-0898, Black Finish, Qty. 1, QMTR-F3.25-B-12 | Inventory Item | 11.99 |  | No | Racking | 11.31 | 13.19 | 324
716 | 723 | USMS100-0228 | USMS100-0228 | Racking | 270-0158 | QMTR-W4-B-12 | QuickMount, Flashing, Tile Replacement, W-Tile, 4" Post, order with Base Mount #270-0898, Black Finish, Qty. 1, QMTR-W4-B-12 | Inventory Item | 11.99 |  | No | Racking | 11.31 | 13.19 | 434
717 | 724 | USMS100-0673 | USMS100-0673 | Racking | 270-0159 | QMTR-S3.25-B-12 | QuickMount, Flashing, Tile Replacement, S-Tile, 3-1/4" Post, order with Base Mount #270-0898, Black Finish, Qty. 1, QMTR-S3.25-B-12 | Inventory Item | 11.99 |  | No | Racking | 11.31 | 13.19 | 98
718 | 725 | USMS100-0113 | USMS100-0113 | Racking | 270-0160 | FF2-01-M2 | IronRidge, Flashing, Flashfoot2 with Cap-foot, 9" x 12", includes: 5/16" x 4.75" SS Lag Bolt and EPDM washer, Mill, UFO series, Qty. 1,FF2-01-M2 | Inventory Item | 13.13 |  | No | Racking | 11.24 | 13.13 | 1121
719 | 726 | USMS100-0114 | USMS100-0114 | Racking | 270-0161 | FF2-01-B2 | IronRidge, Flashing, Flashfoot2 with Cap-foot, 9" x 12", includes: 5/16" x 4.75" SS Lag Bolt and EPDM washer, Black, UFO series, Qty. 1, FF2-01-B2 | Inventory Item | 12.33 |  | No | Racking | 12.33 | 12.33 | 60
720 | 727 | USMS100-0505 | USMS100-0505 | Racking | 270-0162 | 18-S6437 | Heyco, SunScreen (Critter-Guard) Stainless Steel Wire Mesh Clip, Color: Grey, Qty.1 Box of 100, 18-S6437 | Inventory Item | 67.09 |  | No | Racking | 66.25 | 67.09
721 | 728 | 270-0165 |  | Racking | 270-0165 | 18-S6468 | Heyco, SunScreen (Critter-Guard) Galvanized Welded Steel Mesh, PVC Coated, Width: 8", Mesh Dimension: 1/2" x 1/2", Qty. 100ft Roll, 18-S6468 | Inventory Item | 116.58 |  | No | Racking | 115.12 | 116.58 | 13
722 | 729 | USMS100-0582 | USMS100-0582 | Racking | 270-0166 | 17612 | QuickBolt, Stone Coated Steel Roof Hook, Side Mount Rails, 5mm thickness, 63.5mm Batten Bridge, 32-48mm Batten Height Adjustment, 10 x 38mm rail attachment slot, includes (2) 5/16 x 3" SS screws, Qty. 1, 17612 | Inventory Item | 9.04 |  | No | Racking | 8.92 | 9.04 | 100
723 | 730 | USMS100-0584 | USMS100-0584 | Racking | 270-0168 | 17587(1) | QuickBolt, All Tile Roof Hook, Side Mount Rails, for flat and Spanish tile, 6mm thickness, 8mm adjustable height, 140 mm wide base, 9mm x 18 mm mounting screw slots, 10mm x 46mm rail attachment slot, includes (2) 5/16 x 3" SS screws, Qty. 1, 17587(1) | Inventory Item | 8.44 |  | No | Racking | 8.33 | 8.44 | 141
724 | 731 | USMS100-0632 | USMS100-0632 | Racking | 270-0175 | 17608 | QuickBolt, 90° Flat Tile Roof Hook, Side Mount Rails, 5mm thickness, 38mm Height, 10mm x 38mm rail attachment slot, includes (2) 5/16 x 3" SS screws, Qty. 1, 17608 | Inventory Item | 6.56 |  | No | Racking | 5.62 | 6.56 | 1241
725 | 732 | USMS100-0340 | USMS100-0340 | Racking | 270-0176 | 008025S | UniRac, SolarMount Trim End Clip, 008025S | Inventory Item | 0.96 |  | No | Racking | 0.95 | 0.96 | 109
726 | 733 | 270-0177 |  | Racking | 270-0177 | FM-FF2-LGHW | IronRidge, Flashfoot2 Replacement 5/16 X 4.75” SS Lag Bolt, Qty. 1 Pack of 4, FM-FF2-LGHW | Inventory Item | 7.68 |  | No | Racking | 7.59 | 7.68 | 15
727 | 734 | USMS100-0518 | USMS100-0518 | Racking | 270-0181 | QMC-F9X14-A-1 | QuickMount, Seamless Quick Hook Flashing, 9" x 14", Mill Finish, for QMHLS/HSS, Qty. 1, QMC-F9X14-A-1 | Inventory Item | 2.6 |  | No | Racking | 2.45 | 2.6 | 6
728 | 735 | USMS100-0684 | USMS100-0221 | Racking | 270-0182 | QMHLS-NF-A-12 | QuickMount, Quick Hook HLS, Low Height Hook for Side Mounted Rails, Mill Finish, No Flashing, Qty. 1, QMHLS-NF-A-12 | Inventory Item | 12.58 |  | No | Racking | 11.88 | 12.58 | 63
729 | 736 | USMS100-0156 | USMS100-0156 | Racking | 270-0183 | QMHSS-NF-A-12 | QuickMount, Quick Hook HSS, Standard Height Hook for Side Mounted Rails, Mill Finish, No Flashing, Qty. 1, QMHSS-NF-A-12 | Inventory Item | 11.23 |  | No | Racking | 10.6 | 11.23
730 | 737 | USMS100-0145 | USMS100-0145 | Racking | 270-0184 | QMR-QS14-B-24 | QuickMount, QMR Quick Rail, Skirt 14’, QMR-QS14-B-24 | Inventory Item | 61.99 |  | No | Racking | 58.5 | 61.99
731 | 738 | USMS100-0147 | USMS100-0147 | Racking | 270-0185 | QMR-QSE-B-12 | QuickMount, QMR Quick Rail, Skirt End Cap, 1 Pair, QMR-QSE-B-12 | Inventory Item | 14.07 |  | No | Racking | 13.28 | 14.07
732 | 739 | USMS100-0146 | USMS100-0146 | Racking | 270-0186 | QMR-QSS-A-12 | QuickMount, QMR Quick Rail, Skirt Splice, QMR-QSS-A-12 | Inventory Item | 1.93 |  | No | Racking | 1.83 | 1.93
733 | 740 | USMS100-0183 | USMS100-0183 | Racking | 270-0187 | QMSRC-B-12 | QuickMount, QMR Quick Rail, Shared Rail Mount, 9 X 12” Comp Flashing, with L-Foot and Lags, Black, Qty. 1, QMSRC-B-12 | Inventory Item | 14.2 |  | No | Racking | 13.4 | 14.2
734 | 742 | USMS100-0407 | USMS100-0407 | Racking | 270-0189 | MAC Needle Point Screws (Protea) | S-5!, Protea-Bracket Mounting Screws, (use 4 per Bracket), Qty.1, MAC Needle Point Screws | Inventory Item | 0.48 |  | No | Racking | 0.37 | 0.48 | 13835
735 | 743 | 270-0190 |  | Racking | 270-0190 | 2” Metal to Metal Screw | S-5!, ¼-14 X 2” Metal to Metal, 3/8” Hex Washer Head Self Drilling Screw, Qty. 1 pack of 50, 2” Metal to Metal Screw | Inventory Item | 13.92 |  | No | Racking | 13.75 | 13.92 | 10
736 | 744 | USMS100-0548 | USMS100-0548 | Racking | 270-0191 | 1.5" Metal to Metal Screw | S-5!, ¼-14 X 1-1/2” Metal to Metal, 3/8” Hex Washer Head Self Drilling Screw, Qty. 1 pack of 50, 1.5" Metal to Metal Screw | Inventory Item | 13.92 |  | No | Racking | 13.75 | 13.92 | 118
737 | 745 | USMS100-0490 | USMS100-0490 | Racking | 270-0192 | 2.5” Metal to Wood Screw | S-5!, ¼-14 X 2-1/2” Metal to Wood, 3/8” Hex Washer Head Milled Point Screw, Qty. 1 pack of 50, 2.5” Metal to Wood Screw | Inventory Item | 13.92 |  | No | Racking | 13.75 | 13.92 | 84
738 | 746 | USMS100-0540 | USMS100-0540 | Racking | 270-0193 | 1.5” Metal to Wood Screw | S-5!, ¼-14 X 1-1/2” Metal to Wood, 3/8” Hex Washer Head Milled Point Screw, Qty. 1 pack of 50, 1.5” Metal to Wood Screw | Inventory Item | 12.66 |  | No | Racking | 12.5 | 12.66 | 349
739 | 747 | 270-0194 |  | Racking | 270-0194 | 2” Metal to Metal Screw | S-5!, ¼-14 X 2” Metal to Metal, 3/8” Hex Washer Head Self Drilling Screw, Qty. 1 pack of 50, 2” Metal to Metal Screw | Inventory Item | 12.66 |  | No | Racking | 12.5
740 | 748 | USMS100-0482 | USMS100-0482 | Racking | 270-0651 | 11832 | Oatey, Flashing, 0.5" to 1.125" dia, 9 x 12.5" Aluminum base, Clear, Qty. 1, 11832 | Inventory Item | 7.71 |  | No | Racking | 7.28 | 7.71 | 38
741 | 749 | USMS100-0460 | USMS100-0460 | Racking | 270-0657 | 11831 | Oatey, Flashing, 0.5" to 1" dia, 18' x 18" Galvanized base , No-Calk, Clear, Qty. 1, 11831 | Inventory Item | 12.93 |  | No | Racking | 12.2 | 12.93 | 74
742 | 750 | 270-0660 |  | Racking | 270-0660 | GT-DRILL BIT | ProSolar, GroundTrac EZ Drill Bit Extension, Stainless Steel and 1/2" Irwin UniBit, GT-DRILL BIT | Inventory Item | 92.19 |  | No | Racking | 84.88
743 | 751 | 270-0679 |  | Racking | 270-0679 | 210-0045 | Stainless 5/16'-18 x 3/4" Hex head Flange bolt, use with Pro Solar CN 210-0045 for mounting Enphase, Qty. 1 | Inventory Item | 0.98 |  | No | Racking | 0.75 | 0.98 | 1485
744 | 752 | USMS100-0585 | USMS100-0585 | Racking | 270-0691 | 11833 | Oatey, Flashing, 0.5" to 1" dia, 18" x 18" Aluminum base, Clear, Qty. 1, 11833 | Inventory Item | 15.19 |  | No | Racking | 14.34 | 15.19 | 410
745 | 753 | USMS100-0459 | USMS100-0459 | Racking | 270-0693 | 11859 | Oatey, Flashing, 0.5" to 1" dia, 11" x 14.5" Galvanized base, Black, Qty. 1, 11859 | Inventory Item | 10.99 |  | No | Racking | 10.38 | 10.99 | 32
746 | 754 | USMS100-0439 | USMS100-0439 | Racking | 270-0697 | 14050 | Oatey, Flashing, 0.25"-2", Masterflash, 4-1/2 Base Dimension, 14050 | Inventory Item | 15.34 |  | No | Racking | 14.47 | 15.79 | 23
747 | 755 | USMS100-0475 | USMS100-0475 | Racking | 270-0708 | GF1-MLL-0812 | EcoFasten, GreenFasten1, Flashing, 8" x 12", Aluminum base for single bracket, Mill Finish, includes one 5/16" ID bonded washer, Qty. 1, GF1-MLL-0812 | Inventory Item | 3.11 |  | No | Racking | 2.94 | 3.11 | 2120
748 | 756 | USMS100-0218 | USMS100-0218 | Racking | 270-0725 | QMNC-A-12 | QuickMount, Flashing, Composition Mounts, 12" x 12", 3 1/4" post + 1/2" Q-Base, Mill Finish, Qty. 1, QMNC-A-12 | Inventory Item | 22.46 |  | No | Racking | 21.2 | 22.46 | 144
749 | 757 | USMS100-0516 | USMS100-0516 | Racking | 270-0733 | 12801 | Oatey, Flashing, 0.5" to 1.5" dia, 9.5" x 12.5" Galvanized base , AURORA NO-CALK SOLAR FLASHINGS, Clear, Qty. 1, 12801 | Inventory Item | 6.34 |  | No | Racking | 5.98 | 6.59 | 16
750 | 758 | USMS100-0466 | USMS100-0466 | Racking | 270-0735 | 12802 | Oatey, Flashing, 0.5" to 1.5" dia, 9.5" x 12.5" Aluminum base , AURORA NO-CALK SOLAR FLASHINGS, Clear, Qty. 1, 12802 | Inventory Item | 7.41 |  | No | Racking | 7 | 7.41 | 11
751 | 759 | USMS100-0220 | USMS100-0220 | Racking | 270-0746 | QMNS-A-12 | QuickMount, Flashing, New Roof Shake and Slate Mounts, 18" x 18", with 3.25" post/ net 3.75, Mill Finish, QBASE, Qty. 1, QMNS-A-12 | Inventory Item | 32.64 |  | No | Racking | 30.8 | 32.64 | 450
752 | 760 | 270-0748 |  | Racking | 270-0748 | FJE-Flash-1 | ProSolar, Aluminum FastJack Flashing and Collar for All sizes FastJack E-Series, Black, Qty. 1, FJE-Flash-1 | Inventory Item | 5.22 |  | No | Racking | 4.93 | 5.21 | 586
753 | 761 | USMS100-0405 | USMS100-0405 | Racking | 270-0749 | 209000C | UniRac, SunFrame Cap Strip Screws, 3/4", use with , Clear, Qty. 1, 209000C | Inventory Item | 0.27 |  | No | Racking | 0.25 | 0.27 | 27
754 | 762 | USMS100-0237 | USMS100-0237 | Racking | 270-0776 | QMCPC-A-12 | QuickMount, Flashing, Conduit Penetration Flashings, Mill Finish, CONDUIT, Qty. 1, QMCPC-A-12 | Inventory Item | 11.88 |  | No | Racking | 11.21 | 11.88 | 324
755 | 763 | 270-0778 |  | Racking | 270-0778 | QMSFT A 1 | Quickmount, Flashing, Base Standard Flat Tile Mount, with 4.5" post, 18" x 18", Mill Finish, QBASE, Qty. 1, QMSFT A 1 | Inventory Item | 20.53 |  | No | Racking | 18.86 | 20.53 | 1
756 | 764 | USMS100-0479 | USMS100-0479 | Racking | 270-0788 | A-SHIM-100 | ProSolar, FastJack Shim, 0.20" tall, aluminum, includes (20) 3/8" x 1-1/4"SS bolts (used for 2-4 shims), Qty. 1 pkg of 100 shims, A-SHIM-100 | Inventory Item | 26.33 |  | No | Racking | 26 | 26.33
757 | 766 | 270-0822 |  | Racking | 270-0822 | QMC-QC1.25 R 1 | QuickMount, Counter Flashing, 1-1/4" ID, EPDM, COMPONENT, Qty. 1, QMC-QC1.25 R 1 | Inventory Item | 1.78 |  | No | Racking | 1.63 | 1.78 | 9
758 | 767 | 270-0829 |  | Racking | 270-0829 | QMQR-SC B 1 | QuickMount, Quick Rack, Skirt End Cap pair, includes hardware, Bronze, Qty. 1 Pair, QMQR-SC B 1 | Inventory Item | 6.29 |  | No | Racking | 5.91 | 6.29 | 73
759 | 768 | USMS100-0291 | USMS100-0291 | Racking | 270-0833 | 330050D | UniRac, SolarMount Integrated Bonding, T-Bolt & Nut, 1/4"X2.00", Dark SS, Qty. 1, 330050D | Inventory Item | 1.3 |  | No | Racking | 1.2 | 1.3 | 42
760 | 769 | USMS100-0290 | USMS100-0290 | Racking | 270-0834 | 330050S | UniRac, SolarMount Integrated Bonding, T-Bolt & Nut, 1/4"X2.00", Clear SS, Qty. 1, 330050S | Inventory Item | 1.12 |  | No | Racking | 1.03 | 1.12 | 109
761 | 770 | USMS100-0289 | USMS100-0289 | Racking | 270-0838 | 330052S | UniRac, SolarMount Integrated Bonding, T-Bolt & Nut, 1/4"X2.50", Clear SS, Qty. 1, 330052S | Inventory Item | 1.3 |  | No | Racking | 1.2 | 1.3 | 143
762 | 771 | USMS100-0334 | USMS100-0334 | Racking | 270-0840 : 270-0840 : 270-0840_U | 009010S | UniRac, SolarMount Integrated Bonding, Splice TEK Screw, #12-14 X3/4", SS, Qty. 1, 009010S | Inventory Item | 0.51 |  | No | Racking | 0.47
763 | 772 | USMS100-0333 | USMS100-0333 | Racking | 270-0841 | 009020S | UniRac, SolarMount Integrated Bonding, T-Bolt & Nut, 3/8" X 3/4", Clear SS, Qty. 1, 009020S | Inventory Item | 0.88 |  | No | Racking | 0.81 | 0.88 | 3672
764 | 773 | USMS100-0434 | USMS100-0434 | Racking | 270-0842 | QMC-F9X9-A-1 | QuickMount, Seamless Sub-Flashing, 9" x 9", Mill Finish, Qty. 1, QMC-F9X9-A-1 | Inventory Item | 6.23 |  | No | Racking | 5.73 | 6.23
765 | 774 | 270-0846 |  | Racking | 270-0846 | QMQR-GL A 1 | QuickMount, Quick Rack, Grounding Lug Assembly, Qty. 1, QMQR-GL A 1 | Inventory Item | 2.88 |  | No | Racking | 2.64 | 2.88 | 4
766 | 775 | USMS100-0233 | USMS100-0233 | Racking | 270-0847 | QMC-F12X12-A-1 | QuickMount, Seamless Sub-Flashing, 12" x 12", Mill Finish, Qty. 1, QMC-F12X12-A-1 | Inventory Item | 9.56 |  | No | Racking | 9.02 | 9.56
767 | 776 | 270-0849 |  | Racking | 270-0849 | A-FS275-84 | ProSolar, front skirt, 2-3/4” tall, 84” long, 1-1/2” minimum clearance from bottom of module to roof, Black, Qty. 1, A-FS275-84 | Inventory Item | 20.29 |  | No | Racking | 20.04 | 26 | 40
768 | 777 | 270-0850 |  | Racking | 270-0850 | A-FSB-SINGLE-1 | ProSolar, front skirt bracket, single, (1) 5/16” x 3/8” SS set screw, (1) 5/16” x 1” SS set screw, 2 per module, Black, Qty. 1, A-FSB-SINGLE-1 | Inventory Item | 3.03 |  | No | Racking | 2.99 | 3.03 | 112
769 | 778 | 270-0851 |  | Racking | 270-0851 | A-FSB-DOUBLE-1 | ProSolar, front skirt bracket, double (used at joint between two skirts), (1) 5/16” x 3/8” SS set screw, (1) 5/16” x 1” SS set screw, Black, Qty. 1, A-FSB-DOUBLE-1 | Inventory Item | 5.91 |  | No | Racking | 5.84 | 5.91 | 106
770 | 780 | 270-0865 |  | Racking | 270-0865 | QMAFB-35 B 1 | QuickMount, Accessory Frame Mount Bracket, for Solaredge Series 5 Optimizer, 35mm module frame, racking agnostic, UL2703, Bronze finish, COMPONENT, Qty. 1, QMAFB-35 B 1 | Inventory Item | 5.6 |  | No | Racking | 5.26 | 5.6 | 140
771 | 781 | 270-0868 |  | Racking | 270-0868 | A-Rooftrac rail spreader | ProSolar, RoofTrac rail spreader, used to easily insert/remove clamps from rail, Qty. 1, A-Rooftrac rail spreader | Inventory Item | 10.07 |  | No | Racking | 9.27 | 10.07 | 1
772 | 782 | USMS100-0238 | USMS100-0238 | Racking | 270-0870 | QMCPT-A-12 | QuickMount, Flashing, Conduit Penetration Flashings, for Tile, Mill Finish, Qty. 1, QMCPT-A-12 | Inventory Item | 19.96 |  | No | Racking | 18.84 | 19.96 | 457
773 | 783 | USMS100-0336 | USMS100-0336 | Racking | 270-0873 | 008013S | UniRac, SolarMount Integrated Bonding, Micro Mount, T-Bolt, 1/4"X 3/4", Clear SS, neoprene washer not needed, Qty. 1, 008013S | Inventory Item | 1 |  | No | Racking | 0.92 | 1 | 35485
774 | 784 | USMS100-0625 | USMS100-0625 | Racking | 270-0877 | 17589(1) | QuickBolt, All Tile Roof Hook, Side Mount Rails, for flat and Spanish tile, 6mm thickness, 8mm adjustable height, 140 mm wide base, 9mm x 18 mm mounting screw slots, 10mm x 46mm rail attachment slot, includes (2) 1/4 x 3" SS screws, Qty. 1, 17589(1) | Inventory Item | 8.35 |  | No | Racking | 7.16 | 5.4 | 54082
775 | 785 | 270-0878 |  | Racking | 270-0878 | 17600(1) | QuickBolt, All Tile Roof Hook, Bottom Mount Rails, for flat and Spanish tile, 6mm thickness, 9mm adjustable height, 140 mm wide base, 9mm x 18 mm mounting screw slots, 10mm x 38mm rail attachment slot, includes (2) 5/16 x 3" SS screws, Qty. 1, 17600(1) | Inventory Item | 15.52 |  | No | Racking | 13.3 | 15.52 | 43
776 | 786 | USMS100-0583 | USMS100-0583 | Racking | 270-0879 | L-102-3-BLK | EcoFasten, L Bracket, 3" tall, for corrugated metal roof, includes 3/8-16 x 1-1/4" bolt & flange nut, Black Finish, Qty. 1, L-102-3-BLK | Inventory Item | 3.31 |  | No | Racking | 3.05 | 3.31 | 9915
777 | 787 | USMS100-0431 | USMS100-0431 | Racking | 270-0880 | POLY GF NEO | EcoFasten, SimpleSeal, Bonded washer, Qty. 1, POLY GF NEO | Inventory Item | 0.08 |  | No | Racking | 0.07 | 0.08 | 758
778 | 788 | USMS100-0443 | USMS100-0443 | Racking | 270-0881 | POLY KIT SIMPLE SEAL (no washer) | EcoFasten, SimpleSeal, Bushing, Qty. 1, POLY KIT SIMPLE SEAL (no washer) | Inventory Item | 0.37 |  | No | Racking | 0.34 | 0.37 | 888
779 | 789 | 270-0885 |  | Racking | 270-0885 | QM-EFM-33 A 1 | QuickMount, Quick Rack, Frame Mount Bracket, for Enphase M-Series, NOT for S-Series, 33mm module frame, racking agnostic, UL2703, Mill finish, COMPONENT, Qty. 1, QM-EFM-33 A 1 | Inventory Item | 4.89 |  | No | Racking | 4.59 | 4.89 | 39
780 | 790 | 270-0886 |  | Racking | 270-0886 | QM-EFM-33 B 1 | QuickMount, Quick Rack, Frame Mount Bracket, for Enphase M-Series, NOT for S-Series, 33mm module frame, racking agnostic, UL2703, Bronze finish, COMPONENT, Qty. 1, QM-EFM-33 B 1 | Inventory Item | 5.28 |  | No | Racking | 4.8 | 5.28 | 16
781 | 791 | 270-0888 |  | Racking | 270-0888 | QMAFB-35 A 1 | QuickMount, Accessory Frame Mount Bracket, for Solaredge Power Optimizer, 35mm module frame, racking agnostic, UL2703, Mill finish, COMPONENT, Qty. 1, QMAFB-35 A 1 | Inventory Item | 5.27 |  | No | Racking | 4.95 | 5.27 | 106
782 | 792 | 270-0889 |  | Racking | 270-0889 | QMAFB-33 A 1 | QuickMount, Accessory Frame Mount Bracket, for Solaredge Power Optimizer, 33mm module frame, racking agnostic, UL2703, Mill finish, COMPONENT, Qty. 1, QMAFB-33 A 1 | Inventory Item | 5.39 |  | No | Racking | 4.9 | 5.39 | 230
783 | 793 | USMS100-0493 | USMS100-0493 | Racking | 270-0892 | FM-FF1-002 | IronRidge, Flashing, Flashfoot kit with L-foot and Bonding hardware, Mill, UFO series, Qty. 1 box of 6 flashings, FM-FF1-002 | Inventory Item | 57.39 |  | No | Racking | 53.88 | 57.39 | 19
784 | 794 | 270-0896 |  | Racking | 270-0896 | A-ENDCAP-1-B | ProSolar, End Cap, 1.5", UV resistant plastic, Black, Qty. 1, A-ENDCAP-1-B | Inventory Item | 0.57 |  | No | Racking | 0.57 | 0.57 | 486
785 | 795 | 270-0897 |  | Racking | 270-0897 | A-ENDCAPD-1-B | ProSolar, End Cap, 2.5", Deep Channel, UV resistant plastic, Black, Qty. 1, A-ENDCAPD-1-B | Inventory Item | 0.72 |  | No | Racking | 0.71 | 0.72 | 225
786 | 796 | USMS100-0672 | USMS100-0672 | Racking | 270-0899 | QMTR-F3.25-A-12 | QuickMount, Flashing, Tile Replacement, Flat Tile, 3-1/4" Post, order with Base Mount #270-0898, Mill Finish, Qty. 1, QMTR-F3.25-A-12 | Inventory Item | 11.59 |  | No | Racking | 10.94 | 12.75 | 182
787 | 797 | USMS100-0227 | USMS100-0227 | Racking | 270-0900 | QMTR-W4-A-12 | QuickMount, Flashing, Tile Replacement, W-Tile, 4" Post, order with Base Mount #270-0898, Mill Finish, Qty. 1, QMTR-W4-A-12 | Inventory Item | 11.6 |  | No | Racking | 10.95 | 12.75 | 117
788 | 798 | USMS100-0223 | USMS100-0223 | Racking | 270-0901 | QMTR-S3.25-A-12 | QuickMount, Flashing, Tile Replacement, S-Tile, 3-1/4" Post, order with Base Mount #270-0898, Mill Finish, Qty. 1, QMTR-S3.25-A-12 | Inventory Item | 11.6 |  | No | Racking | 10.95 | 12.75 | 82
789 | 799 | USMS100-0591 | USMS100-0591 | Racking | 270-0902 | QMCMT-A-12 | QuickMount, Conduit Mount for Tile, Mill Finish, QBLOCK, Qty. 1, QMCMT-A-12 | Inventory Item | 6.65 |  | No | Racking | 6.12 | 6.65 | 1164
790 | 800 | USSE100-0256 | USSE100-0256 | Racking | 270-0906 | A-ENDCAP-1 | ProSolar, End Cap, 1.5", UV resistant plastic, Clear, Qty. 1, A-ENDCAP-1 | Inventory Item | 0.57 |  | No | Racking | 0.57 | 0.57 | 20
791 | 801 | 270-0907 |  | Racking | 270-0907 | A-ENDCAPD-1 | ProSolar, End Cap, 2.5", UV resistant plastic, Clear, Qty. 1, A-ENDCAPD-1 | Inventory Item | 0.72 |  | No | Racking | 0.71
792 | 802 | 270-0908 |  | Racking | 270-0908 | A-ENDCAPXD-1 | ProSolar, End Cap, 3", UV resistant plastic, Clear, Qty. 1, A-ENDCAPXD-1 | Inventory Item | 0.74 |  | No | Racking | 0.73 | 0.74 | 910
793 | 803 | USSE100-0257 | USSE100-0257 | Racking | 270-0909 | A-ENDCAPXD-1B | ProSolar, End Cap, 3", Deep Channel, UV resistant plastic, Black, Qty. 1, A-ENDCAPXD-1B | Inventory Item | 0.74 |  | No | Racking | 0.73 | 0.74 | 40
794 | 804 | 270-0910 |  | Racking | 270-0910 |  | S-5!, Breakdown Fee for Less than Box Quantity, $15.00 per box | Non-inventory Item | 15 |  | No | Racking | 0
795 | 805 | USMS100-0292 | USMS100-0292 | Racking | 270-0917 | 330007M | UniRac, Hardware, 3/8" bolt and EPDM washer, for 2-piece Aluminum Standoff, Qty. 1, 330007M | Inventory Item | 2.15 |  | No | Racking | 1.98 | 2.15 | 185
796 | 806 | 270-0919 |  | Racking | 270-0919 | 230140B | UniRac, MicroRail, 40mm, 9" Splice , includes: base, cap, (3) cap screws, and bonding pins, Qty. 1, 230140B | Inventory Item | 8.91 |  | No | Racking | 8.37 | 8.91 | 273
797 | 807 | 270-0920 |  | Racking | 270-0920 | 230340B | UniRac, MicroRail, 40mm, 3" Microrail, includes: 3" Base, 3" Cap, Socket-head cap screw, Bonding pin, Helix, Tower, 6.75" slider, Qty. 1, 230340B | Inventory Item | 8.39 |  | No | Racking | 7.87 | 8.39 | 124
798 | 808 | 270-0921 |  | Racking | 270-0921 | 230940B | UniRac, MicroRail, 40mm, 9" Attachment Splice, includes: 9" Base, 9 " Cap, (2) Socket-head cap screws, Bonding pin, Helix, Tower, 6.75" Slider, Qty. 1, 230940B | Inventory Item | 14.19 |  | No | Racking | 13.32 | 14.19 | 15
799 | 809 | 270-0923 |  | Racking | 270-0923 | 240240B | UniRac, MicroRail, 40mm, Trimrail 132", Dark, Qty. 1 , , 240240B | Inventory Item | 59.1 |  | No | Racking | 55.49 | 59.1 | 3
800 | 810 | 270-0933 |  | Racking | 270-0933 | 230340F | UniRac, MicroRail, 40mm, 3" Microrail, includes: 3" Base, 3" Cap, Socket-head cap screw, Bonding pin, Helix, Tower, 6.75" slider, Use with Raised Seal Flashing, 230340F | Inventory Item | 8.39 |  | No | Racking | 7.87 | 8.39 | 45
801 | 811 | 270-0934 |  | Racking | 270-0934 | 230346F | UniRac, MicroRail, 46mm, 3" Microrail, includes: 3" Base, 3" Cap, Socket-head cap screw, Bonding pin, Helix, Tower, 6.75" slider, Use with Raised Seal Flashing, 230346F | Inventory Item | 8.57 |  | No | Racking | 7.87 | 8.57 | 80
802 | 812 | 270-0936 |  | Racking | 270-0936 | 230935F | UniRac, MicroRail, 35mm, 9" Splice, includes: base, cap, (3) cap screws, and bonding pins, Use with Raised Seal Flashing, 230935F | Inventory Item | 14.51 |  | No | Racking | 13.32 | 14.51 | 32
803 | 813 | 270-0937 |  | Racking | 270-0937 | 230940F | UniRac, MicroRail, 40mm, 9" Splice, includes: base, cap, (3) cap screws, and bonding pins, Use with Raised Seal Flashing, 230940F | Inventory Item | 14.19 |  | No | Racking | 13.32 | 14.19 | 30
804 | 814 | 270-0938 |  | Racking | 270-0938 | 230946F | UniRac, MicroRail, 46mm, 9" Splice, includes: base, cap, (3) cap screws, and bonding pins, Use with Raised Seal Flashing, 230946F | Inventory Item | 14.1 |  | No | Racking | 12.82 | 14.1 | 80
805 | 815 | 270-0939 |  | Racking | 270-0939 | 240904F | UniRac, MicroRail, Trim Roof Attachment, includes: Roof attachment, T-bolt, Tri-drive nut, Dovetail Locks, Square Nut, Clamp Bolt, 3" Slider, Use with Raised Seal Flashing, Qty. 1 assembly, 240904F | Inventory Item | 5.56 |  | No | Racking | 5.22 | 5.56 | 83
806 | 816 | USWC001-0046 | USWC001-0046 | Racking | 270-0940 | 240905C | UniRac, MicroRail, Floating Trim Clip, 240905C | Inventory Item | 2 |  | No | Racking | 1.84 | 2 | 125
807 | 817 | USMS100-0611 | USMS100-0611 | Racking | 270-0941 | QMAFBU-A-25 | QuickMount, Accessory Frame Mount Bracket Universal, UL2703 for SolarEdge Optimizer, or Enphase IQ, module frame thickness and racking agnostic, Mill finish, Qty. 1, QMAFBU-A-25 | Inventory Item | 4.85 |  | No | Racking | 4.46 | 4.85 | 195
808 | 818 | USMS100-0120 | USMS100-0120 | Racking | 270-0942 | FM-CM-001-B | IronRidge, Conduit Mount/Flashing for Composition roofs, for ¾ / 1” EMT, 9" x 12", Black, Qty. 1 box of 4, FM-CM-001-B | Inventory Item | 55.84 |  | No | Racking | 52.7 | 55.84 | 362
809 | 819 | 270-0995 |  | Racking | 270-0995 | 4000048 | K2, 13 X 25mm SS T-Bolt w/Serrated Nut, Pack of 100, 4000048 | Inventory Item | 0.13 |  | No | Racking | 0.13 | 1.1 | 1280
810 | 820 | USSE100-0222 | USSE100-0222 | Racking | 270-0999 | 15890 | QuickBolt, Flashing, Wide Based Hook Flashing, Galvolume (Coated Steel), 9" x 14", Qty. 1, 15890 | Inventory Item | 3.96 |  | No | Racking | 3.4 | 3.96 | 394
811 | 821 | 270-1000 |  | Racking | 270-1000 | QMLM-ST-A | QuickMount, L-Mount, 9 X 12” Flashing with Single Slot L-Foot, 5/16 X 4-1/2” Structural Screw, (T-30 or ½” socket), and EDPM Washer, Mill Finish, Qty. 1, QMLM-ST-A | Inventory Item | 5.04 |  | No | Racking | 4.73 | 5.04 | 2
812 | 822 | 270-1002 |  | Racking | 270-1002 | FX-MOUNT-35MM-B | IronRidge, FX, Rail-Less Mount 35mm, Black, Qty 1, FX-MOUNT-35MM-B | Inventory Item | 10.86 |  | No | Racking | 9.53 | 10.86 | 1795
813 | 823 | 270-1004 |  | Racking | 270-1004 | FX-TRIM-35MM-B-L | IronRidge, FX, Rail-Less Trim, Black, 35mm, For 1 60 Cell Landscape Module, 1663mm, ~65.5", Qty 1, FX-TRIM-35MM-B-L | Inventory Item | 24.47 |  | No | Racking | 21.48 | 24.47 | 145
814 | 824 | 270-1005 |  | Racking | 270-1005 | FX-TRIM-35MM-B-2P | IronRidge, FX, Rail-Less Trim, Black, 35mm, For 2 60 Cell Portrait Module, 2008mm, ~79", Qty 1, FX-TRIM-35MM-B-2P | Inventory Item | 29.28 |  | No | Racking | 25.7 | 29.28 | 265
815 | 825 | USMS100-0423 | USMS100-0423 | Racking | 270-1006 | QMC-LS5.5SP | QuickMount, Hardware Kit, 5/16" X 5-1/2" Lag Screw, with Sealing Plug and Fender Washer, COMPONENT, Qty. 1, QMC-LS5.5SP | Inventory Item | 2.51 |  | No | Racking | 2.31 | 2.79 | 25
816 | 826 | USMS100-0342 | USSB100-0104 | Racking | 270-1027 | 008114M | UniRac, MicroRail, MLPE Mounting Assembly, for micro inverters or optimizers, Qty. 1, 008114M | Inventory Item | 2.14 |  | No | Racking | 2.12 | 2.14 | 36745
817 | 827 | USMS100-0309 | USMS100-0309 | Racking | 270-1028 | 309003P | UniRac, Solarmount End Cap, for Standard rail, UV Black, Qty. 1, 309003P | Inventory Item | 0.71 |  | No | Racking | 0.7 | 0.71 | 297
818 | 828 | USMS100-0515 | USMS100-0515 | Racking | 270-1029 | M8 Flange Bolt | S-5!, M8 X 16mm Flanged Bolt, M8 Flange Bolt | Inventory Item | 0.25 |  | No | Racking | 0.23 | 0.29 | 54
819 | 829 | USMS100-0163 | USMS100-0163 | Racking | 270-1030 | QM-QBB-01-M1 | QuickMount, Q-Base Sub Kit with 5/16-18-8 SS Bolt, Qty. 1, QM-QBB-01-M1 | Inventory Item | 9.64 |  | No | Racking | 8.88 | 9.64 | 3063
820 | 830 | USMS100-0234 | USMS100-0234 | Racking | 270-1031 | QMC-F18X18-A-1 | QuickMount, Seamless Sub-Flashing, 18" x 18", Mill Finish, Qty. 1, QMC-F18X18-A-1 | Inventory Item | 13.38 |  | No | Racking | 12.32 | 13.38
821 | 831 | USMS100-0110 | USMS100-0110 | Racking | 270-1032 | FV-01-M1 | IronRidge, FlashVue Flashing with GripCap, 8" x 12", includes: 5/16" x 4.25" SS Lag Bolt with EPDM Washer, Mill Finish, Qty. 1, FV-01-M1 | Inventory Item | 9.12 |  | No | Racking | 7.82 | 9.12 | 4351
822 | 832 | USMS100-0111 | USMS100-0111 | Racking | 270-1033 | FV-01-B1 | IronRidge, FlashVue Flashing with GripCap, 8" x 12", includes: 5/16" x 4.25" SS Lag Bolt with EPDM Washer, Black Finish, Qty. 1, FV-01-B1 | Inventory Item | 9.77 |  | No | Racking | 8.38 | 9.77 | 76170
823 | 833 | USMS100-0664 | USMS100-0664 | Racking | 270-1034 | FV-GCP-01-B1 | IronRidge, FlashVue GripCap+, 1” Taller than Standard GripCap, Black Finish, Qty. 1, FV-GCP-01-B1 | Inventory Item | 3.38 |  | No | Racking | 3.34 | 3.38 | 539
824 | 834 | USMS100-0332 | USMS100-0332 | Racking | 270-1035 | 009021S | UniRac, Solar Mount Integrated Bonding, T-Bolt & Nut, 3/8" X 1", Clear SS, Qty. 1, 009021S | Inventory Item | 1.04 |  | No | Racking | 0.96 | 1.04 | 33492
825 | 835 | USMS100-0543 | USMS100-0543 | Racking | 270-1037 | GF1-GAL-BLK-0812 | EcoFasten, GreenFasten1, Flashing, 8" x 12", Galvalume base for single bracket, Matte Black, includes one 5/16" ID bonded washer, Qty. 1, GF1-GAL-BLK-0812 | Inventory Item | 2.85 |  | No | Racking | 2.69 | 2.85 | 8302
826 | 836 | USMS100-0551 | USMS100-0551 | Racking | 270-1041 | GF1-GAL-MLL-812 | EcoFasten, GreenFasten1, Flashing, 8" x 12", Galvalume base for single bracket, Mill Finish, includes one 5/16" ID bonded washer, Qty. 1, GF1-GAL-MLL-812 | Inventory Item | 2.17 |  | No | Racking | 2 | 2.17
827 | 837 | USMS100-0054 | USMS100-0054 | Racking | 270-1044 | GM-HSHW-01-M1 | IronRidge, Ground Screw Attachment Bolt, Hex Head w/ Thread Loc, to attach Ground Screw to Vertical Post, Qty. 1, GM-HSHW-01-M1 | Inventory Item | 2.02 |  | No | Racking | 1.62 | 2.02 | 675
828 | 838 | USMS100-0159 | USMS100-0159 | Racking | 270-1045 | QMLM-01-M1 | QuickMount, L-Mount, 9 X 12” Flashing with Open Slot L-Foot, 5/16 X 4” Lag and EPDM Washer, Mill Finish, Qty. 1, QMLM-01-M1 | Inventory Item | 6.71 |  | No | Racking | 6.66 | 6.71 | 18664
829 | 839 | USMS100-0160 | USMS100-0160 | Racking | 270-1046 | QM-LM-01-B1 | QuickMount, L-Mount, 9 X 12” Flashing with Open Slot L-Foot, 5/16 X 4” Lag and EPDM Washer, Black Finish, Qty. 1, QM-LM-01-B1 | Inventory Item | 7.46 |  | No | Racking | 7.41 | 7.46 | 34646
830 | 840 | USMS100-0161 | USMS100-0161 | Racking | 270-1048 | QM-LMST-01-B1 | QuickMount, L-Mount, 9 X 12” Flashing with Open Slot L-Foot, 5/16 X 4-1/2” Structural Screw, (T-30 or ½” socket), and EDPM Washer, Black Finish, Qty. 1, QM-LMST-01-B1 | Inventory Item | 7.46 |  | No | Racking | 7.41 | 7.46 | 729
831 | 841 | 270-1051 |  | Racking | 270-1051 | 16321 | QuickBolt, EPDM Conduit Mount for Comp Roofs, 2 ¼ X 7/8” with ¼ X 2” Mounting Screw, Qty. 1, 16321 | Inventory Item | 2.87 |  | No | Racking | 2.91 | 2.87 | 770
832 | 842 | USMS100-0277 | USMS100-0277 | Racking | 270-1052 | 403216M | UniRac, U-LA Rail Mounting Bracket, 2", Aluminum, Qty. 1, 403216M | Inventory Item | 10.23 |  | No | Racking | 10.1 | 8.59 | 10689
833 | 843 | USMS100-0118 | USMS100-0118 | Racking | 270-1053 | QM-THDF-01-M1 | QuickMount, IronRidge, Seamless Tile Hook Flashing, 9 X 14”, Mill Finish, for QM-HLS/HSS and IronRidge all Tile Hook Qty. 1, QM-THDF-01-M1 | Inventory Item | 2.37 |  | No | Racking | 2.24 | 2.37
834 | 844 | USMS100-0365 | USMS100-0365 | Racking | 270-1054 | LUGMLPE1 | UniRac, NXT HORIZON MLPE & LUG CLAMP, LUGMLPE1 | Inventory Item | 2.86 |  | No | Racking | 2.7 | 2.86 | 19588
835 | 845 | 270-1055 |  | Racking | 270-1055 | A-2.0 ENDCAP-24 | ProSolar, End Cap, for 2.0 Rail, UV Resistant Plastic, Clear, Qty. 1, A-2.0 ENDCAP-24 | Inventory Item | 0.72 |  | No | Racking | 0.71
836 | 846 | USMS100-0467 | USMS100-0467 | Racking | 270-1056 | A-2.0 ENDCAP-24B | ProSolar, End Cap, for 2.0 Rail, UV Resistant Plastic, Black, Qty. 1, A-2.0 ENDCAP-24B | Inventory Item | 0.65 |  | No | Racking | 0.64 | 0.65 | 59
837 | 847 | 270-1057 |  | Racking | 270-1057 | T-TileTrac drill kit 2.0 | ProSolar, Tile Trac Drill Kit, for 2.0 rail includes Drill Jig and EZ Rail Lock for Perfect Hole Alignment, T-TileTrac drill kit 2.0 | Inventory Item | 45.57 |  | No | Racking | 45
838 | 848 | USMS100-0558 | USMS100-0558 | Racking | 270-1058 | 0.90 Round Point Setscrew | S-5!, Replacement, Set screw, 3/8-24 X .90”, Qty. 1 bag of 50, 0.90 Round Point Setscrew | Inventory Item | 0.42 |  | No | Racking | 0.39 | 0.42 | 46
839 | 849 | 270-1059 |  | Racking | 270-1059 | K10466-005 | SunModo, Top Tile Mount, Rafter Attachment, 5” Stand-Off, K10466-005 | Inventory Item | 16.62 |  | No | Racking | 15.69
840 | 850 | 270-1060 |  | Racking | 270-1060 | K10466-007 | SunModo, Top Tile Mount, Rafter Attachment, 7” Stand-Off, K10466-007 | Inventory Item | 18.2 |  | No | Racking | 17.18
841 | 851 | 270-1061 |  | Racking | 270-1061 | K10461-105 | SunModo, Top Tile Mount, Deck Attachment, 5” Stand-Off, K10461-105 | Inventory Item | 26.25 |  | No | Racking | 24.78 | 26.25 | 10428
842 | 852 | 270-1063 |  | Racking | 270-1063 | K10461-107 | SunModo, Top Tile Mount, Deck Attachment, 7” Stand-Off, K10461-107 | Inventory Item | 28.21 |  | No | Racking | 26.63
843 | 853 | 270-1064 |  | Racking | 270-1064 | K10461-108 | SunModo, Top Tile Mount, Deck Attachment, 8” Stand-Off, K10461-108 | Inventory Item | 29.68 |  | No | Racking | 29.31
844 | 854 | 270-1065 |  | Racking | 270-1065 | A20452-001 | SunModo, Top Tile Mount Spacer 1”, A20452-001 | Inventory Item | 1.97 |  | No | Racking | 1.86
845 | 855 | USMS100-0559 | USMS100-0559 | Racking | 270-1067 | 17667SS | QuickBolt, Microflashing, 3” with 5 ¼” Hanger Bolt and Flanged Hex Nut, Qty. 1 Box of 25, 17667SS | Inventory Item | 117.09 |  | No | Racking | 115.63 | 121.77 | 2
846 | 856 | 270-1068 |  | Racking | 270-1068 | 17721SS | QuickBolt, Microflashing, 4” with 5 ¼” Hanger Bolt and Flanged Hex Nut, Qty. 1, 17721SS | Inventory Item | 119.33 |  | No | Racking | 117.84
847 | 857 | 270-1069 |  | Racking | 270-1069 | QMQR-CP40.8 B 6 | QuickMount, Quick Rack, Clamp Assembly 8" , 40mm, Bronze, Qty. 1 , QMQR-CP40.8 B 6 | Inventory Item | 22.41 |  | No | Racking | 21.04 | 22.41 | 6
848 | 858 | 270-1070 |  | Racking | 270-1070 | QMQR-CP40.2 B 24 | QuickMount, Quick Rack, Clamp Assembly 2" , 40mm, Bronze, Qty. 1, QMQR-CP40.2 B 24 | Inventory Item | 98.87 |  | No | Racking | 92.82 | 98.87 | 21
849 | 859 | USMS100-0523 | USMS100-0523 | Racking | 270-1071 | QMQR-SL 65.8 B 4 | QuickMount, Quick Rack, Landscape Skirt, 65.8", Bronze, Qty. 1 , QMQR-SL 65.8 B 4 | Inventory Item | 79.13 |  | No | Racking | 74.29 | 79.13 | 14
850 | 860 | 270-1072 |  | Racking | 270-1072 | QMQR-CP33.2 B 24 | QuickMount, Quick Rack, Clamp Assembly 2" , 33mm, Bronze, Qty. 1, QMQR-CP33.2 B 24 | Inventory Item | 98.87 |  | No | Racking | 92.82 | 98.87 | 3
851 | 861 | 270-1075 |  | Racking | 270-1075 | QMC-G8SF 12 | QuickMount, Hardware Kit, Serrated Flange Cap Screw, 5/16" x 1", Grade 8 Zinc, QBLOCK, Qty. 1, QMC-G8SF 12 | Inventory Item | 1.74 |  | No | Racking | 1.63 | 1.74 | 20
852 | 862 | 270-1077 |  | Racking | 270-1077 | 17510 | QuickBolt,Curved Tile Roof Hook, Side Mount Rails, 5mm thickness fixed height, 180 mmwide base, 7.5mm x 37 mm mounting screw slots, 10mm x 46mm rail attachmentslot, includes (2) 1/4 x 3" SS screws, Qty. 1 Box, 17510 | Inventory Item | 118.6 |  | No | Racking | 111.93 | 118.6 | 13
853 | 863 | 270-1078 |  | Racking | 270-1078 | 17734 | QuickBolt, Conduit Mounting Bracket, for Tile Roof, 17734 | Inventory Item | 3.47 |  | No | Racking | 2.97
854 | 864 | 270-1108 |  | Racking | 270-1108 | 232-01377 | SnapNrack, Comp Flashing, 9" X 12", Black Galvalume,(requires Umbrella Lag), 232-01377 | Inventory Item | 2.63 |  | No | Racking | 2.6 | 2.26 | 9639
855 | 865 | USMS100-0438 | USMS100-0438 | Racking | 270-1109 | 242-92093 | SnapNrack, MLPE Rail Attachment Kit, 242-92093 | Inventory Item | 1.49 |  | No | Racking | 1.47 | 1.02 | 22649
856 | 866 | USMS100-0567 | USMS100-0567 | Racking | 270-1110 | 242-92266 | SnapNrack, Umbrella Lag, 4”, 242-92266 | Inventory Item | 0.86 |  | No | Racking | 0.85 | 0.86 | 4352
857 | 867 | 270-1111 |  | Racking | 270-1111 | 242-02168 | SnapNrack, Sealing Washer Lag, 4 1/2”, SS, 242-02168 | Inventory Item | 0.7 |  | No | Racking | 0.69 | 0.7 | 32
858 | 868 | 270-1112 |  | Racking | 270-1112 | 232-01376 | SnapNrack, Comp Flashing, 9” x 12”, Silver Alum (requires Umbrella Lag), 232-01376 | Inventory Item | 2.55 |  | No | Racking | 2.51 | 2.55 | 320
859 | 869 | 270-1115 |  | Racking | 270-1115 | 015-11176 | SnapNrack, Array Edge Screen Kit, 4” x 100’, 40 Clips, 015-11176 | Inventory Item | 84.66 |  | No | Racking | 83.6
860 | 870 | 270-1116 |  | Racking | 270-1116 | 242-02175 | SnapNrack, Sealing Washer Wood Screw, #14 x 2¾”, SS, 242-02175 | Inventory Item | 0.46 |  | No | Racking | 0.44
861 | 871 | USMS100-0117 | USMS100-0117 | Racking | 270-1117 | FF2-02-B2 | IronRidge, Flashing, Flashfoot2 with Cap-foot, 8in x 12in, includes: 5/16in x 4.75in SS Lag Bolt with EPDM Washer, Black, UFO series, Qty. 1, FF2-02-B2 | Inventory Item | 12.33 |  | No | Racking | 11.32 | 12.33 | 3466
862 | 872 | USMS100-0116 | USMS100-0116 | Racking | 270-1118 | FF2-02-M2 | IronRidge, Flashing, Flashfoot2 with Cap-foot, 8in x 12in, includes: 5/16in x 4.75in SS Lag Bolt with EPDM Washer, Mill, UFO series, Qty. 1, FF2-02-M2 | Inventory Item | 11.39 |  | No | Racking | 10.75 | 11.39 | 26274
863 | 873 | 270-1119 |  | Racking | 270-1119 | 242-05165 | SnapNrack, SpeedSeal EMT Conduit Mounting Kit, for 1in EMT, 242-05165 | Inventory Item | 6.61 |  | No | Racking | 5.89
864 | 874 | USSE100-0118 | USSE100-0118 | Racking | 270-1241 | K10363-001 | SunModo, HR Rail Microinverter Mount Kit, K10363-001 | Inventory Item | 1.03 |  | No | Racking | 1.01 | 1.03 | 113
865 | 875 | 270-2000 |  | Racking | 270-2000 | 18-S6437 | Heyco, SunScreener (Critter-Guard) Stainless Steel Wire Mesh Clip, Color: Grey, Qty.1 Box of 100, 18-S6437 | Inventory Item | 67.09 |  | No | Racking | 66.25
866 | 876 | USMS100-0573 | USMS100-0573 | Racking | 270-2001 | 18-S6438 | Heyco, SunScreener (Critter-Guard) Stainless Steel Wire Mesh Clip, Color: Black, Qty.1 Box of 100, 18-S6438 | Inventory Item |  |  | No | Racking | 0 | 58.23 | 375
867 | 877 | 270-4000 |  | Racking | 270-4000 | 4000130 | K2, EverFlash Flat Tile Replacement Mill Finish, 4000130 | Inventory Item |  |  | No | Racking | 0
868 | 878 | 270-9076 |  | Racking | 270-9076 | 242-04105 | SnapNrack, Array Edge Screen Fastener, 242-04105 | Inventory Item | 1.43 |  | No | Racking | 1.41 | 1.43 | 34
869 | 879 | 270-9077 |  | Racking | 270-9077 | 232-03998 | SnapNrack, Array Edge Screen, 4” Black (100’), 232-03998 | Inventory Item | 66.35 |  | No | Racking | 65.52 | 33.81 | 1094
870 | 880 | 270-9078 |  | Racking | 270-9078 | K50052-003 | SunModo, SMR Microinverter Mount Kit (Short Version), K50052-003 | Inventory Item | 1.7 |  | No | Racking | 1.68 | 1.7 | 1571
871 | 881 | USMS100-0178 | USMS100-0178 | Racking | 270-9079 | CTR-TR84-01-B1 | IronRidge, Contour Trim Rail, Black, 84", Qty. 1, CTR-TR84-01-B1 | Inventory Item | 29.61 |  | No | Racking | 27.67 | 29.61 | 98
872 | 882 | USMS100-0177 | USMS100-0177 | Racking | 270-9080 | CTR-SPLC-01-M1 | IronRidge, Contour Trim Splice, Qty. 1, CTR-SPLC-01-M1 | Inventory Item | 1.81 |  | No | Racking | 1.69 | 1.81 | 190
873 | 883 | USMS100-0174 | USMS100-0174 | Racking | 270-9081 | CTR-CL-01-B1 | IronRidge, Contour Clamp, Qty. 1, CTR-CL-01-B1 | Inventory Item | 5.66 |  | No | Racking | 5.29 | 5.66 | 2144
874 | 884 | USMS100-0175 | USMS100-0175 | Racking | 270-9082 | CTR-IN-01-B1 | IronRidge, Contour Trim Inside Corner Cap, Black, Qty. 1, CTR-IN-01-B1 | Inventory Item | 27.16 |  | No | Racking | 25.38 | 27.16 | 164
875 | 885 | USMS100-0176 | USMS100-0176 | Racking | 270-9083 | CTR-OUT-01-B1 | IronRidge, Contour Trim Outer Corner Cap, Black, Qty. 1, CTR-OUT-01-B1 | Inventory Item | 27.16 |  | No | Racking | 25.38 | 27.16 | 227
876 | 886 | USMS100-0173 | USMS100-0173 | Racking | 270-9084 | CTR-CAP-01-B1 | IronRidge, Contour Trim End Caps, Black, Qty. 1 Pair L & R, CTR-CAP-01-B1 | Inventory Item | 2.93 |  | No | Racking | 2.74 | 2.93 | 61
877 | 887 | USMS100-0002 | USMS100-0002 | Racking | 270-9085 | 4000629-H | K2, Micro, MLPE, Accessory Mount, 4000629-H | Inventory Item | 1.35 |  | No | Racking | 1.17 | 1.35 | 2089
878 | 888 | 270-9089 |  | Racking | 270-9089 | 4000176 | K2, 44X CrossRail End Cap, Black Polyamide, 4000176 | Inventory Item | 0.82 |  | No | Racking | 0.71 | 0.82 | 2600
879 | 889 | 270-9090 |  | Racking | 270-9090 | AE-A1CAP-01-B1 | IronRidge, Aire Cap, A1, AE-A1CAP-01-B1 | Inventory Item | 0.51 |  | No | Racking | 0.5 | 0.51 | 8638
880 | 890 | 270-9091 |  | Racking | 270-9091 | AE-A2CAP-01-B1 | IronRidge, Aire Cap, A2, AE-A2CAP-01-B1 | Inventory Item | 0.51 |  | No | Racking | 0.5
881 | 891 | 270-9092 |  | Racking | 270-9092 | AE-DOCK-01-B1 | IronRidge, Aire Dock, Black, AE-DOCK-01-B1 | Inventory Item | 2.03 |  | No | Racking | 2 | 2.03 | 14715
882 | 892 | 270-9093 |  | Racking | 270-9093 | AE-MLPE-01-M1 | IronRidge, Aire MLPE Mount, AE-MLPE-01-M1 | Inventory Item | 1.2 |  | No | Racking | 1.19 | 1.2 | 9474
883 | 893 | 270-9095 |  | Racking | 270-9095 | 242-02731 | SnapNrack, 1 in. EMT Conduit Support Assembly, for Comp Roof, 242-02731 | Inventory Item | 5.46 |  | No | Racking | 4.2
884 | 894 | 270-9096 |  | Racking | 270-9096 | 242-02108 | SnapNrack, 1 in. EMT Conduit Support Assembly, for Tile Roof, 242-02108 | Inventory Item | 0.2 |  | No | Racking | 0.15
885 | 895 | USSSP110-1553 | USSSP110-1553 | Racking | 270-9097 | 003250W | UniRac, #12-14 X 2.50 SS Screw, for FlashLoc, FlashLoc Duo, 003250W | Inventory Item | 0.98 |  | No | Racking | 0.75 | 0.98 | 264
886 | 896 | 270-9098 |  | Racking | 270-9098 | QMLSF-17x4 A 1 | QuickMount, Flashing, for Low Slope Roof mounts, Aluminum, 17" x 17" x 4", Mill Finish, QBASE, Qty. 1, QMLSF-17x4 A 1 | Inventory Item | 17.36 |  | No | Racking | 16.3 | 17.36 | 4
887 | 897 | USMS100-0331 | USMS100-0331 | Racking | 270-9099 | 206072D-B | UniRac, SolarMount Trim, 168", Black, (Must sell multiples of 8 so items can ship in original packaging), Qty. 1, 206072D-B | Inventory Item | 64.52 |  | No | Racking | 63.72 | 64.52 | 107
888 | 898 | USMS100-0671 | USMS100-0671 | Racking | 270-9100 | QMTR-BM-A-12 | QuickMount, Base Mount, for use with Tile Replacement, Mill Finish, QBLOCK, Qty. 1, QMTR-BM-A-12 | Inventory Item | 14.38 |  | No | Racking | 14.2 | 14.38 | 209
889 | 899 | USMS100-0038 | USMS100-0038 | Racking | 271-0008 | FRA-BASE-01-M1 | IronRidge, Flat Roof Attachment Mill Base, with 3/8 X 1.25” SS Bolt and Washers, Qty. 1, FRA-BASE-01-M1 | Inventory Item | 30.27 |  | No | Racking | 29.89 | 30.27 | 1186
890 | 900 | USMS100-0039 | USMS100-0039 | Racking | 271-0009 | FRA-M60T-GF-W1 | IronRidge, Flat Roof Attachment Membrane, 60 mil, TPO, GAF, White, Qty. 1, FRA-M60T-GF-W1 | Inventory Item | 11.99 |  | No | Racking | 11.31 | 11.99 | 55
891 | 901 | USMS100-0040 | USMS100-0040 | Racking | 271-0010 | FRA-M60P-GF-W1 | IronRidge, Flat Roof Attachment Membrane, 60 mil, PVC, GAF, White, Qty. 1, FRA-M60P-GF-W1 | Inventory Item | 13.7 |  | No | Racking | 12.93 | 16.09 | 14
892 | 902 | USMS100-0041 | USMS100-0041 | Racking | 271-0011 | FRA-M60T-JM-W1 | IronRidge, Flat Roof Attachment Membrane, 60 mil, TPO, Johns Manville, White, Qty. 1, FRA-M60T-JM-W1 | Inventory Item | 11.99 |  | No | Racking | 11.04 | 14.09
893 | 903 | USMS100-0042 | USMS100-0042 | Racking | 271-0012 | FRA-M60T-MH-W1 | IronRidge, Flat Roof Attachment Membrane, 60 mil, TPO, Mule Hide, White, Qty. 1, FRA-M60T-MH-W1 | Inventory Item | 11.99 |  | No | Racking | 11.04 | 11.99
894 | 904 | USMS100-0121 | USMS100-0121 | Racking | 271-0013 | FRA-M60P-MH-W1 | IronRidge, Flat Roof Attachment Membrane, 60 mil, PVC, Mule Hide, White, Qty. 1, FRA-M60P-MH-W1 | Inventory Item | 13.7 |  | No | Racking | 12.61 | 16.09
895 | 905 | USMS100-0122 | USMS100-0122 | Racking | 271-0014 | FRA-M60T-FS-W1 | IronRidge, Flat Roof Attachment Membrane, 60 mil, TPO, Firestone, White, Qty. 1, FRA-M60T-FS-W1 | Inventory Item | 11.99 |  | No | Racking | 11.31 | 14.09 | 882
896 | 906 | USMS100-0043 | USMS100-0043 | Racking | 271-0015 | FRA-M60T-CA-W1 | IronRidge, Flat Roof Attachment Membrane, 60 mil, TPO, Carlisle, White, Qty. 1, FRA-M60T-CA-W1 | Inventory Item | 11.99 |  | No | Racking | 11.31 | 14.09 | 60
897 | 907 | USMS100-0044 | USMS100-0044 | Racking | 271-0016 | FRA-M60K-CA-W1 | IronRidge, Flat Roof Attachment Membrane, 60 mil, KEE, Carlisle, White, Qty. 1, FRA-M60K-CA-W1 | Inventory Item | 13.7 |  | No | Racking | 12.61 | 16.09 | 40
898 | 908 | USMS100-0045 | USMS100-0045 | Racking | 271-0017 | FRA-M60P-SN-W1 | IronRidge, Flat Roof Attachment Membrane, 60 mil, PVC, Sarnafil, White, Qty. 1, FRA-M60P-SN-W1 | Inventory Item | 13.7 |  | No | Racking | 12.93 | 16.09 | 39
899 | 909 | USMS100-0381 | USMS100-0381 | Racking | 271-0023 | 310999 | UniRac, FlashLoc-RM, Flat Roof Attachment Base, Chem Link M-1 and 1-Part included in kit, Qty. 1 Pack of 10, 310999 | Inventory Item | 428.34 |  | No | Racking | 404.25 | 428.34 | 6
900 | 910 | 310-0006 |  | Inverters | 310-0006 | SE11400H-US000BEU5 | SolarEdge, SE11400H-US, Home-Wave, 1-Ph, Grid Tied Inverter, 11.4kW, 208/240Vac, 60 Hz, 3 Unfused Input, 12 Yr Warr, Ground-Fault/Arc-Fault Protection, Ungrounded, RS485 and Ethernet, -40C, AC-RSD, UL1741-SB, SetApp Enabled, Home-Net Compatible, SE11400H-US000BEU5 | Inventory Item | 2440.9 | 11400 | No | Inverters | 2283.42 | 2440.9 | 120
901 | 911 | 310-0007 |  | Inverters | 310-0007 | SE11400H-USSNBBL15 | SolarEdge, SE11400H-US Energy Hub, Single Phase, Grid Tied Inverter, Dual Rated 11.4kW/10kW Battery Access, 240Vac, 60 Hz, 2 Unfused Input, 12 Yr Warr, Ground-Fault/Arc-Fault Protection, RS485 and Ethernet, with 5 Year Cell plan, -40C, AC RSD, w/RGM, and Consumption Meter (Add CT’s), SetApp Enabled, UL1741-SB, Home-Net Compatible, SE11400H-USSNBBL15 | Inventory Item | 3115.28 | 11400 | No | Inverters | 2914.29 | 3115.28 | 64
902 | 912 | 310-0008 |  | Inverters | 310-0008 | SE11400H-US000BEI5 | SolarEdge, SE11400H-US, HD-Wave, 1-Ph, Grid Tied Inverter, 11.4kW, 240Vac, 60 Hz, 3 Unfused Input, 12 Yr Warr, Ground-Fault/Arc-Fault Protection, RS485 and Ethernet, -40C, AC-RSD, w/RGM & Consumption Meter (Add CT's), UL1741-SA, SetApp Enabled, Home-Net Compatible, SE11400H-US000BEI5 | Inventory Item | 2641.91 | 11400 | No | Inverters | 2471.46
903 | 913 | 310-0011 |  | Inverters | 310-0011 | SE7600H-USMNBBL15 | SolarEdge, Energy Hub SE7600H-US HD-Wave, 1-Ph, Grid Tied Inverter, Dual Rated 7.6kW/10kW Battery Access, 240Vac, 60 Hz, 2 Unfused Input, 12 Yr Warr, Ground-Fault/Arc-Fault Protection, RS485 and Ethernet, with 5 Year Cell plan, -40C, AC RSD, w/RGM, and Consumption Meter (Add CT’s), SetApp Enabled, UL1741-SA, SE7600H-USMNBBL15 | Inventory Item | 2652.06 | 7600 | No | Inverters | 2480.96 | 2652.06 | 32
904 | 914 | 310-0012 |  | Inverters | 310-0012 | SE10000H-USMNBBL15 | SolarEdge, Energy Hub SE10000H-US HD-Wave, 1-Ph, Grid Tied Inverter, Dual Rated 10kW/10kW Battery Access, 240Vac, 60 Hz, 2 Unfused Input, 12 Yr Warr,Ground-Fault/Arc-Fault Protection, RS485 and Ethernet, with 5 Year Cell plan, -40C, AC RSD, w/RGM, and Consumption Meter (Add CT’s), SetApp Enabled, UL1741-SA, SE10000H-USMNBBL15 | Inventory Item | 2978.26 | 10000 | No | Inverters | 2786.12
905 | 915 | 310-0013 |  | Inverters | 310-0013 | SE3800H-USMNBBX14 | SolarEdge, Energy Hub SE3800H-US HD-Wave, Single Phase, Grid Tied Inverter, Dual Rated 3.8kW/7kW Battery Access, 240Vac, 60 Hz, 2 Unfused Input, Ground-Fault/Arc-Fault Protection, RS485, Ethernet, with Wi-Fi Antenna, -40C, AC RSD, w/RGM, and Consumption Meter (Add CT’s), SetApp Enabled, UL1741-SB, 12 Yr. Warr, SE3800H-USMNBBX14 | Inventory Item | 1592.8 | 3800 | No | Inverters | 1490.04
906 | 916 | USIN100-0322 | USIN100-0322 | Energy Storage | 310-0044 | XVT076A03 | Generac, PWRcell 7.6kW Single Phase 120/240Vac Grid-Tie/Back-Up Inverter with 2 CT’s, UL1741-SA (Rule-21), XVT076A03 | Inventory Item | 3328.35 |  | No | Energy Storage | 3059.01 | 3328.35 | 20
907 | 917 | 310-0045 |  | Inverters | 310-0045 | SE5700H-USSNBBX14 | SolarEdge, Energy Hub SE5700H-US HD-Wave, Single Phase, Grid Tied Inverter, Dual Rated 5.7kW/6kW Battery Access, 240Vac, 60 Hz, 2 Unfused Input, Ground-Fault/Arc-Fault Protection, RS485, Ethernet, with Wi-Fi Antenna, -40C, AC RSD, w/RGM, and Consumption Meter (Add CT’s), SetApp Enabled, UL1741-SB, 12 Yr. Warr, SE5700H-USSNBBX14 | Inventory Item | 1980.48 | 6000 | No | Inverters | 1852.71
908 | 918 | 310-0046 |  | Inverters | 310-0046 | SE7600H-USSNBBX14 | SolarEdge, Energy Hub SE7600H-US HD-Wave, Single Phase, Grid Tied Inverter, Dual Rated 7.6kW/7kW Battery Access, 240Vac, 60 Hz, 2 Unfused Input, Ground-Fault/Arc-Fault Protection, RS485, Ethernet, with Wi-Fi Antenna, -40C, AC RSD, w/RGM, and Consumption Meter (Add CT’s), SetApp Enabled, UL1741-SB, 12 Yr. Warr, SE7600H-USSNBBX14 | Inventory Item | 2224.48 | 7600 | No | Inverters | 2080.97
909 | 919 | 310-0054 |  | Inverters | 310-0054 | SE7600H-USMNBBX15 | SolarEdge, Energy Hub SE7600H-US HD-Wave, Single Phase, Grid Tied Inverter, Dual Rated 7.6kW/10kW Battery Access, 240Vac, 60 Hz, 2 Unfused Input, Ground-Fault/Arc-Fault Protection, RS485, Ethernet, with Wi-Fi Antenna, -40C, AC RSD, w/RGM, and Consumption Meter (Add CT’s), SetApp Enabled, UL1741-SB, 12 Yr. Warr, SE7600H-USMNBBX15 | Inventory Item | 2374.8 | 7600 | No | Inverters | 2221.59
910 | 920 | 310-0055 |  | Inverters | 310-0055 | SE10000H-USMNBBX15 | SolarEdge, Energy Hub SE10000H-US HD-Wave, Single Phase, Grid Tied Inverter, Dual Rated 10kW/10kW Battery Access, 240Vac, 60 Hz, 2 Unfused Input, Ground-Fault/Arc-Fault Protection, RS485, Ethernet, with Wi-Fi Antenna, -40C, AC RSD, w/RGM, and Consumption Meter (Add CT’s), SetApp Enabled, UL1741-SB, 12 Yr. Warr, SE10000H-USMNBBX15 | Inventory Item | 2681.2 | 10000 | No | Inverters | 2508.22
911 | 921 | 310-0056 |  | Inverters | 310-0056 | SE11400H-USSNBBX15 | SolarEdge, Energy Hub SE11400H-US HD-Wave, Single Phase, Grid Tied Inverter, Dual Rated 11.4kW/10kW Battery Access, 240Vac, 60 Hz, 2 Unfused Input, Ground-Fault/Arc-Fault Protection, RS485,Ethernet, with Wi-Fi Antenna, -40C, AC RSD, w/RGM, and Consumption Meter (Add CT’s), SetApp Enabled, UL1741-SB, 12 Yr. Warr, SE11400H-USSNBBX15 | Inventory Item | 2835.41 | 11400 | No | Inverters | 2652.48
912 | 922 | 310-0057 |  | Inverters | 310-0057 | PVI-36TL-480-V2 | Yaskawa Solectria, PVI 36TL-V2, 3-Ph WYE Grid tied inverter, 36kW, 480VAC, 60Hz, 1000VDC, 3 MPPT, 10 Yr. Warranty, Transformerless, RS485, Arc-Fault Detection, NEMA4X, Network Card Required for Communication, Mount 15 - 90°, [MUST ADD WIRING BOX] Rule-21, PVI-36TL-480-V2 | Inventory Item | 3890.24 | 36000 | No | Inverters | 3752.94
913 | 923 | USIN100-0058 | USIN100-0058 | Inverters | 310-0104 | SE5000H-US000NNV2 | SolarEdge, SE5000H-US, HD-Wave, 1-Ph, Grid Tied Inverter with Level 2 EV Charger, 5000W, 240Vac, 60 Hz, 2 Unfused Input, 12 Yr Warr, Ground-Fault/AFCI, Ungrounded, RS485 and Ethernet, AC-RSD, UL-1741-SA (Rule-21) , SE5000H-US000NNV2 | Inventory Item | 1391.37 | 5000 | No | Inverters | 1334.58 | 1391.37 | 2
914 | 924 | 310-0119 |  | Energy Storage | 310-0119 | HB51 | Panasonic EverVolt, AC 120/240V Inverter, HB51 | Inventory Item | 4024.39 |  | No | Energy Storage | 3666.67
915 | 925 | USSS100-0093 | USSS100-0093 | Energy Storage | 310-0120 | H5001 | Panasonic EverVolt, DC 120/240V Inverter, H5001 | Inventory Item | 4024.39 |  | No | Energy Storage | 3666.67 | 4024.39
916 | 926 | 310-0194 |  | Energy Storage | 310-0194 | SBS3.8-US-10 | SMA, Sunny Boy Storage SB-3.8, 1 Ph Battery Inverter, 3800W, 240VAC, 60Hz, integrated DC Discon, 3, 10A DC Inputs, with SPS,10 Yr Warr, Transformerless, Arc-Fault Protection, Built in Ethernet/WLAN, use with Li-Ion battery, SBS3.8-US-10 | Inventory Item | 1853.66 | 3800 | No | Energy Storage | 1688.89 | 1853.66 | 1
917 | 927 | USIN100-0090 | USIN100-0090 | Energy Storage | 310-0195 | SBS5.0-US-10 | SMA, Sunny Boy Storage SB-5.0, 1 Ph Battery Inverter, 5000W, 240VAC, 60Hz, integrated DC Discon, 3, 10A DC Inputs, with SPS,10 Yr Warr, Transformerless, Arc-Fault Protection, Built in Ethernet/WLAN, use with Li-Ion battery, SMA, Sunny Boy Storage SB-5.0, 1 Ph Battery Inverter, 5000W, 240VAC, 60Hz, integrated DC Discon, 3, 10A DC Inputs, with SPS,10 Yr Warr, Transformerless, Arc-Fault Protection, Built in Ethernet/WLAN, use with Li-Ion battery, SBS5.0-US-10 | Inventory Item | 2048.78 | 5000 | No | Energy Storage | 1866.67 | 2048.78
918 | 928 | USIN100-0091 | USIN100-0091 | Energy Storage | 310-0196 | SBS6.0-US-10 | SMA, Sunny Boy Storage SB-6.0, 1 Ph Battery Inverter, 6000W, 240VAC, 60Hz, integrated DC Discon, 3, 10A DC Inputs, with SPS,10 Yr Warr, Transformerless, Arc-Fault Protection, Built in Ethernet/WLAN, use with Li-Ion battery, SBS6.0-US-10 | Inventory Item | 2243.9 | 6000 | No | Energy Storage | 2044.44 | 2243.9
919 | 929 | USIN100-0288 | USIN100-0288 | Inverters | 310-0283 | SE3800H-US000BNI4 | SolarEdge, SE3800H-US HD-Wave, 1-Ph, Grid Tied Inverter, 3800W, 208/240Vac, 60 Hz, 2 Unfused Input, 12 Yr Warr,Ground-Fault/Arc-Fault Protection, RS485 and Ethernet, -40C, AC RSD, UL1741-SA, w/RGM & Consumption Meter (Add CT’s), SetApp Enabled, SE3800H-US000BNI4 | Inventory Item | 1360.06 | 3800 | No | Inverters | 1272.31 | 1360.06 | 3
920 | 930 | USIN100-0289 | USIN100-0289 | Inverters | 310-0284 | SE5000H-US000BNI4 | SolarEdge, SE5000H-US HD-Wave, 1-Ph, Grid Tied Inverter, 5000W, 240Vac, 60 Hz, 2 Unfused Input, 12 Yr Warr, Ground-Fault/Arc-Fault Protection, RS485 and Ethernet, -40C, AC RSD, UL1741-SA, w/RGM & Consumption Meter (Add CT’s), SetApp Enabled, SE5000H-US000BNI4 | Inventory Item | 1717.11 | 5000 | No | Inverters | 1606.33 | 1717.11 | 37
921 | 931 | USIN100-0055 | USIN100-0055 | Inverters | 310-0286 | SE7600H-US000BNI4 | SolarEdge, SE7600H-US HD-Wave, 1-Ph, Grid Tied Inverter, 7600W, 240Vac, 60 Hz, 2 Unfused Input, 12 Yr Warr, Ground-Fault/Arc-Fault Protection, RS485 and Ethernet, -40C, AC RSD, UL1741-SA, w/RGM & Consumption Meter (Add CT’s), SetApp Enabled, SE7600H-US000BNI4 | Inventory Item | 2022.11 | 7600 | No | Inverters | 1891.66 | 2022.11 | 20
922 | 932 | USIN100-0049 | USIN100-0049 | Inverters | 310-0287 | SE10000H-US000BNI4 | SolarEdge, SE10000H-US, HD-Wave, 1-Ph, Grid Tied Inverter, 10kW, 240Vac, 60 Hz, 3 Unfused Input, 12 Yr Warr, Ground-Fault/Arc-Fault Protection, RS485 and Ethernet, -40C, AC-RSD, UL-1741-SA, w/RGM & Consumption Meter (Add CT’s), SetApp Enabled, SE10000H-US000BNI4 | Inventory Item | 2302.44 | 10000 | No | Inverters | 2208.46 | 2302.44 | 2
923 | 933 | USIN100-0050 | USIN100-0050 | Inverters | 310-0288 | SE11400H-US000BNI4 | SolarEdge, SE11400H-US, HD-Wave, 1-Ph, Grid Tied Inverter, 11.4kW, 240Vac, 60 Hz, 3 Unfused Input, 12 Yr Warr, Ground-Fault/Arc-Fault Protection, RS485 and Ethernet, -40C, AC-RSD, UL1741-SA, w/RGM & Consumption Meter (Add CT’s), SetApp Enabled, SE11400H-US000BNI4 | Inventory Item | 2641.91 | 11400 | No | Inverters | 2471.46 | 2641.91 | 6
924 | 934 | 310-0291 |  | Inverters | 310-0291 | SE10000H-US000BEI4 | SolarEdge, SE10000H-US, HD-Wave, 1-Ph, Grid Tied Inverter, 10kW, 240Vac, 60 Hz, 3 Unfused Input, 12 Yr Warr, Ground-Fault/Arc-Fault Protection, RS485 and Ethernet, -40C, AC-RSD, w/RGM & Consumption Meter (Add CT’s), UL-1741-SA ,SetApp Enabled, Compatible with Energy Net Communicator, SE10000H-US000BEI4 | Inventory Item | 2487.69 | 10000 | No | Inverters | 2327.19 | 2487.69 | 15
925 | 935 | USIN100-0056 | USIN100-0056 | Inverters | 310-0292 | SE11400H-US000BEI4 | SolarEdge, SE11400H-US, HD-Wave, 1-Ph, Grid Tied Inverter, 11.4kW, 240Vac, 60 Hz, 3 Unfused Input, 12 Yr Warr, Ground-Fault/Arc-Fault Protection, RS485 and Ethernet, -40C, AC-RSD, w/RGM & Consumption Meter (Add CT’s), UL1741-SA, SetApp Enabled, Compatible with Energy Net Communicator, SE11400H-US000BEI4 | Inventory Item | 2641.91 | 11400 | No | Inverters | 2471.46 | 2641.91 | 2
926 | 936 | USIN100-0060 | USIN100-0060 | Inverters | 310-0293 | SE5000H-US000BEI4 | SolarEdge, SE5000H-US HD-Wave, 1-Ph, Grid Tied Inverter, 5000W, 240Vac, 60 Hz, 2 Unfused Input, 12 Yr Warr, Ground-Fault/Arc-Fault Protection, RS485 and Ethernet, -40C, AC RSD, w/RGM & Consumption Meter (Add CT’s), UL1741-SA, SetApp Enabled, Compatible with Energy Net Communicator, SE5000H-US000BEI4 | Inventory Item | 1717.11 | 5000 | No | Inverters | 1606.33
927 | 937 | 310-0294 |  | Inverters | 310-0294 | SE6000H-US000BEI4 | SolarEdge, SE6000H-US HD-Wave, 1-Ph, Grid Tied Inverter, 6000W, 208/240Vac, 60 Hz, 2 Unfused Input, 12 Yr Warr, Ground-Fault/Arc-Fault Protection, RS485 and Ethernet, -40C, AC RSD, w/RGM & Consumption Meter (Add CT’s), UL1741-SA, SetApp Enabled, Compatible with Energy Net Communicator, SE6000H-US000BEI4 | Inventory Item | 1778.11 | 6000 | No | Inverters | 1663.4 | 1645.7 | 10
928 | 938 | 310-0296 | USIN100-0057 | Inverters | 310-0296 | SE3800H-US000BEI4 | SolarEdge, SE3800H-US HD-Wave, 1-Ph, Grid Tied Inverter, 3800W, 208/240Vac, 60 Hz, 2 Unfused Input, 12 Yr. Warranty, Ground-Fault/Arc-Fault Protection, RS485 and Ethernet, -40C, AC RSD, UL1741-SA, w/RGM & Consumption Meter (Add CT’s), SetApp Enabled, Compatible with Energy Net Communicator, SE3800H-US000BEI4 | Inventory Item | 1360.06 | 3800 | No | Inverters | 1272.31 | 1360.06 | 7
929 | 939 | USIN100-0059 | USIN100-0059 | Inverters | 310-0297 | SE7600H-US000BEI4 | SolarEdge, SE7600H-US HD-Wave, 1-Ph, Grid Tied Inverter, 7600W, 240Vac, 60 Hz, 2 Unfused Input, 12 Yr. Warranty, Ground-Fault/Arc-Fault Protection, RS485 and Ethernet, -40C, AC RSD, UL1741-SA, w/RGM & Consumption Meter (Add CT’s), SetApp Enabled, Compatible with Energy Net Communicator, SE7600H-US000BEI4 | Inventory Item | 2022.11 | 7600 | No | Inverters | 1891.66
930 | 940 | 310-0523 |  | Inverters | 310-0523 | SE3000A-US000NNR2 | SolarEdge, SE3000A-U 1-Ph Grid Tied Inverter with (RGM) Revenue Grade Meter, 3300W, 240VAC, 60Hz, DC Discon, 2 Unfused Input, No MPPT, 12 Yr Warr, Ungrounded, RS485 and Ethernet, Arc-Fault Protection, SE3000A-US000NNR2 | Inventory Item | 1078.03 | 3000 | No | Inverters | 1034.03 | 1078.03 | 6
931 | 941 | USIN100-0286 | USIN100-0286 | Inverters | 310-0595-B | SE3800H-US000BNU4 | B Grade SolarEdge, SE3800H-US HD-Wave, 1-Ph, Grid Tied Inverter, 3800W, 208/240Vac, 60 Hz, 2 Unfused Input, 12 Yr Warr,Ground-Fault/Arc-Fault Protection, Ungrounded, RS485 and Ethernet, -40C, AC RSD, UL1741-SA, SetApp Enabled, SE3800H-US000BNU4 | Inventory Item | 1063.79 | 3800 | No | Inverters | 1120.98
932 | 942 | USIN100-0150 | USIN100-0150 | Inverters | 310-0597 | SE6000H-US000BNU4 | B Grade SolarEdge, SE6000H-US HD-Wave, 1-Ph, Grid Tied Inverter, 6000W, 208/240Vac, 60 Hz, 2 Unfused Input, 12 Yr Warr, Ground-Fault/Arc-Fault Protection, Ungrounded, RS485 and Ethernet, -40C, AC RSD, UL1741-SA, SetApp Enabled, SE6000H-US000BNU4 | Inventory Item | 1222.18 | 6000 | No | Inverters | 1172.3 | 1576.9 | 13
933 | 943 | USIN100-0066 | USIN100-0066 | Inverters | 310-0598 | SE7600H-US000BNU4 | SolarEdge, SE7600H-US HD-Wave, 1-Ph, Grid Tied Inverter, 7600W, 240Vac, 60 Hz, 2 Unfused Input, 12 Yr Warr, Ground-Fault/Arc-Fault Protection, Ungrounded, RS485 and Ethernet, -40C, AC RSD, UL1741-SA, SetApp Enabled, SE7600H-US000BNU4 | Inventory Item | 1819.51 | 7600 | No | Inverters | 1711.9 | 1759.54 | 134
934 | 944 | USIN100-0241 | USIN100-0241 | Inverters | 310-0600 | SE11400H-US000BNU4 | SolarEdge, SE11400H-US, HD-Wave, 1-Ph, Grid Tied Inverter, 11.4kW, 208/240Vac, 60 Hz, 3 Unfused Input, 12 Yr Warr, Ground-Fault/Arc-Fault Protection, Ungrounded, RS485 and Ethernet, -40C, AC-RSD, UL1741-SA, SetApp Enabled, SE11400H-US000BNU4 | Inventory Item | 2440.9 | 11400 | No | Inverters | 2283.42 | 2440.9 | 27
935 | 945 | USIN100-0083 | USIN100-0083 | Inverters | 310-0613_S | SB7.7-1SP-US-41 | SMA, Sunny Boy SB-7.7-US 1-Ph Grid Tied Inverter, 7700W, 208/240VAC, 60Hz, integrated DC Discon, 3 MPPT Input, 10 Yr Warr, Transformerless, Arc-Fault Protection, Built in Ethernet/WLAN, SunSpec RSD compliant, SB7.7-1SP-US-41 | Inventory Item | 1452.81 | 7700 | No | Inverters | 1307.53
936 | 946 | USIN100-0240 | USIN100-0240 | Inverters | 310-0622 | SE3800A-USS2RNCB2 | SolarEdge, StorEdge, 3.8 kW, 1-Ph Grid Tied Inverter, 3800W, 240VAC, 60Hz, DC Discon, 2 Unfused PV Input, 12 Yr Warr, Ungrounded, RS485, Ethernet, and 5 Year Cell plan, RSD, -25C, AFCI, UL-1741-SA, SE3800A-USS2RNCB2 | Inventory Item | 1099 | 3800 | No | Inverters | 0 | 1099
937 | 947 | USIN100-0064 | USIN100-0064 | Inverters | 310-0624-B | SE7600A-USS2RNCB2 | B Grade SolarEdge, StorEdge, 7.6kW, 1-Ph Grid Tied Inverter, 7600W, 240VAC, 60Hz, DC Discon, 2 Unfused PV Input, 12 Yr Warr, Ungrounded, RS485, Ethernet, and 5 Year Cell plan, RSD, -25C, AFCI, UL-1741-SA, SE7600A-USS2RNCB2 | Inventory Item | 1500 | 7600 | No | Inverters | 2119.84 | 1500 | 1
938 | 948 | USIN100-0054 | USIN100-0054 | Inverters | 310-0630 | SE3800A-USS2RLCB2 | SolarEdge, StorEdge, 3.8 kW, 1-Ph Grid Tied Inverter, 3800W, 240VAC, 60Hz, DC Discon, 2 Unfused PV Input, 12 Yr Warr, Ungrounded, RS485, Ethernet, and 5 Year Cell plan, RSD, -25C, AFCI, UL-1741-SA, SE3800A-USS2RLCB2 | Inventory Item | 1099 | 3800 | No | Inverters | 0 | 1099 | 1
939 | 949 | USIN100-0063 | USIN100-0063 | Inverters | 310-0632 | SE7600A-USS2RLCB2 | SolarEdge, StorEdge, 7.6kW, 1-Ph Grid Tied Inverter, 7600W, 240VAC, 60Hz, DC Discon, 2 Unfused PV Input, 12 Yr Warr, Ungrounded, RS485, Ethernet, and 5 Year Cell plan, RSD, -25C, AFCI, UL-1741-SA, SE7600A-USS2RLCB2 | Inventory Item | 1649 | 7600 | No | Inverters | 0 | 1649
940 | 950 | 310-0643 |  | Inverters | 310-0643 | SE7600H-USSNBBL14 | SolarEdge, Energy Hub SE7600H-US HD-Wave, Single Phase, Grid Tied Inverter, Dual Rated 7.6kW/7kW Battery Access, 240Vac, 60 Hz, 2 Unfused Input, 12 Yr Warr,Ground-Fault/Arc-Fault Protection, RS485 and Ethernet, with 5 Year Cell plan, -40C, AC RSD, w/RGM, and Consumption Meter (Add CT’s), SetApp Enabled, UL1741-SA, SE7600H-USSNBBL14 | Inventory Item | 2484.18 | 7600 | No | Inverters | 2323.91 | 2484.18 | 141
941 | 951 | USSS100-0022 | USSS100-0022 | Inverters | 310-0644 | SE10000H-USSNBBL14 | SolarEdge, Energy Hub SE10000H-US HD-Wave, Single Phase, Grid Tied Inverter, Dual Rated 10kW/10kW Battery Access, 240Vac, 60 Hz, 2 Unfused Input, 12 Yr Warr,Ground-Fault/Arc-Fault Protection, RS485 and Ethernet, with 5 Year Cell plan, -40C, AC RSD, w/RGM, and Consumption Meter (Add CT’s), SetApp Enabled, UL1741-SA, SE10000H-USSNBBL14 | Inventory Item | 2978.26 | 10000 | No | Inverters | 2786.12 | 2978.26 | 46
942 | 952 | USIN100-0037 | USIN100-0037 | Inverters | 310-0645 | SE11400H-USSNBBL14 | SolarEdge, Energy Hub SE11400H-US HD-Wave, Single Phase, Grid Tied Inverter, Dual Rated 11.4kW/10kW Battery Access, 240Vac, 60 Hz, 2 Unfused Input, 12 Yr Warr,Ground-Fault/Arc-Fault Protection, RS485 and Ethernet, with 5 Year Cell plan, -40C, AC RSD, w/RGM, and Consumption Meter (Add CT’s), SetApp Enabled, UL1741-SA, SE11400H-USSNBBL14 | Inventory Item | 3115.28 | 11400 | No | Inverters | 2914.29 | 3115.28 | 3
943 | 953 | USIN100-0068 | USIN100-0068 | Inverters | 310-0646 | SE7600H-USMNBBL14 | SolarEdge, Energy Hub SE7600H-US HD-Wave, Single Phase, Grid Tied Inverter, Dual Rated 7.6kW/10kW Battery Access, 240Vac, 60 Hz, 2 Unfused Input, 12 Yr Warr, Ground-Fault/Arc-Fault Protection, RS485 and Ethernet, with 5 Year Cell plan, -40C, AC RSD, w/RGM, and Consumption Meter (Add CT’s), SetApp Enabled, UL1741-SA, SE7600H-USMNBBL14 | Inventory Item | 2652.06 | 7600 | No | Inverters | 2480.96 | 2652.06 | 12
944 | 954 | 310-0647 |  | Inverters | 310-0647 | SE3800H-USMNBBL14 | SolarEdge, Energy Hub SE3800H-US HD-Wave, Single Phase, Grid Tied Inverter, Dual Rated 3.8kW/7kW Battery Access, 240Vac, 60 Hz, 2 Unfused Input, 12 Yr Warr, Ground-Fault/Arc-Fault Protection, RS485 and Ethernet, with 5 Year Cell plan, -40C, AC RSD, w/RGM, and Consumption Meter (Add CT’s), SetApp Enabled, UL1741-SA, SE3800H-USMNBBL14 | Inventory Item | 1933.1 | 3800 | No | Inverters | 1808.39 | 1933.1 | 100
945 | 955 | 310-0648 |  | Inverters | 310-0648 | SE6000H-USSNBBL14 | SolarEdge, Energy Hub SE6000H-US HD-Wave, Single Phase, Grid Tied Inverter, Dual Rated 6kW/6kW Battery Access, 240Vac, 60 Hz, 2 Unfused Input, 12 Yr Warr, Ground-Fault/Arc-Fault Protection, RS485 and Ethernet, with 5 Year Cell plan, -40C, AC RSD, w/RGM, and Consumption Meter (Add CT’s), SetApp Enabled, UL1741-SA, SE6000H-USSNBBL14 | Inventory Item | 2249.03 | 6000 | No | Inverters | 2103.94 | 2249.03 | 106
946 | 956 | USIN100-0297 | USIN100-0297 | Energy Storage | 310-0656 | APKE00014 | GENERAC, 7.6KW 1/0 POWERCELL INVERTER W/CTS | Inventory Item | 2877.21 | 7600 | No | Energy Storage | 2644.37 | 2877.21 | 2
947 | 957 | USIN100-0062 | USIN100-0062 | Inverters | 310-0657 | SE10000H-US000BEU4 | SolarEdge, SE10000H-US, HD-Wave, 1-Ph, Grid Tied Inverter, 10kW, 240Vac, 60 Hz, 3 Unfused Input, 12 Yr Warr, Ground-Fault/Arc-Fault Protection, Ungrounded, RS485 and Ethernet, - 40C, AC-RSD, UL-1741-SA, SetApp Enabled, Compatible with Energy Net Communicator, SE10000H- US000BEU4 | Inventory Item | 2286.68 | 10000 | No | Inverters | 2139.15 | 2286.68 | 309
948 | 958 | USIN100-0146 | USIN100-0146 | Inverters | 310-0658 | SE11400H-US000BEU4 | SolarEdge, SE11400H-US, HD-Wave, 1-Ph, Grid Tied Inverter, 11.4kW, 208/240Vac, 60 Hz, 3 Unfused Input, 12 Yr Warr, Ground-Fault/Arc-Fault Protection, Ungrounded, RS485 and Ethernet, -40C, AC-RSD, UL1741-SA, SetApp Enabled, Compatible with Energy Net Communicator, SE11400H-US000BEU4 | Inventory Item | 2440.9 | 11400 | No | Inverters | 2283.42 | 2440.9 | 127
949 | 959 | 310-0659 |  | Inverters | 310-0659 | SE3000H-US000BEU4 | SolarEdge, SE3000H-US HD-Wave, 1-Ph, Grid Tied Inverter, 3000W, 240Vac, 60 Hz, 2 Unfused Input, 12 Yr. Warranty, Ground-Fault/Arc-Fault Protection, Ungrounded, RS485 and Ethernet, -40C, AC RSD, UL1741-SA, SetApp Enabled, Compatible with Energy Net Communicator, SE3000H-US000BEU4 | Inventory Item | 1172.61 | 3000 | No | Inverters | 1096.96
950 | 960 | USIN100-0061 | USIN100-0061 | Inverters | 310-0660 | SE3800H-US000BEU4 | SolarEdge, SE3800H-US HD-Wave, 1-Ph, Grid Tied Inverter, 3800W, 208/240Vac, 60 Hz, 2 Unfused Input, 12 Yr. Warranty, Ground-Fault/Arc-Fault Protection, Ungrounded, RS485 and Ethernet, -40C, AC RSD, UL1741-SA, SetApp Enabled, Compatible with Energy Net Communicator, SE3800H-US000BEU4 | Inventory Item | 1191.44 | 3800 | No | Inverters | 1120.98 | 1191.44 | 175
951 | 961 | USIN100-0069 | USIN100-0069 | Inverters | 310-0661 | SE5000H-US000BEU4 | SolarEdge, SE5000H-US HD-Wave, 1-Ph, Grid Tied Inverter, 5000W, 240Vac, 60 Hz, 2 Unfused Input, 12 Yr. Warranty, Ground-Fault/Arc-Fault Protection, Ungrounded, RS485 and Ethernet, -40C, AC RSD, UL1741-SA, SetApp Enabled, Compatible with Energy Net Communicator, SE5000H-US000BEU4 | Inventory Item | 1516.25 | 5000 | No | Inverters | 1426.58 | 1516.25 | 152
952 | 962 | USSS100-0021 | USSS100-0021 | Inverters | 310-0662 | SE6000H-US000BEU4 | SolarEdge, SE6000H-US HD-Wave, 1-Ph, Grid Tied Inverter, 6000W, 208/240Vac, 60 Hz, 2 Unfused Input, 12 Yr. Warranty, Ground-Fault/Arc-Fault Protection, Ungrounded, RS485 and Ethernet, -40C, AC RSD, UL1741-SA, SetApp Enabled, Compatible with Energy Net Communicator, SE6000H-US000BEU4 | Inventory Item | 1576.9 | 6000 | No | Inverters | 1483.65 | 1576.9 | 561
953 | 963 | USIN100-0070 | USIN100-0070 | Inverters | 310-0663 | SE7600H-US000BEU4 | SolarEdge, SE7600H-US HD-Wave, 1-Ph, Grid Tied Inverter, 7600W, 240Vac, 60 Hz, 2 Unfused Input, 12 Yr. Warranty, Ground-Fault/Arc-Fault Protection, Ungrounded, RS485 and Ethernet, -40C, AC RSD, UL1741-SA, SetApp Enabled, Compatible with Energy Net Communicator, SE7600H-US000BEU4 | Inventory Item | 1819.51 | 7600 | No | Inverters | 1711.9 | 1819.51 | 270
954 | 964 | USMI100-0028 | USMI100-0028 | Inverters | 311-0002 | FX-AC | OutBack, FX/VFX AC Board, must specify inverter model when ordering, FX-AC | Inventory Item | 419.44 |  | No | Inverters | 355.29 | 248.61
955 | 965 | 311-0003 |  | Inverters | 311-0003 | FX-CNTRLL | OutBack, FX/VFX Control Board, must specify inverter model when ordering, FX-CNTRLL | Inventory Item | 425 |  | No | Inverters | 360
956 | 966 | USMI100-0029 | USMI100-0029 | Inverters | 311-0004 | FX-FET | OutBack, FX/VFX FET Board, must specify battery voltage when ordering, FX-FET | Inventory Item | 555.56 |  | No | Inverters | 470.59 | 538.89
957 | 967 | USIN100-0092 | USIN100-0092 | Energy Storage | 311-0040 | SI6048-US-10 | SMA, Sunny Island 6048 battery inverter, 5750W, 120VAC, 60Hz, 56A Transfer, 48VDC, Sinewave, 100A Charger, 10 Yr Warr, with BTS, SI6048-US-10 | Inventory Item | 2888.89 | 5750 | No | Energy Storage | 2888.89 | 2765.96 | 26
958 | 968 | USIN100-0230 | USIN100-0230 | Inverters | 311-0064 | VFXR2812A | Outback, VFXR2812A Battery Inverter, 2800W, 120VAC, 60Hz(50Hz) selectable, 60A AC input, 12VDC, Sinewave, Grid Tied, 5 Yr Warr, 125A Charger, with BTS, VFXR2812A | Inventory Item | 2006.33 | 2800 | No | Inverters | 1909.64 | 1910.13
959 | 969 | USIN100-0308 | USIN100-0308 | Energy Storage | 311-0075 | GS8048A-01 | OutBack, Radian GS8048A-01 battery inverter, 8000W, 120/240VAC, 60Hz, 50A Transfer, 48VDC, Sinewave, Grid Tied, 5 Yr Warr, 115A Charger, with BTS & dual AC inputs, UL1741-SA (Rule-21), Powder Coated Finish, GS8048A-01 | Inventory Item | 4317.72 | 8000 | No | Energy Storage | 4109.64 | 3848.1 | 7
960 | 970 | USSS100-0042 | USSS100-0042 | Energy Storage | 311-0076 | GS4048A-01 | OutBack, Radian GS4048A-01 battery inverter, 4000W, 120/240VAC, 60Hz, 50A Transfer, 48VDC, Sinewave, Grid Tied, 5 Yr Warr, 57A Charger, with BTS & dual AC inputs, UL1741-SA (Rule-21), Powder Coated Finish, GS4048A-01 | Inventory Item | 2602.53 | 4000 | No | Energy Storage | 2477.11 | 2570.89
961 | 971 | USSP100-0161 | USSP100-0161 | Energy Storage | 311-0079 | VFXR3648A-01 | Outback, VFXR3648A-01 Battery Inverter, 3600W, 120VAC, 60Hz(50Hz) selectable, 60A AC input, 48VDC, Sinewave, Grid Tied, 5 Yr Warr, 45A Charger, with BTS, VFXR3648A-01 | Inventory Item | 1991.14 | 3600 | No | Energy Storage | 1895.18 | 1897.47 | 3
962 | 972 | USIN100-0249 | USIN100-0249 | Energy Storage | 311-0080 | VFXR3524A-01 | Outback, VFXR3524A-01 Battery Inverter, 3500W, 120VAC, 60Hz(50Hz) selectable, 60A AC input, 24VDC, Sinewave, Grid Tied, 5 Yr Warr, 85A Charger, with BTS, VFXR3524A-01 | Inventory Item | 2055.7 | 3500 | No | Energy Storage | 1956.63 | 1959.49 | 13
963 | 973 | USIN100-0256 | USIN100-0256 | Inverters | 311-0082 | 865-6848-21 | Schneider Electric, CONEXT XW-Pro-6848 battery inverter, 6800W, 120/240VAC, 60Hz, 60A Transfer, 48VDC, Sinewave, Grid Tied, 140A 0.98 PFC Charger, 5 Yr Warr, with BTS, UL1741-SA (Rule-21), 865-6848-21 | Inventory Item | 3659.51 | 6800 | No | Inverters | 3530.35 | 3659.51 | 4
964 | 974 | USIN100-0002 | USIN100-0002 | Energy Storage | 311-0083 | SA-12K | Sol-Ark, 12K Battery or Battery-Less Inverter, 9,000 watt 120/240-208Vac, 50/60Hz, 48VDC, Transformerless Sinewave, Grid Tie/Off-Grid, AC and/or DC Coupled, 2 MPPT PV inputs, with AFCI/GFDI, BTS, 100A CT’s & Dual AC inputs, 10 Yr. Warr, UL1741-SA (Rule-21), NEMA 3R ,(Outdoor), SA-12K | Inventory Item | 6090.94 | 12000 | No | Energy Storage | 5712.67 | 4583.28 | 22
965 | 975 | USIN100-0142 | USIN100-0142 | Energy Storage | 311-0086 | MN3024DIY | MidNite, MN3024 DIY Off-Grid Battery Inverter, 3000W, 24Vdc, 120Vac Sinewave, 60Hz, 30A AC input, 1 Yr. Warr, 80A AC Charger, with Built In 100V MPPT Charge Controller, MN3024DIY | Inventory Item | 529.75 | 3000 | No | Energy Storage | 526.52 | 529.75
966 | 976 | 311-0088 |  | Energy Storage | 311-0088 | SA-8K-N | Sol-Ark, 8kW Battery or Battery-Less Inverter, 8,000W, 120/240-208Vac, 50/60Hz, 48VDC, Transformerless Sine Wave, Grid Tie/Off-Grid, AC and/or DC Coupled, 2 MPPT PV inputs, with AFCI/GFDI, BTS & Dual AC inputs, with Standard 5 Yr. Warr, UL1741-SA (Rule-21), NEMA 3R, SA-8K-N | Inventory Item | 5365.85 | 8000 | No | Energy Storage | 5176.47
967 | 977 | USIN100-0144 | USIN100-0144 | Energy Storage | 311-0089 | MN5048DIY | MidNite, MN5048 DIY Off-Grid Battery Inverter, 5000W, 48Vdc, 120Vac Sinewave, 60Hz, 63A AC By-Pass, 40A AC Charger, with Built In 500V MPPT Charge Controller, 1 Year Warranty, MN5048DIY | Inventory Item | 835.73 | 5000 | No | Energy Storage | 806.24 | 835.73
968 | 978 | USIN100-0298 | USIN100-0298 | Inverters | 311-0090 | 10328 | Storz Power, Sol-Ark, 12K Battery or Battery-Less Inverter, 9,000 watt 120/240-208Vac, 50/60Hz, 48VDC, Transformerless Sinewave, Grid Tie/Off-Grid, AC and/or DC Coupled, 2 MPPT PV inputs, with AFCI/GFDI, BTS & Dual AC inputs, 10 Yr. Warr, UL1741-SA (Rule-21), NEMA 3R, 10328 | Inventory Item | 6090.94 | 12000 | No | Inverters | 5712.67 | 5252.74 | 11
969 | 979 | 311-0091 |  | Inverters | 311-0091 | 10269 | Storz Power, Sol-Ark, 12K EMP Hardened Battery or Battery-Less Inverter, 9,000 watt 120/240-208Vac, 50/60Hz, 48VDC, Transformerless Sinewave, Grid Tie/Off-Grid, AC and/or DC Coupled, 2 MPPT PV inputs, with AFCI/GFDI, BTS & Dual AC inputs, 10 Yr. Warr, UL1741-SA (Rule-21), NEMA 3R, 10269 | Inventory Item | 8902.44 | 12000 | No | Inverters | 7800
970 | 980 | 311-0092 |  | Energy Storage | 311-0092 | SA-15K-LV | Sol-Ark, 15K Battery or Battery-Less Inverter, 15kW/12kW from Battery, 120/240/208Vac, 50/60Hz, 48VDC, Transformerless Sinewave, Grid Tie/Off-Grid, AC and/or DC Coupled, Dual AC inputs, 200A Load Breaker, 3 MPPT PV inputs, with AFCI/GFDI, BTS, 100A CT’s, 10 Yr. Warr, UL1741-SA, NEMA 3R, SA-15K-LV | Inventory Item | 7192.98 | 15000 | No | Energy Storage | 6957.01
971 | 981 | USIN100-0306 | USIN100-0306 | Energy Storage | 311-0093 | SPHI-IN-6 | SimpliPhi, ESS 6kW Battery or Battery-Less Inverter, 6,000W, 120/240Vac, 50/60Hz, 48VDC,Transformerless Sinewave, Grid Tie/Off-Grid, AC or DC Coupled, 2 MPPT PV inputs, with AFCI/GFDI, BTS & Dual AC inputs, 10 Yr. Warranty, IP65, SPHI-IN-6 | Inventory Item | 3378.38 | 6000 | No | Energy Storage | 3125
972 | 982 | 311-0094 |  | Inverters | 311-0094 | 10332 | Storz Power, Sol-Ark, 15K Battery or Battery-Less Inverter, 15kW/12kW from Battery, 120/240/208Vac, 50/60Hz, 48VDC, Transformerless Sinewave, Grid Tie/Off-Grid, AC and/or DC Coupled, Dual AC inputs, 200A Load Breaker, 3 MPPT PV inputs, with AFCI/GFDI, BTS, 100A CT’s, 10 Yr. Warr, UL1741-SA, NEMA 3R, 10332 | Inventory Item | 8070.18 | 15000 | No | Inverters | 7805.43 | 6635.13 | 1
973 | 983 | USMI100-0027 | USMI100-0027 | Inverters | 311-0095 | OGHI8048A | Outback, Mojave 8kW Battery Inverter, AC Coupled ONLY, 8kW 120/240Vac Grid-Tie/Off Grid, 48 Volt, with 2, 200A CT’s, 10 Yr. Warr, NEMA 1, OGHI8048A | Inventory Item | 5000 | 8000 | No | Inverters | 4823.53 | 5000
974 | 984 | USSSP110-1289 | USSSP110-1289 | Energy Storage | 311-0096 | 5K-1P-N | Sol-Ark,5kW Battery or Battery-Less Inverter, 5,000W, 120Vac, 50/60Hz, 48VDC,Transformerless Sinewave, Grid Tie/Off-Grid, DC Coupled with 2 MPPT PV inputs, with AFCI/GFDI & BTS, 5 Yr Warr, NEMA 3R (Outdoor), 5K-1P-N | Inventory Item | 3048.78 | 5000 | No | Energy Storage | 2941.18 | 2621.95
975 | 985 | 311-0097 |  | Energy Storage | 311-0097 | 30K-3P-208V-N | Sol-Ark, 30K Battery or Battery-Less Inverter, 30,000 Watt 3 Phase 120/208Vac, 50/60Hz, 500Vdc max, Battery 300Vdc Nominal, Transformerless Sinewave, Grid Tie/Off-Grid, AC and/or DC Coupled, 4 MPPT PV inputs, with AFCI/GFDI, & Dual AC inputs, 10 Yr. Warr, NEMA 3R , 30K-3P-208V-N | Inventory Item | 13048.78 | 30000 | No | Energy Storage | 12588.24 | 13048.78 | 3
976 | 986 | USIN100-0356 | USIN100-0356 | Energy Storage | 311-0098 | SA-15K-2P-N | Sol-Ark, 15K Battery or Battery-Less Inverter, 15kW/12kW from Battery, 120/240/208Vac, 50/60Hz, 48VDC, Transformerless Sinewave, Grid Tie/Off-Grid, AC and/or DC Coupled, Dual AC inputs, 200A Load Breaker, 3 MPPT PV inputs, with AFCI/GFDI, BTS, 100A CT’s, 10 Yr. Warr, UL1741-SB, NEMA 3R, SA-15K-2P-N | Inventory Item | 7500 | 15000 | No | Energy Storage | 7235.29 | 6036.59
977 | 987 | 311-0099 |  | Energy Storage | 311-0099 | ENVY 12kW | Fortress Power, Envy 12K Battery or Battery-Less Inverter, 12kW from Battery, 120/240Vac, 50/60Hz, 48VDC, Transformerless Sinewave, Grid Tie/Off-Grid, AC and/or DC Coupled, Dual AC inputs, 200A Pass-through Breaker, 3 600V MPPT PV inputs, with AFCI/GFDI, Built in APsmart transmitter, 10 Yr. Warr, UL1741-SB, NEMA 4X, ENVY 12kW | Inventory Item | 7000 | 12000 | No | Energy Storage | 6436.78
978 | 988 | 313-0000 |  | Inverters | 313-0000 | PV01.0070101(V2) | Growatt, 3.8kW-V2 Battery or Battery-Less Grid-Tie Inverter, 3800 watt, 240/208Vac, 50/60Hz, 600Vdc Max, AC or DC Coupled, 2 MPPT PV inputs, with AFCI/GFDI, Tigo RSD Transmitter , 10 Yr. Warranty, UL1741-SB (Rule-21), NEMA 4X, MIN 3800TL-XH-US(W/L,TRS‐T), PV01.0070101(V2) | Inventory Item | 908.64 | 3800 | No | Inverters | 817.78
979 | 989 | 313-0001 |  | Inverters | 313-0001 | PV01.0070400(V2) | Growatt, 7.6kW-V2 Battery or Battery-Less Grid-Tie Inverter, 7600 watt, 240/208Vac, 50/60Hz, 600Vdc Max, AC or DC Coupled, 3 MPPT PV inputs, with AFCI/GFDI, Tigo RSD Transmitter , 10 Yr. Warranty, UL1741-SB (Rule-21), NEMA 4X, MIN 7600TL-XH-US(W/L,TRS‐T), PV01.0070400(V2) | Inventory Item | 1092.59 | 7600 | No | Inverters | 983.33
980 | 990 | 313-0002 |  | Inverters | 313-0002 | PV01.0073000(V2) | Growatt, 8.2kW-V2 Battery or Battery-Less Grid-Tie Inverter, 8200 watt, 240/208Vac, 50/60Hz, 600Vdc Max, AC or DC Coupled, 4 MPPT PV inputs, with AFCI/GFDI, APS RSD Transmitter , 10 Yr. Warranty, UL1741-SB (Rule-21), NEMA 4X, MIN 8200TL-XH-US(W/L,TRS‐A), PV01.0073000(V2) | Inventory Item | 1182.72 | 8200 | No | Inverters | 1064.44
981 | 991 | 313-0003 |  | Inverters | 313-0003 | PV01.0073100(V2) | Growatt, 9kW-V2 Battery or Battery-Less Grid-Tie Inverter, 9000 watt, 240/208Vac, 50/60Hz, 600Vdc Max, AC or DC Coupled, 4 MPPT PV inputs, with AFCI/GFDI, APS RSD Transmitter , 10 Yr. Warranty, UL1741-SB (Rule-21), NEMA 4X, MIN 9000TL-XH-US(W/L,TRS‐A), PV01.0073100(V2) | Inventory Item | 1207.41 | 9000 | No | Inverters | 1086.67
982 | 992 | 313-0007 |  | Inverters | 313-0007 | PV01.0073300(V2) | Growatt, 11.4kW-V2 Battery or Battery-Less Grid-Tie Inverter, 11400 watt, 240/208Vac, 50/60Hz, 600Vdc Max, AC or DC Coupled, 4 MPPT PV inputs, with AFCI/GFDI, APS RSD Transmitter , 10 Yr. Warranty, UL1741-SB (Rule-21), NEMA 4X, MIN 11400TL-XH-US(W/L,TRS‐A), PV01.0073300(V2) | Inventory Item | 1537.04 | 11400 | No | Inverters | 1383.33
983 | 993 | USSSP110-1296 | USSSP110-1296 | Energy Storage | 320-0004 | 60K-3P-480V-N | Sol-Ark, 60K Battery or Battery-Less Inverter, 60,000 Watt 3 Phase 277/ 480Vac, 50/60Hz, 1,000Vdc max, Battery 600Vdc Nominal, Transformerless Sinewave, Grid Tie/Off-Grid, AC and/or DC Coupled, 4 MPPT PV inputs, with AFCI/GFDI, & Dual AC inputs, 10 Yr. Warr, NEMA 3R , 60K-3P-480V-N | Inventory Item | 17682.93 | 60000 | No | Energy Storage | 17058.82 | 17682.93
984 | 994 | 320-0008 |  | Energy Storage | 320-0008 | SI-700-24-120-60-HW | Morningstar, SureSine Sinewave Battery Inverter, 700W, 120VAC, 50/60Hz, No Transfer, 24VDC, Off Grid, 5 Yr Warr, No Charger, Hard-Wire Output, SI-700-24-120-60-HW | Inventory Item | 572.84 | 700 | No | Energy Storage | 552.38
985 | 995 | 320-0014 |  | Energy Storage | 320-0014 | SA-8K-2P-EMP | Sol-Ark, 8K-2P EMP Hardened Battery or Battery-Less Inverter, 8,000W, 120/240-208Vac, 50/60Hz, 48VDC, Transformerless Sine Wave, Grid Tie/Off-Grid, AC and/or DC Coupled, 2 MPPT PV inputs, with AFCI/GFDI, BTS & Dual AC inputs, with Standard 5 Yr. Warr, UL1741-SA, NEMA 3R, SA-8K-2P-EMP | Inventory Item | 6219.51 | 8000 | No | Energy Storage | 6000
986 | 996 | USCC100-0049 | USCC100-0049 | Energy Storage | 320-0017 | VFX3524M | Outback, VFX3524M battery inverter, 3500W, 120VAC, 60Hz, 50A Transfer, 24VDC, Sinewave, Off Grid, 5 Yr Warr, 85A Charger, with BTS & Switched Ground, VFX3524M | Inventory Item | 2073.42 | 3500 | No | Energy Storage | 1973.49 | 2106.33
987 | 997 | 320-0019 |  | Energy Storage | 320-0019 | SA-12K-2P-EMP | Sol-Ark, 12K-2P EMP Hardened Battery or Battery-Less Inverter, 9,000 watt 120/240-208Vac, 50/60Hz, 48VDC, Transformerless Sinewave, Grid Tie/Off-Grid, AC and/or DC Coupled, 2 MPPT PV inputs, with AFCI/GFDI, BTS, 100A CT’s & Dual AC inputs, 10 Yr. Warr, UL1741-SB (Rule-21), NEMA 3R, SA-12K-2P-EMP | Inventory Item | 6392.47 | 9000 | No | Energy Storage | 5995.48
988 | 998 | 320-0020 |  | Energy Storage | 320-0020 | SA-15K-2P-N-EMP | Sol-Ark, 15K-2P EMP Hardened Battery or Battery-Less Inverter, 15kW/12kW from Battery, 120/240/208Vac, 50/60Hz, 48VDC, Transformerless Sinewave, Grid Tie/Off-Grid, AC and/or DC Coupled, Dual AC inputs, 200A Load Breaker, 3 MPPT PV inputs, with AFCI/GFDI, BTS, 100A CT’s, 10 Yr. Warr, UL1741-SB, NEMA 3R, SA-15K-2P-N-EMP | Inventory Item | 8128.65 | 15000 | No | Energy Storage | 7861.99
989 | 999 | USSP100-0174 | USSP100-0174 | Energy Storage | 320-0065 | MS2012-20BL-U | Magnum, MS2012 battery inverter, 2000W, 120VAC, 60Hz, 2x30A Transfer, 12VDC, Sinewave, Off Grid, 2 Yr Warr, 100A Charger, with BTS & 2x20A AC Breakers, MS2012-20BL-U | Inventory Item | 1629.93 | 2000 | No | Energy Storage | 1405.11 | 1629.93
990 | 1000 | USIN100-0313 | USIN100-0313 | Energy Storage | 320-0067 | MS2812-L-U | Magnum, MS2812 battery inverter, 2800W, 120VAC, 60Hz, 2x30A Transfer, 12VDC, Sinewave, Off Grid, 3 Yr. Warr, 125A Charger, with BTS, MS2812-L-U | Inventory Item | 1685.01 | 2800 | No | Energy Storage | 1625.54 | 1685.01
991 | 1001 | 320-0068 |  | Energy Storage | 320-0068 | MS4024-L-U | Magnum, MS4024 battery inverter, 4000W, 120VAC, 60Hz, 2x30A Transfer, 24VDC, Sinewave, Off Grid, 3 Yr Warr, 105A Charger, with BTS, MS4024-L-U | Inventory Item | 1733.41 | 4000 | No | Energy Storage | 1672.24 | 1733.41 | 3
992 | 1002 | USSP100-0171 | USSP100-0171 | Energy Storage | 320-0071 | RD2824 | Magnum, RD2824 battery inverter, 2800W, 120VAC, 60Hz, 30A Transfer, 24VDC, Modified Sine, Off Grid, 2 Yr Warr, 80A Charger, with BTS, RD2824 | Inventory Item | 1148.35 | 2800 | No | Energy Storage | 1107.82 | 1148.35
993 | 1003 | USIN100-0312 | USIN100-0312 | Energy Storage | 320-0079 | FX2536MT | Outback, FX2536MT battery inverter, 2500W, 120VAC, 60Hz, 40A Transfer, 36VDC, Sinewave, Off Grid, 5 Yr Warr, 35A Charger, with BTS & Switched Ground, FX2536MT | Inventory Item | 1368.76 | 2500 | No | Energy Storage | 1257.02 | 1368.76 | 1
994 | 1004 | USIN100-0318 | USSP100-0173 | Energy Storage | 320-0083 | MS4024PAE | Magnum, MS4024PAE battery inverter, 4000W, 120/240VAC, 60Hz, 2x30A Transfer, 24VDC, Sinewave, Off Grid, 3 Yr Warr, 105A Charger, with BTS, MS4024PAE | Inventory Item | 1856.84 | 4000 | No | Energy Storage | 1791.31 | 1856.84 | 2
995 | 1005 | USSP100-0172 | USSP100-0172 | Energy Storage | 320-0084 | MS4448PAE | Magnum, MS4448PAE battery inverter, 4400W, 120/240VAC, 60Hz, 2x30A Transfer, 48VDC, Sinewave, Off Grid, 3 Yr Warr, 60A Charger, with BTS, MS4448PAE | Inventory Item | 1908.27 | 4400 | No | Energy Storage | 1840.92 | 1908.27 | 1
996 | 1006 | USIN100-0151 | USIN100-0151 | Energy Storage | 320-0095 | 865-4024-21 | Schneider Electric, Conext SW4024-120/240 battery inverter, 4000W, 120/240VAC, 50/60Hz, 30A Transfer, 24VDC, Sinewave, 90A Charger, 2 Yr Warr, with BTS, 865-4024-21 | Inventory Item | 1568.17 | 4000 | No | Energy Storage | 1512.82 | 1568.17
997 | 1007 | USSS100-0041 | USSS100-0041 | Energy Storage | 320-0106 | 865-4048-21 | Schneider Electric, Conext SW4048 battery inverter, 4000W, 120/240VAC, 50/60Hz, 30A Transfer, 48VDC, Sinewave, 45A Charger, 2 Yr Warr, with BTS, 865-4048-21 | Inventory Item | 1655.37 | 4000 | No | Energy Storage | 1596.94 | 1444.04 | 16
998 | 1008 | 321-0000 | USMI100-0049 | Inverters | 321-0000 | NC0142-L-US-BQ | NEP, BDM-600X-L, Micro Inverter, Compatible with 2 PV Modules, 60Vdc/2 X 14Imp Max, 208/240Vac, 580 Peak Power, Landscape AC Cables, NC0142-L-US-BQ | Inventory Item | 206 | 580 | No | Inverters | 198.73 | 200
999 | 1009 | 321-0001 | USMI100-0048 | Inverters | 321-0001 | NC0142-US-BQ-A | NEP, BDM-600X, Micro Inverter, Compatible with 2 PV Modules, 60Vdc/2 X 14Imp Max, 208/240Vac, 580 Peak Power, Portrait AC Cables, NC0142-US-BQ-A | Inventory Item | 199.72 | 580 | No | Inverters | 192.67 | 193.9 | 2288
1000 | 1010 | USSP100-0160 | USSP100-0160 | Energy Storage | 321-0002 | SI-300-115V-UL | Morningstar, SureSine battery inverter, 300W, 115VAC, 60Hz, No Transfer, 12VDC, Sinewave, Off Grid, 2 Yr Warr, No Charger, internal BTS, SI-300-115V-UL | Inventory Item | 282.72 | 300 | No | Energy Storage | 272.62 | 282.72 | 36
1001 | 1011 | 321-0007 |  | Inverters | 321-0007 | 124062 | APsystems, QT2-208, 3 Phase Micro Inverter, compatible with Four PV Modules, 3 Phase 208V WYE or Delta, 60Hz, 1,728W Max Output, 60Vdc Max Input, 25A Max Isc per input, MC4 Connector, 10 year Warranty, 124062 | Inventory Item | 353.33 | 1728 | No | Inverters | 311.76
1002 | 1012 | 321-0013 |  | Inverters | 321-0013 | 124063 | APsystems, QT2-480, 3 Phase Micro Inverter, compatible with Four PV Modules, 3 Phase 480V WYE or Delta, 60Hz, 1,800W Max Output, 60Vdc Max Input, 25A Max Isc per input, MC4 Connector, 10 year Warranty, 124063 | Inventory Item | 380 | 1800 | No | Inverters | 335.29 | 380 | 68
1003 | 1013 | USIN100-0115 | USIN100-0115 | Inverters | 321-0215-B | IQ7-60-2-US | Enphase, IQ 7 Micro Inverter, compatible with 60-cell PV, modules, 208/240 volt, 250VA Peak Power, MC4 DC connectors, Female AC Connector, IQ7-60-2-US | Inventory Item | 130.79 | 250 | No | Inverters | 129.22 | 99.03 | 1
1004 | 1014 | USIN100-0112 | USIN100-0112 | Inverters | 321-0216 | IQ7PLUS-72-2-US | Enphase, IQ 7+ Micro Inverter, compatible with 60- and 72-cell PV, modules, 208/240 volt, 295VA Peak Power, MC4 DC connectors, Female AC Connector, IQ7PLUS-72-2-US | Inventory Item | 148.48 | 295 | No | Inverters | 146.69 | 148.48 | 132
1005 | 1015 | USMI100-0037 | USMI100-0037 | Inverters | 321-0219 | IQ7X-96-2-US | Enphase, IQ 7X Micro Inverter, compatible with 96-cell PV modules, 208/240 volt, 320VA Peak Power, MC4 DC connectors, Female AC Connector, IQ7X-96-2-US | Inventory Item | 153.92 | 320 | No | Inverters | 152.18 | 135.23 | 3415
1006 | 1016 | USIN100-0110 | USIN100-0110 | Inverters | 321-0223 | IQ7A-72-M-US | Enphase, IQ 7A Micro Inverter, compatible with 60 and 72-cell PV Modules, 208/240 volt, 366VA Peak Power, MC4 DC Connectors, IQ7A-72-M-US | Inventory Item | 175 | 366 | No | Inverters | 172.89 | 175 | 1
1007 | 1017 | USIN100-0116 | USIN100-0116 | Inverters | 321-0229 | IQ8-60-2-US / IQ8-72-M-US | Enphase, IQ 8 Micro Inverter, compatible with 60 cell PV Modules, 240V, 245VA Peak Power, MC4 DC Connectors, Female AC Connector, IQ8-60-2-US / IQ8-72-M-US | Inventory Item | 140.94 | 245 | No | Inverters | 139.34 | 140.94 | 918
1008 | 1018 | USIN100-0113 | USIN100-0113 | Inverters | 321-0230 | IQ8A-72-2-US / IQ8A-72-M-US | Enphase, IQ 8A Micro Inverter, compatible with 60 -72 cell PV Modules, 240V, 366VA Peak Power, MC4 DC Connectors, Female AC Connector, IQ8A-72-2-US / IQ8A-72-M-US | Inventory Item | 188.57 | 366 | No | Inverters | 186.44 | 188.57 | 135
1009 | 1019 | USIN100-0108 | USIN100-0108 | Inverters | 321-0231 | IQ8H-240-72-2-US | Enphase, IQ 8H Micro Inverter, compatible with 60 -72 cell PV Modules, 240V, 384VA Peak Power, MC4 DC Connectors, Female AC Connector, IQ8H-240-72-2-US | Inventory Item | 204.57 | 384 | No | Inverters | 202.26 | 204.57 | 192
1010 | 1020 | USIN100-0114 | USIN100-0114 | Inverters | 321-0232 | IQ8M-72-2-US / IQ8M-72-M-US | Enphase, IQ 8M Micro Inverter, compatible with 60 -72 cell PV Modules, 240V, 330VA Peak Power, MC4 DC Connectors, Female AC Connector, IQ8M-72-2-US / IQ8M-72-M-US | Inventory Item | 177.14 | 330 | No | Inverters | 175.14 | 177.14 | 2039
1011 | 1021 | USIN100-0119 | USIN100-0119 | Inverters | 321-0233 | IQ8PLUS-72-2-US / IQ8PLUS-72-M-US | Enphase, IQ 8+ Micro Inverter, compatible with 60 -72 cell PV Modules, 240V, 300VA Peak Power, MC4 DC Connectors, Female AC Connector, IQ8PLUS-72-2-US / IQ8PLUS-72-M-US | Inventory Item | 160 | 300 | No | Inverters | 158.19 | 160 | 57800
1012 | 1022 | USIN100-0104 | USIN100-0104 | Inverters | 321-0234 | 119001 | APsystems, DS3-S Micro Inverter, compatible with Dual 60/72-cell PV Modules, 240 volt, 60Hz, 640VA Peak Power, 60Vdc, 16A X 2 Max Input, MC4 Connector, 10 year Warranty, UL1741-SA, Rule-21, 119001 | Inventory Item | 193.87 | 640 | No | Inverters | 187.02 | 201.22 | 324
1013 | 1023 | USMI100-0011 | USMI100-0011 | Inverters | 321-0235 | 118001 | APsystems, DS3-L Micro Inverter, compatible with Dual 60/72-cell PV Modules, 240 volt, 60Hz, 768VA Peak Power, 60Vdc, 18A X 2 Max Input, MC4 Connector, 10 year Warranty, UL1741-SA, Rule-21, 118001 | Inventory Item | 210.98 | 768 | No | Inverters | 203.53 | 113.64 | 98
1014 | 1024 | USIN100-0101 | USIN100-0101 | Inverters | 321-0236 | 117001 | APsystems, DS3 Micro Inverter, compatible with Dual 60/72-cell PV Modules, 240 volt, 60Hz, 880VA Peak Power, 60Vdc, 20A X 2 Max Input, MC4 Type Connector, 10 year Warranty, UL1741-SA, Rule-21, 117001 | Inventory Item | 218.29 | 880 | No | Inverters | 210.59 | 136.36
1015 | 1025 | USMI100-0006 | USMI100-0006 | Inverters | 321-0237 | MAC-400R | Aptos, 400R Micro Inverter, compatible with Single 60/72-cell PV Modules, 208/240 volt, 60Hz, 400VA Peak Power, 60Vdc 12.5A Max Input, 25 year Warranty, UL1741-SA, Rule-21, MAC-400R | Inventory Item | 140.24 | 400 | No | Inverters | 135.29 | 62.5 | 560
1016 | 1026 | USMI100-0005 | USMI100-0005 | Inverters | 321-0238 | MAC-800R | Aptos, 800R Micro Inverter, compatible with Dual 60/72-cell PV Modules, 208/240 volt, 60Hz, 800VA Peak Power, 60Vdc 12.5A X 2 Max Input, 25 year Warranty, UL1741-SA, Rule-21, MAC-800R | Inventory Item | 231.71 | 800 | No | Inverters | 190 | 125 | 8351
1017 | 1027 | USMI100-0003 | USMI100-0003 | Inverters | 321-0239 | CP-250E-IBC | Generac, Micro Inverter, CP250E, compatible with 60- and 72-cell PV modules, 208/240 volt,(60Vdc max) 289W at 240V, MC-4 Connectors, with Integrated Branch Cable, CP-250E-IBC | Inventory Item | 177.57 | 289 | No | Inverters | 167.07 | 177.57
1018 | 1028 | 321-0240 |  | Inverters | 321-0240 | CP-720-DBC | Generac, Micro Inverter, compatible with 2- 60 or 72 Cell Modules in Series, 2- 96 Cell Modules in Parallel with Branch Connectors, 208/240 volt, (120Vdc max) 720W at 240V, MC-4 Connectors, CP-720-DBC | Inventory Item | 246.3 | 720 | No | Inverters | 231.73 | 246.3 | 2
1019 | 1029 | 321-0241 |  | Inverters | 321-0241 | CP-720-DBC-StaublI | Generac, Micro Inverter, compatible with 2- 60 or 72 Cell Modules in Series, 2- 96 Cell Modules in Parallel with Branch Connectors, 208/240 volt, (120Vdc max) 720W at 240V, MC-4 Connectors, CP-720-DBC-StaublI | Inventory Item | 257.76 | 720 | No | Inverters | 242.51
1020 | 1030 | USMI100-0012 | USMI100-0012 | Inverters | 321-0244 | IQ7PLUS-72-M-US | Enphase, IQ 7+ Micro Inverter, compatible with 60- and 72-cell PV, modules, 208/240 volt, 295VA Peak Power, Integrated MC4 DC connectors, Female AC Connector, IQ7PLUS-72-M-US | Inventory Item | 148.48 | 295 | No | Inverters | 146.69 | 148.48 | 692
1021 | 1031 | 321-0245 |  | Inverters | 321-0245 | IQ8H-208-72-2-US | Enphase, IQ 8H-208 Micro Inverter, compatible with 60 -72 cell PV Modules, Single Phase 208V, 366VA Peak Power, MC-4 DC Connectors, Female AC Connector, IQ8H-208-72-2-US | Inventory Item | 166.86 |  | No | Inverters | 164.97
1022 | 1032 | 321-0246 |  | Inverters | 321-0246 | 124009 QT2-208V | APsystems, QT2-208, 3 Phase Micro Inverter, compatible with Four PV Modules, 3 Phase 208V WYE or Delta, 60Hz, 1,728W Max Output, 60Vdc Max Input, MC4 Connector, 10 year Warranty, 124009 QT2-208V | Inventory Item | 353.33 |  | No | Inverters | 311.76 | 353.33 | 27
1023 | 1033 | USIN100-0099 | USIN100-0099 | Inverters | 321-0247 | 124012 | APsystems, QT2-480, 3 Phase Micro Inverter, compatible with Four PV Modules, 3 Phase 480V WYE or Delta, 60Hz, 1,800W Max Output, 60Vdc Max Input, MC4 Connector, 10 year Warranty, 124012 | Inventory Item | 380 |  | No | Inverters | 335.29 | 380
1024 | 1034 | 330-0001 |  | Inverters | 330-0001 | 03-20-1000-2-50 | SMA, Sunny Tripower-X, 3-Phase Grid Tied Inverter, 20kW, 277/480VAC, 50/60Hz, Integrated DC Disconnect, 3 MPPT Input, (2 Strings each), Amphenol H-4 Plus Connectors, 10 Yr Warr, Transformerless, AFCI, Built in Ethernet/WLAN, SunSpec Compliant, STP 20-US-50, 03-20-1000-2-50 | Inventory Item | 3824.69 | 20000 | No | Inverters | 3442.22
1025 | 1035 | 330-0002 |  | Inverters | 330-0002 | 03-25-1000-2-50 | SMA, Sunny Tripower-X, 3-Phase Grid Tied Inverter, 25kW, 277/480VAC, 50/60Hz, Integrated DC Disconnect, 3 MPPT Input, (2 Strings each), Amphenol H-4 Plus Connectors, 10 Yr Warr, Transformerless, AFCI, Built in Ethernet/WLAN, SunSpec Compliant, STP 25-US-50, 03-25-1000-2-50 | Inventory Item | 4018.52 | 25000 | No | Inverters | 3616.67
1026 | 1036 | 330-0003 |  | Inverters | 330-0003 | 03-30-1000-2-50 | SMA, Sunny Tripower-X, 3-Phase Grid Tied Inverter, 30kW, 277/480VAC, 50/60Hz, Integrated DC Disconnect, 3 MPPT Input, (2 Strings each), Amphenol H-4 Plus Connectors, 10 Yr Warr, Transformerless, AFCI, Built in Ethernet/WLAN, SunSpec Compliant, STP 30-US-50, 03-30-1000-2-50 | Inventory Item | 4277.78 | 30000 | No | Inverters | 3850
1027 | 1037 | USIN100-0311 | USIN100-0311 | Inverters | 330-0015 | PVI-25TL-208 | Yaskawa Solectria, PVI 25TL, 3-Ph Grid Tied inverter, 25kW, 208VAC WYE, 60Hz, 1000VDC, 3 MPPT, 2 inputs per MPPT, AC/DC Disconnect, Arc-Fault Detection, NEMA 4X, UL1741-SA, Rule-21, 10 Yr Warr, [MUST ADD WIRING BOX], PVI-25TL-208 | Inventory Item | 4268.29 | 25000 | No | Inverters | 4117.65 | 4268.29
1028 | 1038 | USIN100-0301 | USIN100-0301 | Inverters | 330-0485 | PVI-36TL-480-20A | Yaskawa Solectria, PVI 36000TL, 3-Ph Grid tied inverter, 36kW, 480VAC, 60Hz, 1000VDC, AC/DC Discon, Two dual 5x20A Fused Inputs, 2 MPPT, 10 Yr Warr, Ungrounded, RS485, NEMA4, Rule-21, PVI-36TL-480-20A | Inventory Item | 4707.32 | 36000 | No | Inverters | 4541.18 | 4707.32
1029 | 1039 | USIN100-0300 | USIN100-0300 | Inverters | 330-0516 | PVI-50TL-480 | Yaskawa Solectria, PVI 50TL, 3-Ph WYE Grid tied inverter, 50kW, 480VAC, 60Hz, 1000VDC, 3 MPPT, 10 Yr Warr, Transformerless, RS485, Arc-Fault Detection, NEMA4X, Internal data-logger, Mount 0 - 90°, [MUST ADD WIRING BOX] Rule-21, PVI-50TL-480 | Inventory Item | 4109.76 | 50000 | No | Inverters | 3964.71 | 4109.76
1030 | 1040 | USIN100-0299 | USIN100-0299 | Inverters | 330-0517 | PVI-60TL-480 | Yaskawa Solectria, PVI 60TL, 3-Ph WYE Grid tied inverter, 60kW, 480VAC, 60Hz, 1000VDC, 3 MPPT, 10 Yr. Warr, Transformerless, RS485, Arc-Fault Detection, NEMA 4X, Internal data-logger, Mount: 0 - 90°, [MUST ADD WIRING BOX] Rule-21, PVI-60TL-480 | Inventory Item | 4109.76 | 60000 | No | Inverters | 3964.71 | 4109.76
1031 | 1041 | USMI100-0036 | USMI100-0036 | Inverters | 330-0541 | SE43.2K-USRP0BNU4 | SolarEdge, SE43.2KUS Grid Tied Inverters, Primary Inverter, (add 2 Secondary Inverters) 3-Ph, 43.2kW, 208V WYE or Delta, 60Hz, 600VDC, DC Discon, 12 Yr Warr, AFCI, with AC-RSD, -40C, RS485 and Ethernet, DCD w/o Fuses, UL-1741-SA (Rule-21), SE43.2K-USRP0BNU4 | Inventory Item | 3220.54 | 43200 | No | Inverters | 3116.66 | 3220.54
1032 | 1042 | USIN100-0044 | USIN100-0044 | Inverters | 330-0543-B | SE66.6K-USRP0BNU4 | B Grade SolarEdge, SE66.6KUS Grid Tied Inverters, Primary Inverter, (add 1 Secondary Inverter) 3-Ph, 66.6kW, 277/480V WYE, 60Hz, 1000VDC, DC Discon, 12 Yr Warr, AFCI, with AC-RSD, -40C, RS485 and Ethernet, DCD w/o Fuses, UL-1741-SA (Rule-21), SE66.6K-USRP0BNU4 | Inventory Item | 2278.44 | 66600 | No | Inverters | 2163.36
1033 | 1043 | USIN100-0094 | USIN100-0094 | Inverters | 330-0548 | 03-50-1000-2-41 | SMA, Sunny Tripower 50000-TL (Core 1, STP-50) 3-Ph Grid Tied Inverter, 50kW, 277/480VAC, 60Hz, Integrated AC & DC Discon, 6 MPPT Input, (2 Strings each), UTX Connectors, 10 Yr Warr, Transformerless, AFCI, Built in Ethernet/WLAN, SunSpec Compliant, 03-50-1000-2-41 | Inventory Item | 6156.33 | 50000 | No | Inverters | 5540.7 | 6156.33
1034 | 1044 | USIN100-0093 | USIN100-0093 | Inverters | 330-0549 | 03-62-1000-2-41 | SMA, Sunny Tripower 62000-TL (Core 1, STP-62) 3-Ph Grid Tied Inverter, 62kW, 277/480VAC, 60Hz, Integrated AC & DC Discon, 6 MPPT Input, (2 Strings each), UTX Connectors, 10 Yr Warr, Transformerless, AFCI, Built in Ethernet/WLAN, SunSpec Compliant, 03-62-1000-2-41 | Inventory Item | 6283.64 | 62000 | No | Inverters | 5655.28 | 6283.64
1035 | 1045 | USIN100-0307 | USIN100-0307 | Inverters | 330-0554 | 4210092801 | Fronius, Symo Advanced Lite 15.0 480 Grid Tied Inverter, 3-Ph, 15 kW, 480VAC, 60Hz, 1000VDC, DC Discon, 6 Un-Fused DC Input, 2 MPPT, 10 Yr Warr, Ungrounded, AFCI, with PLC SunSpec Transmitter, UL-1741-SA, NOT CA Rule 21 Compliant, 4,210,092,801 | Inventory Item | 2677.85 | 15000 | No | Inverters | 2519.48 | 2677.85
1036 | 1046 | USIN100-0173 | USIN100-0173 | Inverters | 330-0556 | 4210094801 | Fronius, Symo Advanced Lite 22.7 480 Grid Tied Inverter, 3-Ph, 22.7 kW, 480VAC, 60Hz, 1000VDC, DC Discon, 6 Fused DC Input, 2 MPPT, 10 Yr Warr, Ungrounded, AFCI, with PLC SunSpec Transmitter, UL-1741-SA, NOT CA Rule 21 Compliant, 4,210,094,801 | Inventory Item | 2801.6 | 22700 | No | Inverters | 2635.91 | 2801.6 | 1
1037 | 1047 | USIN100-0302 | USIN100-0302 | Inverters | 330-0570 | PVI-25TL-480-TGO20 | Yaskawa Solectria, PVI-25TL-480-R, 3-Ph Grid Tied inverter, 25kW, 480VAC WYE, 60Hz, 1000VDC, 2 MPPT, 3 inputs per MPPT, 20A Fuses, AC/DC Disconnect, Arc-Fault Detection, with Wiring Box, PLC Transmitter and Bleed-Down Circuit for Module-Level Rapid Shutdown with Tigo TS4-F ,NEMA 4X, UL1741-SA, Rule-21, 10 Yr Warr, PVI-25TL-480-TGO20 | Inventory Item | 3463.41 | 25000 | No | Inverters | 3341.18 | 3463.41
1038 | 1048 | USIN100-0303 | USIN100-0303 | Inverters | 330-0571 | PVI-25TL-480-APS20 | Yaskawa Solectria, PVI-25TL-480-R, 3-Ph Grid Tied inverter, 25kW, 480VAC WYE, 60Hz, 1000VDC, 2 MPPT, 3 inputs per MPPT, 20A Fuses, AC/DC Disconnect, Arc-Fault Detection, with Wiring Box, PLC Transmitter and Bleed-Down Circuit for Module-Level Rapid Shutdown with APsmart Receiver, NEMA 4X, UL1741-SA, Rule-21, 10 Yr Warr, PVI-25TL-480-APS20 | Inventory Item | 3463.41 | 25000 | No | Inverters | 3341.18 | 3463.41
1039 | 1049 | USIN100-0305 | USIN100-0305 | Inverters | 330-0572 | SE17.3K-USR2IBNZ4 | SolarEdge, SE17.3KUS Grid Tied Inverter, 3-Ph, 17.3kW, 120/208 WYE and 208 Delta Grid, 60Hz, 600Vdc, with AC RSD, DC Safety Switch, DC Fuses and AFCI, 12 Yr Warr, -40C, RS485 and Ethernet, UL-1741-SA, SetApp Enabled, SE17.3K-USR2IBNZ4 | Inventory Item | 3089.86 | 17300 | No | Inverters | 3003.55 | 3089.86
1040 | 1050 | USIN100-0242 | USIN100-0242 | Inverters | 330-0573 | SE30K-USR8IBNZ4 | SolarEdge, SE30KUS Grid Tied Inverter, 3-Ph, 30kW, 277/480V WYE, 60Hz, 1000VDC, with AC RSD, DC Safety Switch, DC Fuses and AFCI, 12 Yr Warr, -40C, RS485 and Ethernet, UL1741-SA, SetApp Enabled, SE30K-USR8IBNZ4 | Inventory Item | 2740.8 | 30000 | No | Inverters | 2664.25 | 2740.8 | 2
1041 | 1051 | USIN100-0039 | USIN100-0039 | Inverters | 330-0574 | SE40K-USR8IBNZ4 | SolarEdge, SE40KUS Grid Tied Inverter, 3-Ph, 40kW, 277/480V WYE, 60Hz, 1000VDC, with AC RSD, DC Safety Switch, DC Fuses and AFCI, 12 Yr Warr, -40C, RS485 and Ethernet, UL1741-SA, SetApp Enabled, SE40K-USR8IBNZ4 | Inventory Item | 2805.45 | 40000 | No | Inverters | 2727.08 | 2805.45 | 3
1042 | 1052 | 330-0576 |  | Inverters | 330-0576 | SE14.4K-USR2IBNZ4 | SolarEdge, SE14.4KUS Grid Tied Inverter, 3-Ph, 14.4kW, 120/208 WYE and 208 Delta Grid, 60Hz, 600Vdc, DC Discon, 12 Yr Warr, AFCI, with AC-RSD, -40C, RS485 and Ethernet, DCD w/DC Fuses, UL-1741-SA, SetApp Enabled, SE14.4K-USR2IBNZ4 | Inventory Item | 2829.54 | 14400 | No | Inverters | 2735.22 | 2829.54 | 3
1043 | 1053 | USIN100-0071 | USIN100-0071 | Inverters | 330-0577 | SESUK-USR0INNN4 | SolarEdge 3 Phase Synergy Unit, (Use with Synergy Manager) Add 2 with 66.6k or 80k, 3 with 43.2k, 50k, 100k and 120kW Synergy Managers, WYE/Delta, 60Hz, 1000VDC, 12 Yr. Warranty, AFCI, -40C, UL-1741-SA (Rule-21), SESUK-USR0INNN4 | Inventory Item | 1486.75 |  | No | Inverters | 1398.35 | 1486.75
1044 | 1054 | USIN100-0053 | USIN100-0053 | Inverters | 330-0578 | SE43.2K-US02IBNZ4 | SolarEdge, 43.2kW 3 Phase Synergy Manager, Requires 3 Synergy Units, 43.2kW 208V WYE/Delta, 60Hz, 1000VDC, Fused Multiple DC Inputs, DC Discon, AC/DC SPD, 12 Yr. Warranty, AFCI, with AC-RSD, -40C, RS485 and Ethernet, UL-1741-SA (Rule-21), SE43.2K-US02IBNZ4 | Inventory Item | 1635.25 | 43200 | No | Inverters | 1529.75 | 1635.25
1045 | 1055 | USIN100-0040 | USIN100-0040 | Inverters | 330-0579 | SE50K-US02IBNZ4 | SolarEdge, 50kW 3 Phase Synergy Manager, Requires 3 Synergy Units, 50kW 208V WYE/Delta, 60Hz, 1000VDC, Fused Multiple DC Inputs, DC Discon, AC/DC SPD, 12 Yr. Warranty, AFCI, with AC-RSD, -40C, RS485 and Ethernet, UL-1741-SA (Rule-21), SE50K-US02IBNZ4 | Inventory Item | 2275.38 | 50000 | No | Inverters | 2140.09 | 2275.38
1046 | 1056 | USIN100-0079 | USIN100-0079 | Inverters | 330-0580 | SE66.6K-US08IBNZ4 | SolarEdge, 66.6kW 3 Phase Synergy Manager, Requires 2 Synergy Units, 66.6kW 480V WYE/Delta, 60Hz, 1000VDC, Fused Multiple DC Inputs, DC Discon, AC/DC SPD, 12 Yr. Warranty, AFCI, with AC-RSD, -40C, RS485 and Ethernet, UL-1741-SA (Rule-21), SE66.6K-US08IBNZ4 | Inventory Item | 1090.16 | 66600 | No | Inverters | 1019.83 | 1090.16 | 1
1047 | 1057 | USIN100-0078 | USIN100-0078 | Inverters | 330-0581 | SE80K-US08IBNZ4 | SolarEdge, 80kW 3 Phase Synergy Manager, Requires 2 Synergy Units, 80kW 480V WYE/Delta, 60Hz, 1000VDC, Fused Multiple DC Inputs, DC Discon, AC/DC SPD, 12 Yr. Warranty, AFCI, with AC-RSD, -40C, RS485 and Ethernet, UL-1741-SA (Rule-21), SE80K-US08IBNZ4 | Inventory Item | 1383.32 | 80000 | No | Inverters | 1301.07 | 1383.32 | 36
1048 | 1058 | USIN100-0272 | USIN100-0272 | Inverters | 330-0582 | SE100K-US08IBNZ4 | SolarEdge, 100kW 3 Phase Synergy Manager, Requires 3 Synergy Units, 100kW 480V WYE/Delta, 60Hz, 1000VDC, Fused Multiple DC Inputs, DC Discon, AC/DC SPD, 12 Yr. Warranty, AFCI, with AC-RSD, -40C, RS485 and Ethernet, UL-1741-SA (Rule-21), SE100K-US08IBNZ4 | Inventory Item | 1785.69 | 100000 | No | Inverters | 1679.51 | 1785.69 | 7
1049 | 1059 | USIN100-0076 | USIN100-0076 | Inverters | 330-0583 | SE120K-US08IBNZ4 | SolarEdge, 120kW 3 Phase Synergy Manager, Requires 3 Synergy Units 120kW 480V WYE/Delta, 60Hz, 1000VDC, Multiple Fused DC Inputs, DC Discon, AC/DC SPD, 12 Yr. Warranty, AFCI, with AC-RSD, -40C, RS485 and Ethernet, UL-1741-SA (Rule-21), SE120K-US08IBNZ4 | Inventory Item | 2275.38 | 120000 | No | Inverters | 2140.09 | 2275.38 | 8
1050 | 1060 | 330-0588 |  | Inverters | 330-0588 | SE50K-US02IBNW4 | SolarEdge, 50kW 3 Phase Synergy Manager, Requires 3 Synergy Units, 50kW 208V WYE/Delta, 60Hz, 1000VDC, Combined DC Inputs, DC Disco, AC/DC SPD, 12 Yr. Warranty, AFCI, with AC-RSD, -40C, RS485 and Ethernet, UL-1741-SA (Rule-21), SE50K-US02IBNW4 | Inventory Item | 2275.38 | 50000 | No | Inverters | 2128.58
1051 | 1061 | USIN100-0073 | USIN100-0073 | Inverters | 330-0589 | SE80K-US08IBNW4 | SolarEdge, 80kW 3 Phase Synergy Manager, Requires 2 Synergy Units, 80kW 480V WYE/Delta, 60Hz, 1000VDC, Combined DC Inputs, DC Disco, AC/DC SPD, 12 Yr. Warranty, AFCI, with AC-RSD, -40C, RS485 and Ethernet, UL-1741-SA (Rule-21), SE80K-US08IBNW4 | Inventory Item | 1383.32 | 80000 | No | Inverters | 1294.08
1052 | 1062 | 330-0590 |  | Inverters | 330-0590 | SE100K-US08IBNW4 | SolarEdge, 100kW 3 Phase Synergy Manager, Requires 3 Synergy Units, 100kW 480V WYE/Delta, 60Hz, 1000VDC, Combined DC Inputs, DC Disco, AC/DC SPD, 12 Yr. Warranty, AFCI, with AC-RSD, -40C, RS485 and Ethernet, UL-1741-SA (Rule-21), SE100K-US08IBNW4 | Inventory Item | 1785.69 | 100000 | No | Inverters | 1670.48
1053 | 1063 | 330-0591 |  | Inverters | 330-0591 | SE120K-US08IBNW4 | SolarEdge, 120kW 3 Phase Synergy Manager, Requires 3 Synergy Units 120kW 480V WYE/Delta, 60Hz, 1000VDC, Combined DC Inputs, DC Disco, AC/DC SPD, 12 Yr. Warranty, AFCI, with AC-RSD, -40C, RS485 and Ethernet, UL-1741-SA (Rule-21), SE120K-US08IBNW4 | Inventory Item | 2275.38 | 120000 | No | Inverters | 2128.58
1054 | 1064 | 330-0592 |  | Inverters | 330-0592 | SE110K-US08IBNZ4 | SolarEdge, 110kW/120kVA 3 Phase Synergy Manager, Requires 3 Synergy Units, 110kW 480V WYE/Delta, 60Hz, 1000VDC, Fused Multiple DC Inputs, DC Disco, AC/DC SPD, 12 Yr. Warranty, AFCI, with AC-RSD, -40C, RS485 and Ethernet, UL-1741-SA (Rule-21),SE110K-US08IBNZ4 | Inventory Item | 2022.99 | 11000 | No | Inverters | 1892.47
1055 | 1065 | 330-0593 |  | Inverters | 330-0593 | SE110K-USG8IBNZ4 | SolarEdge, 110kW/120kVA 3 Phase Synergy Manager, Requires 3 Synergy Units, 110kW 480V WYE/Delta, 60Hz, 1000VDC, Multiple Fused DC Inputs, DC Disco, AC/DC SPD, 12 Yr. Warranty, AFCI, NO AC-RSD, GROUND MOUNT ONLY,-40C, RS485 and Ethernet, UL-1741-SA (Rule-21), SE110K-USG8IBNZ4 | Inventory Item | 1945.18 | 11000 | No | Inverters | 1819.69
1056 | 1066 | 330-0594 |  | Inverters | 330-0594 | SE110K-USG8IBNW4 | SolarEdge, 110kW/120kVA 3 Phase Synergy Manager, Requires 3 Synergy Units, 110kW, 480V WYE/Delta, 60Hz, 1000VDC, Combined DC Input, (Combiner Box Required) DC Disco, AC/DC SPD, 12 Yr. Warranty, AFCI, NO AC-RSD, GROUND MOUNT ONLY,-40C, RS485 and Ethernet, UL-1741-SA (Rule-21), SE110K-USG8IBNW4 | Inventory Item | 1945.18 | 11000 | No | Inverters | 1819.69
1057 | 1067 | USIN100-0273 | USIN100-0273 | Inverters | 330-0595 | SE120K-USG8IBNZ4 | SolarEdge, 120kW 3 Phase Synergy Manager, Requires 3 Synergy Units, 120kW 480V WYE/Delta, 60Hz, 1000VDC, Multiple Fused DC Inputs, DC Discon, AC/DC SPD, 12 Yr. Warranty, AFCI, NO AC-RSD, GROUND MOUNT ONLY,-40C, RS485 and Ethernet, UL-1741-SA (Rule-21), SE120K-USG8IBNZ4 | Inventory Item | 2187.86 | 120000 | No | Inverters | 2057.77 | 2187.86 | 4
1058 | 1068 | 330-0596 |  | Inverters | 330-0596 | 03-50-1000-2-41-V2 | SMA, Sunny Tripower 50000-TL (Core 1, STP-50) 3-Ph Grid Tied Inverter, 50kW, 277/480VAC, 60Hz, Integrated AC & DC Discon, 6 MPPT Input, (2 Strings each), UTX Connectors, 10 Yr Warr, Transformerless, AFCI, Built in Ethernet, NO WLAN (Wi-FI), SunSpec Compliant, 03-50-1000-2-41-V2 | Inventory Item | 6156.33 | 50000 | No | Inverters | 5540.7 | 6156.33 | 89
1059 | 1069 | 330-0597 |  | Inverters | 330-0597 | 03-62-1000-2-41-V2 | SMA, Sunny Tripower 62000-TL (Core 1, STP-62) 3-Ph Grid Tied Inverter, 62kW, 277/480VAC, 60Hz, Integrated AC & DC Discon, 6 MPPT Input, (2 Strings each), UTX Connectors, 10 Yr Warr, Transformerless, AFCI, Built in Ethernet, NO WLAN (Wi-FI), SunSpec Compliant, 03-62-1000-2-41-V2 | Inventory Item | 6283.64 | 62000 | No | Inverters | 5655.28 | 6283.64 | 110
1060 | 1070 | 330-0598 |  | Inverters | 330-0598 | 3-125-1500-2-21 | SMA, Sunny Highpower, Peak3, 3-Ph Grid Tied Utility Inverter, 125kW, 480Vac, 50/60Hz, 1500Vdc input, 1 MPPT, 5 Yr. Warr, Transformerless, No Disconnects or AFCI, SHP 125-US-21, 3-125-1500-2-21 | Inventory Item | 10494.44 | 125000 | No | Inverters | 9445
1061 | 1071 | 330-0599 |  | Inverters | 330-0599 | 3-150-1500-2-21 | SMA, Sunny Highpower, Peak3, 3-Ph Grid Tied Utility Inverter, 150kW, 600Vac, 50/60Hz, 1500Vdc input, 1 MPPT, 5 Yr. Warr, Transformerless, No Disconnects or AFCI, SHP 150-US-21, 3-150-1500-2-21 | Inventory Item | 10648.15 | 150000 | No | Inverters | 9583.33
1062 | 1072 | 330-0603 | USMI100-0042 | Inverters | 330-0603 | SE10K-USR2IBNZ4 | SolarEdge, SE10.0KUS Grid Tied Inverter, 3-Ph, 10kW, 120/208 WYE and 208 Delta Grid, 60Hz, 600Vdc, with AC RSD, DC Safety Switch, DC Fuses and AFCI, 12 Yr Warr, -40C, RS485 and Ethernet, UL-1741-SA, SetApp Enabled, SE10K-USR2IBNZ4 | Inventory Item | 2604.37 | 10000 | No | Inverters | 2436.34 | 2604.37
1063 | 1074 | USSE100-0128 | USSE100-0128 | Inverters | 341-0000 | OUTBACK POWER FW-ACA CONDUIT ADAPTER | Outback, AC Conduit Adapter, with 2" Fitting, ACA | Inventory Item | 65.28 |  | No | Inverters | 60.26 | 70.83 | 2
1064 | 1075 | USSE100-0129 | USSE100-0129 | Inverters | 341-0001 | DCA | Outback, DC Conduit Adapter, with 2" Fitting, DCA | Inventory Item | 54.17 |  | No | Inverters | 50 | 58.33 | 2
1065 | 1076 | 341-0002 |  | Energy Storage | 341-0002 | SA-EMP-15K | Sol-Ark, Factory Installed Inverter Add on Option for 15kW, Solar Flare/EMP Hardening to MIL-STD-461G, SA-EMP-15K | Inventory Item |  |  | No | Energy Storage | 0
1066 | 1077 | 341-0003 |  | Energy Storage | 341-0003 | AGT-R1V1-US | Franklin WH, aGate X Energy Management Smart Switch, AGT-R1V1-US | Inventory Item | 1758.24 |  | No | Energy Storage | 1524.49 | 1758.24 | 4
1067 | 1078 | 341-0086 |  | Inverters | 341-0086 | ME-AGS-S-R | Magnum, Automatic Generator Start Module 2-Relay with Voltage & Temp Start/Stand Alone Version ME-AGS-S-R | Inventory Item | 322.2 |  | No | Inverters | 181.01
1068 | 1079 | USEC001-0028 | USEC001-0028 | Inverters | 341-0087 | ME-AGS-N | Magnum, Automatic Generator Start Module 3-Relay with Voltage & Temp Start/Network Version ME-AGS-N | Inventory Item | 236.81 |  | No | Inverters | 204.15 | 236.81 | 2
1069 | 1080 | USSE100-0029 | USSE100-0029 | Inverters | 341-0101 | 865-1016 | Schneider Electric, Conext SW DC Breaker Panel, 865-1016 | Inventory Item | 430.47 |  | No | Inverters | 371.09 | 430.47
1070 | 1081 | USSE100-0032 | USSE100-0032 | Inverters | 341-0102 | 865-1017 | Schneider Electric, Conext SW AC Breaker Panel, 120V/240V, 865-1017 | Inventory Item | 586.67 |  | No | Inverters | 505.75 | 586.67 | 5
1071 | 1082 | USCC100-0082 | USCC100-0082 | Inverters | 341-0105 | GSLC175-PV-230 | Outback, Radian Prewired GS Load Center with two 175A breakers, dual 80A GFDI and PV breakers for two charge controllers, FLEXnet DC and three 500A shunts, 230VAC 50A bypass breakers, dual 230VAC 50A input breakers, 10 busbars, GSLC175-PV-230 | Inventory Item | 1726.39 |  | No | Inverters | 1462.35 | 1819.44
1072 | 1083 | USEC001-0030 | USEC001-0030 | Inverters | 341-0108 | 865-1060-01 | Schneider Electric, CONEXT XW, AGS, Auto Generator Start, for XW, and SW, 865-1060-01 | Inventory Item | 206.07 |  | No | Inverters | 177.64 | 206.07
1073 | 1084 | USSSP110-1187 | USSSP110-1187 | Inverters | 341-0110 | 865-1015-01 | Schneider Electric, CONEXT XW, PDP, Power Distribution Panel 1 250A 160VDC Breaker, 2-POLE 60A AC Breakers, 120-240V, 865-1015-01 | Inventory Item | 1350.07 |  | No | Inverters | 1163.85 | 1350.07 | 5
1074 | 1085 | 341-0111 |  | Inverters | 341-0111 | 865-1025-01 | Schneider Electric, CONEXT XW+ CONDUIT BOX, 865-1025-01 | Inventory Item | 142.27 |  | No | Inverters | 133.38
1075 | 1086 | USSE100-0282 | USSE100-0282 | Inverters | 341-0112 | 865-1020-02 | Schneider Electric, CONEXT XW Connection kit for Inverter 2 & Inverter 3, 250A/160VDC Breaker, AC-DC-XANBUS CABLES, No AC Breakers, 865-1020-02 | Inventory Item | 742.87 |  | No | Inverters | 640.4 | 742.87 | 6
1076 | 1087 | USSSP110-1186 | USSSP110-1186 | Inverters | 341-0113 | 865-1014-01 | Schneider Electric, CONEXT XW, PDP, Power Distribution Panel, 1-Pole, 250A/160VDC Breaker, (No AC Breakers), 865-1014-01 | Inventory Item | 1017.87 |  | No | Inverters | 877.47 | 1017.87
1077 | 1088 | 341-0114 |  | Inverters | 341-0114 | 865-1215-01 | Schneider Electric, CONEXT Breaker Kit for PDP, 120/240VAC, 2-Pole, 60A, 3 Sets including: Square-D type QOU DIN-rail mountable AC breakers, jumpers, bypass, 865-1215-01 | Inventory Item | 207.53 |  | No | Inverters | 178.91 | 207.53 | 1
1078 | 1089 | 341-0115 |  | Inverters | 341-0115 | 865-1315-01 | Schneider Electric, CONEXT Breaker Kit for PDP, 120/208VAC, 3-Pole, 60A, 3 Sets including: Square-D type QOU DIN-rail mountable AC breakers, jumpers, bypass, 865-1315-01 | Inventory Item | 314.6 |  | No | Inverters | 271.21
1079 | 1090 | USSSP110-1185 | USSSP110-1185 | Inverters | 341-0117 | 865-1013-01 | Schneider Electric, CONEXT XW, MINI-PDP, Power Distribution Panel For One XW Inverter ONLY, NOT Expandable,1-Pole 250A/160VDC Breaker, 3,2-Pole 60A AC Breakers & By-Pass, 120-240V, 865-1013-01 | Inventory Item | 742.87 |  | No | Inverters | 640.4 | 592.71 | 57
1080 | 1091 | 341-0118 |  | Inverters | 341-0118 | GSLC | Outback, Radian GS Load Center, Box only with 500A shunt and 4 busbars, Powder-Coated Finish, GSLC | Inventory Item | 780 |  | No | Inverters | 672.41 | 828 | 7
1081 | 1092 | USBE100-0051 | USBE100-0051 | Inverters | 341-0119 | GSLC175-120/240 | Outback, Radian Prewired GS Load Center with two 175A breakers, 2-pole 120/240VAC 50A bypass breakers, 2, 2-pole 120/240VAC 50A input breakers, 500A shunt, 10 busbars, Powder-Coated Finish, GSLC175-120/240 | Inventory Item | 1305.33 |  | No | Inverters | 1125.29 | 1380
1082 | 1093 | USWC001-0034 | USWC001-0034 | Inverters | 341-0120 | GSLC175-PV-120/240 | Outback, Radian Prewired GS Load Center with two 175A breakers, dual 80A GFDI and PV breakers for two charge controllers, FLEXnet DC and three 500A shunts, 2-pole 120/240VAC 50A bypass breakers, 2, 2-pole 120/240VAC 50A input breakers, 10 busbars, Powder-Coated Finish, GSLC175-PV-120/240 | Inventory Item | 1666.67 |  | No | Inverters | 1436.78 | 1568 | 8
1083 | 1094 | USBE100-0053 | USBE100-0053 | Inverters | 341-0121 | GSLC175PV1-120/240 | OutBack, Radian Prewired GS Load Center with one 175A breaker, single 80A GFDI and PV breaker for one charge controller, FLEXnet DC and two 500A shunts, 2-pole 120/240VAC 50A bypass breakers, 2, 2-pole 120/240VAC 50A input breakers, 10 busbars, Powder-Coated Finish, GSLC175PV1-120/240 | Inventory Item | 1533 |  | No | Inverters | 1321.55 | 1589.33 | 4
1084 | 1095 | USCC100-0077 | USCC100-0077 | Energy Storage | 341-0124 | GSLC-PV-300VDC | Outback, Radian Prewired GS-8048 Load Center with Two 175A breakers, PV breakers for Two FM-100 Charge Controllers, FLEXnet DC, Three 500A shunts, 2-pole 120/240VAC 50A Bypass Breakers, 2, 2-pole 120/240VAC 50A Input Breakers, GSLC-PV-300VDC | Inventory Item | 1871.82 |  | No | Energy Storage | 1759.06 | 1570.51
1085 | 1096 | USIN100-0141 | USIN100-0141 | Energy Storage | 348-0027 | MNEMS4024PAECL150 | MidNite Solar, Pre-Wired Off Grid System, 120/240VAC, MS4024PAE 4000W 24V Inverter, Classic 150, ARC-50 display, BMK-NS Battery Monitor, MNE250STM-L E-Panel, 3 MN-SPD, MNEMS4024PAECL150 | Inventory Item | 5635.67 | 4000 | No | Energy Storage | 4900.58 | 5635.67
1086 | 1097 | USIN100-0143 | USIN100-0143 | Energy Storage | 348-0052 | MNEMS4448PAECL150 | MidNite Solar, Pre-Wired Off Grid System, 120/240VAC, MS4448PAE 4400W 48V Inverter, Classic 150 & WhizBang Jr., ARC-50 display, MNE175STM-L-240 E-Panel, 3 MN-SPD, MNEMS4448PAECL150 | Inventory Item | 5679.67 | 4000 | No | Energy Storage | 4938.84 | 5679.67
1087 | 1098 | USIN100-0202 | USIN100-0202 | Inverters | 348-0097 | FPR-8048A-01 | Outback, FLEXpower Radian, GS8048A-01, 8.0kW, 120/240Vac, all prewired AC & DC, GSLC175-PV-120/240, with AC bypass, 2, 175A DC breakers, GFDI-80D, 2, 80 Amp charge controller breakers, HUB 10.3, RTS, FLEXnet DC, surge protectors, 2 FLEXmax 80 MPPT controllers, MATE3-S and mounting back plate, UL1741-SA, FPR-8048A-01 | Inventory Item | 7773.62 | 8000 | No | Inverters | 7398.99 | 7194.94
1088 | 1099 | USIN100-0200 | USIN100-0200 | Inverters | 348-0098 | FPR-4048A-01 | Outback, FLEXpower Radian, GS4048A-01, 4.0kW, 120/240Vac, all prewired AC & DC, GSLC175-PV1-120/240, with AC bypass, 1, 175A DC breaker, GFDI-80, 1, 80 Amp charge controller breaker, HUB 10.3, RTS, FLEXnet DC, surge protectors, 1 FLEXmax 80 MPPT controller, MATE3-S and mounting back plate, UL1741-SA, FPR-4048A-01 | Inventory Item | 5738.06 | 4000 | No | Inverters | 5461.53 | 5148.1
1089 | 1100 | USIN100-0206 | USIN100-0206 | Inverters | 348-0099 | FP1 VFXR3648A-01 | Outback, FLEXpowerONE, VFXR3648A-01, Inverter/Charger 3.6kW FLEXpower One, prewired AC and DC boxes with 120Vac Bypass, NEMA 5-15R Outlet, 175A DC breaker, GFDI, 80Amp charge controller breaker, Mate3-S, HUB 10.3, RTS, 1 FLEXmax 80, FLEXnet DC and surge protector, UL1741-SA, FP1 VFXR3648A-01 | Inventory Item | 4427.47 | 3600 | No | Inverters | 4214.1 | 4440.51 | 13
1090 | 1101 | USIN100-0222 | USIN100-0222 | Inverters | 348-0100 | FP1 VFXR3524A-01 | Outback, FLEXpowerONE, VFXR3524A-01, Inverter/Charger 3.5kW FLEXpower One, prewired AC and DC boxes with 120Vac Bypass, NEMA 5-15R Outlet, 250A DC breaker, GFDI, 80Amp charge controller breaker, Mate3-S, HUB 10.3, RTS, 1 FLEXmax 80, FLEXnet DC and surge protector, UL1741-SA, FP1 VFXR3524A-01 | Inventory Item | 4478.46 | 3500 | No | Inverters | 4262.63 | 4491.14
1091 | 1102 | USEC001-0079 | USEC001-0079 | Inverters | 348-0104 | FP2 VFXR3648A-01 | Outback, FLEXpowerTWO, Dual VFXR3648A-01, 7.2kW FLEXpower TWO, prewired AC & DC boxes with AC bypass 175A DC breakers, PNL-GFDI-80D and 80 Amp charge controller breakers, HUB 10.3, RTS, FLEXnet DC, surge protectors plus 2 FLEXmax 80 MPPT controllers, MATE3-S and brackets , UL1741-SA, FP2 VFXR3648A-01 | Inventory Item | 7981.62 | 7200 | No | Inverters | 7596.96 | 8064.56
1092 | 1103 | USIN100-0224 | USIN100-0224 | Inverters | 348-0105 | FP2 VFXR3524A-01 | Outback, FLEXpowerTWO, Dual VFXR3524A-01, 7.0kW FLEXpower TWO, prewired AC & DC boxes with AC bypass 250A DC breakers, PNL-GFDI-80D and 80 Amp charge controller breakers, HUB 10.3, RTS, FLEXnet DC, surge protectors plus 2 FLEXmax 80 MPPT controllers, MATE3-S and brackets , UL1741-SA, FP2 VFXR3524A-01 | Inventory Item | 8175.04 | 7000 | No | Inverters | 7781.06 | 8225.32
1093 | 1104 | USIN100-0203 | USIN100-0203 | Inverters | 348-0135 | FPR-8048A-300AFCI | Outback, FLEXpower Radian, GS8048A-01, 8.0kW, 120/240Vac, Prewired GSLC, with 120/240 AC bypass, 2, 175A DC breakers, 2 FLEXmax 100 AFCI MPPT Charge Controllers, 125A Charge Controller Breakers, 80 Amp PV Breakers, HUB 10.3, RTS, FLEXnet DC, MATE3-S and Mounting Back Plate, UL1741-SA, FPR-8048A-300AFCI | Inventory Item | 8795.22 | 8000 | No | Inverters | 7450.07 | 8370.83
1094 | 1105 | USIN100-0204 | USIN100-0204 | Inverters | 348-0136 | FPR-8048A-300A-LT | Outback, FLEXpower Radian, GS8048A-01, 8.0kW, 120/240Vac, Prewired GSLC, with 120/240 AC bypass, 2, 175A DC breakers, 1 FLEXmax 100 AFCI MPPT Charge Controller, 125A Charge Controller Breaker, 80 Amp PV Breaker, HUB 10.3, RTS, FLEXnet DC, MATE3-S and Mounting Back Plate, UL1741-SA, FPR-8048A-300A-LT | Inventory Item | 8776.39 | 8000 | No | Inverters | 7434.12 | 9156.94
1095 | 1106 | USIN100-0201 | USIN100-0201 | Inverters | 348-0137 | FPR-4048A-300AFCI | Outback, FLEXpower Radian, GS4048A-01, 4.0kW, 120/240Vac, Prewired GSLC, with 120/240 AC bypass, 175A DC breaker, 1 FLEXmax 100 AFCI MPPT Charge Controller, 125A Charge Controller Breaker, 80 Amp PV Breaker, HUB 10.3, RTS, FLEXnet DC, MATE3-S and Mounting Back Plate, UL1741-SA, FPR-4048A-300AFCI | Inventory Item | 6921.11 | 4000 | No | Inverters | 5862.59 | 6125
1096 | 1107 | 349-0032 |  | Energy Storage | 349-0032 | Powerwall-2 | Tesla, Powerwall-2, 7.6kW AC Coupled, 5kW 120/240 AC output, 13.5 Useable kWh Lithium-Ion Battery Pack, NEMA 3R, 10 Yr. Warranty, Powerwall-2 | Inventory Item | 8500 | 7600 | No | Energy Storage | 8500
1097 | 1108 | USSS100-0134 | USSS100-0134 | Energy Storage | 349-0047 | ECOLX12SS-15 | sonnen, ECOLX-12kW, Smart Energy Storage System, 12kWh Useable Capacity, 8kW Continuous, With Screen, Standard Model, ECOLX12SS-15 | Inventory Item | 25045.59 | 8000 | No | Energy Storage | 23699.05 | 25045.59
1098 | 1109 | USSS100-0112 | USSS100-0112 | Energy Storage | 349-0048 | ECOLX12SC-15 | Sonnen, ECOLX-12kW, Smart Energy Storage System, 12kWh Useable Capacity, 8kW Continuous, With Screen, California Model, ECOLX12SC-15 | Inventory Item | 25045.59 | 8000 | No | Energy Storage | 23699.05 | 25045.59
1099 | 1110 | 349-0060 |  | Energy Storage | 349-0060 | A-6PHI-SA-12 | SimpliPhi, AccESS 22.8 with Sol-Ark 12kW AC/DC Coupled, 208/240Vac, 6 Phi 3.8, LFP Batteries (Lithium Iron Phosphate), Integrated Charge Controller, 3R Enclosure, UL-1973, UL-1741-SA, A-6PHI-SA-12 | Inventory Item | 27187.5 | 12000 | No | Energy Storage | 25290.7
1100 | 1111 | USSS100-0081 | USSS100-0081 | Energy Storage | 349-0062 | EVAC-105-4 | Panasonic EverVolt, AC Coupled Standard, 11.4 useable kWh, with 5.5kW 120/240Vac Inverter, Enclosure w/Kit, PowerHub Controller w/PLC, EVAC-105-4 | Inventory Item | 11175.29 | 5500 | No | Energy Storage | 10554.44 | 11175.29
1101 | 1112 | USSS100-0090 | USSS100-0090 | Energy Storage | 349-0063 | EVAC-105-6 | Panasonic EverVolt, AC Coupled Plus, 17.1 useable kWh, with 5.5kW 120/240Vac Inverter, Enclosure w/Kit, PowerHub Controller w/PLC, EVAC-105-6 | Inventory Item | 10587.06 | 5500 | No | Energy Storage | 9998.89 | 10587.06
1102 | 1113 | USSS100-0091 | USSS100-0091 | Energy Storage | 349-0065 | EVDC-105-4 | Panasonic EverVolt, DC Coupled Standard, 11.4 useable kWh, with 5.5kW DC 120/240Vac Inverter, Enclosure w/Kit, PowerHub Controller w/PLC, EVDC-105-4 | Inventory Item | 8234.12 | 5500 | No | Energy Storage | 7776.67 | 8234.12
1103 | 1114 | USSS100-0092 | USSS100-0092 | Energy Storage | 349-0066 | EVDC-105-6 | Panasonic EverVolt, DC Coupled Plus, 17.1 useable kWh, with 5.5kW DC 120/240Vac Inverter, Enclosure w/Kit, PowerHub Controller w/PLC, EVDC-105-6 | Inventory Item | 10587.06 | 5500 | No | Energy Storage | 9998.89 | 10587.06
1104 | 1115 | USIN100-0220 | USIN100-0220 | Energy Storage | 349-0075 | SE-860XLC-300AFCI | Outback, SystemEdge, Bundled FPR-8048A-300 AFCI, 8.0kW FLEXpower Radian, 1000 XLC High Capacity Battery, 59kWhs of nameplate Energy Storage, 32 Fire Raptor Module Level RSD Devices, 1 Fire Raptor Shutdown Switch and 24V Shutdown Relay, and 2 FWPV6-FH600 Combiner Boxes, 10 YEAR GLOBAL WARRANTY, SE-860XLC-300AFCI | Inventory Item | 31728.21 | 8000 | No | Energy Storage | 29816.87 | 31728.21
1105 | 1116 | USSS100-0071 | USSS100-0071 | Energy Storage | 349-0076 | ECOLX20SS-15 | sonnen, ECOLX-20kW, Smart Energy Storage System, 20kWh Useable Capacity, 8kW Continuous, With Screen, Standard Model, ECOLX20SS-15 | Inventory Item | 34278.33 | 8000 | No | Energy Storage | 30780.54 | 34278.33
1106 | 1117 | USSS100-0070 | USSS100-0070 | Energy Storage | 349-0083 | ECOLX30SC-15 | sonnen, ECOLX-30kWh, Smart Energy Storage System, 30kWh Useable Capacity, 8kW Continuous, With Screen, California Model, ECOLX30SC-15 | Inventory Item | 46931.82 | 8000 | No | Energy Storage | 42142.86 | 46931.82
1107 | 1118 | 349-0087 |  | Energy Storage | 349-0087 |  | Stem, Inc. Custom Tesla Commercial Energy Storage System Powered by Stem’s AI, Athena™ Energy cost optimization through Demand Charge Management, Energy Arbitrage, Demand Response, and Wholesale Market Participation: Tesla AC Coupled Grid-Services System | Non-inventory Item | 0.01 |  | No | Energy Storage | 0
1108 | 1119 | 349-0088 |  | Energy Storage | 349-0088 |  | Stem, Inc. Custom Tesla Commercial Energy Storage System Powered by Stem’s AI, Athena™ Energy cost optimization through Demand Charge Management, Energy Arbitrage, Demand Response, and Wholesale Market Participation: Tesla AC Coupled Back-Up/Resiliency System | Non-inventory Item | 0.01 |  | No | Energy Storage | 0
1109 | 1120 | USIN100-0215 | USIN100-0215 | Energy Storage | 349-0091 | SE-420BLU-300AFCI | Outback,SystemEdge, Bundled FPR-4048A-300 AFCI, 4.0kW FLEXpower Radian, IBR-2-48-175Battery Rack, 8 Northstar NSB-190 Batteries, 19.2kWhs of nameplate EnergyStorage, 16 Fire Raptor Module Level RSD Devices, DC Rapid Shutdown Initiator(RSI), 24Vdc Power Supply, 1A breaker, and 1 FWPV6-FH600 Combiner Box,SE-420BLU-300AFCI | Inventory Item | 14205 | 4000 | No | Energy Storage | 13062.07 | 12768.75
1110 | 1121 | USIN100-0217 | USIN100-0217 | Energy Storage | 349-0092 | SE-830BLU-300AFCI | Outback,SystemEdge, Bundled FPR-8048A-300 AFCI, 8.0kW FLEXpower Radian, IBR-3-48-175Battery Rack, 12 Northstar NSB-190 Batteries, 28.8kWh of nameplate EnergyStorage, 32 Fire Raptor Module Level RSD Devices, DC Rapid Shutdown Initiator(RSI), 24Vdc Power Supply, 1A breaker, and 2 FWPV6-FH600 Combiner Boxes,SE-830BLU-300AFCI | Inventory Item | 18773.75 | 8000 | No | Energy Storage | 17263.22 | 18986.25
1111 | 1122 | 349-0093 | USSSP110-1224 | Energy Storage | 349-0093 | A-4PHI-SA-12 | SimpliPhi, AccESS 15.2 with Sol-Ark 12kW AC/DC Coupled, 208/240Vac, 4 Phi 3.8, LFP Batteries (Lithium Iron Phosphate), Integrated Charge Controller, 3R Enclosure, UL-1973, UL-1741-SA, A-4PHI-SA-12 | Inventory Item | 22187.5 | 12000 | No | Energy Storage | 20402.3 | 22272.5
1112 | 1123 | 349-0095 |  | Energy Storage | 349-0095 | HQCAESS1116 | QCells, Q.HOME HYB-G1, 7.6kw 120/240Vac Hybrid Inverter DC or AC Coupled, 12.6kWh NMC (Nickel-Manganese-Cobalt) Battery Storage, includes, BMS, Autoformer, RGM, UL9540, Rule-21, 10/10 Warranty, HQCAESS1116 | Inventory Item | 10116.28 | 7600 | No | Energy Storage | 9354.84
1113 | 1124 | 349-0096 |  | Energy Storage | 349-0096 | HQCAESS1117 | QCells, Q.HOME HYB-G1, 7.6kw 120/240Vac Hybrid Inverter DC or AC Coupled, 13.5kWh NMC (Nickel-Manganese-Cobalt) Battery Storage, includes, BMS, Autoformer, RGM, UL9540, Rule-21, 10/10 Warranty, HQCAESS1117 | Inventory Item | 10697.67 | 7600 | No | Energy Storage | 9200 | 9787.23 | 5
1114 | 1125 | USSB100-0086 | USSB100-0086 | Energy Storage | 349-0097 | HQCAESS1118 | QCells, Q.HOME HYB-G1, 7.6kw 120/240Vac Hybrid Inverter DC or AC Coupled, 18.9kWh NMC (Nickel-Manganese-Cobalt) Battery Storage, includes, BMS, Autoformer, RGM, UL9540, Rule-21, 10/10 Warranty, HQCAESS1118 | Inventory Item | 12100 | 7600 | No | Energy Storage | 11500 | 12234.04 | 8
1115 | 1126 | USSS100-0124 | USSS100-0124 | Energy Storage | 349-0098 | OGHESS8015A | Outback, Mojave ESS, AC Coupled ONLY, 8kW 120/240Vac Grid-Tie/Off Grid Inverter, with 14.8kWh name plate (11.8kWh useable) NMC Battery, 2, 200A CT’s, Cables and Hardware Included, UL1741-SA, UL9540, 10 year war., OGHESS8015A | Inventory Item | 14628.05 | 14800 | No | Energy Storage | 14111.76 | 10310.98
1116 | 1127 | 349-0100 | USSSP110-1226 | Energy Storage | 349-0100 | A-6AMP-SA-12 | SimpliPhi, AccESS 22.8 with Sol-Ark 12kW AC/DC Coupled, 208/240Vac, 6 AmpliPhi 3.8, LFP Batteries (Lithium Iron Phosphate), Integrated Charge Controller, 3R Enclosure, UL-1973, UL-1741-SA, A-6AMP-SA-12 | Inventory Item | 32187.5 | 12000 | No | Energy Storage | 29597.7 | 29257.5
1117 | 1128 | 349-0101 |  | Energy Storage | 349-0101 | A-4APHI-SPHI-6 | SimpliPhi, AccESS 15.2 with 6kW SimpliPhi Inverter 120/240Vac, AC/DC Coupled, with 4 AmpliPhi 3.8 LFP Batteries (Lithium Iron Phosphate), Integrated 2 MPPT Charge Controller, AGS and Energy Trak Gateway, 3R Enclosure, A-4APHI-SPHI-6 | Inventory Item | 23131.25 | 6000 | No | Energy Storage | 21517.44
1118 | 1129 | 349-0102 |  | Energy Storage | 349-0102 | A-5APHI-SPHI-6 | SimpliPhi, AccESS 19 with 6kW SimpliPhi Inverter 120/240Vac, AC/DC Coupled, with 5 AmpliPhi 3.8 LFP Batteries (Lithium Iron Phosphate), Integrated 2 MPPT Charge Controller, AGS and Energy Trak Gateway, 3R Enclosure, A-5APHI-SPHI-6 | Inventory Item | 26037.5 | 6000 | No | Energy Storage | 24220.93
1119 | 1130 | 349-0103 |  | Energy Storage | 349-0103 | A-6APHI-SPHI-6 | SimpliPhi, AccESS 22.8 with 6kW SimpliPhi Inverter 120/240Vac, AC/DC Coupled, with 6 AmpliPhi 3.8 LFP Batteries (Lithium Iron Phosphate), Integrated 2 MPPT Charge Controller, AGS and Energy Trak Gateway, 3R Enclosure, A-6APHI-SPHI-6 | Inventory Item | 28943.75 | 6000 | No | Energy Storage | 26924.42
1120 | 1131 | 349-0104 |  | Energy Storage | 349-0104 | A-3PHI-SPHI-6 | SimpliPhi, AccESS 11.4 with 6kW SimpliPhi Inverter 120/240Vac, AC/DC Coupled, with 3 Phi 3.8 LFP Batteries (Lithium Iron Phosphate), Integrated 2 MPPT Charge Controller, AGS and Energy Trak Gateway, 3R Enclosure, A-3PHI-SPHI-6 | Inventory Item | 16905 | 6000 | No | Energy Storage | 15725.58
1121 | 1132 | 349-0105 |  | Energy Storage | 349-0105 | A-4PHI-SPHI-6 | SimpliPhi, AccESS 15.2 with 6kW SimpliPhi Inverter 120/240Vac, AC/DC Coupled, with 4 Phi 3.8 LFP Batteries (Lithium Iron Phosphate), Integrated 2 MPPT Charge Controller, AGS and Energy Trak Gateway, 3R Enclosure, A-4PHI-SPHI-6 | Inventory Item | 19251.25 | 6000 | No | Energy Storage | 17908.14
1122 | 1133 | 349-0106 |  | Energy Storage | 349-0106 | A-5PHI-SPHI-6 | SimpliPhi, AccESS 19 with 6kW SimpliPhi Inverter 120/240Vac, AC/DC Coupled, with 5 Phi 3.8 LFP Batteries (Lithium Iron Phosphate), Integrated 2 MPPT Charge Controller, AGS and Energy Trak Gateway, 3R Enclosure, A-5PHI-SPHI-6 | Inventory Item | 21597.5 | 6000 | No | Energy Storage | 20090.7
1123 | 1134 | 349-0107 |  | Energy Storage | 349-0107 | A-6PHI-SPHI-6 | SimpliPhi, AccESS 22.8 with 6kW SimpliPhi Inverter 120/240Vac, AC/DC Coupled, with 6 Phi 3.8 LFP Batteries (Lithium Iron Phosphate), Integrated 2 MPPT Charge Controller, AGS and Energy Trak Gateway, 3R Enclosure, A-6PHI-SPHI-6 | Inventory Item | 23943.75 | 6000 | No | Energy Storage | 22273.26
1124 | 1135 | 349-0108 |  | Energy Storage | 349-0108 | A-3APHI-SPHI-6 | SimpliPhi, AccESS 11.4 with 6kW SimpliPhi Inverter 120/240Vac, AC/DC Coupled, with 3 AmpliPhi 3.8 LFP Batteries (Lithium Iron Phosphate), Integrated 2 MPPT Charge Controller, AGS and Energy Trak Gateway, 3R Enclosure, A-3APHI-SPHI-6 | Inventory Item | 20225 | 6000 | No | Energy Storage | 18813.95
1125 | 1136 | USSE100-0308 | USSE100-0308 | Inverters | 360-0000 | 2300532032 | APsystems, AC Cable Connector (splice)– Female, 2300532032 | Inventory Item | 9.33 |  | No | Inverters | 8.75 | 9.33 | 441
1126 | 1137 | USSE100-0309 | USSE100-0309 | Inverters | 360-0001 | 2300531032 | APsystems, AC Cable Connector (splice) – Male, 2300531032 | Inventory Item | 9.33 |  | No | Inverters | 8.75 | 9.33 | 500
1127 | 1138 | USEC001-0013 | USEC001-0013 | Inverters | 360-0002 | 2352000001 | APsystems, AC Bus Cable Unlocking Tool, for DS3, YC600 & QS1, 2352000001 | Inventory Item | 4 |  | No | Inverters | 3.75 | 4 | 58
1128 | 1139 | USEC001-0014 | USEC001-0014 | Inverters | 360-0003 | 2061702007 | APsystems, Y-Conn Cap, to seal off unused AC Bus Cable Connectors, for DS3, YC600 & QS1, 2061702007 | Inventory Item | 4 |  | No | Inverters | 3.75 | 4 | 1203
1129 | 1140 | USWC001-0023 | USWC001-0023 | Inverters | 360-0004 | 2060700007 | APsystems, AC Bus Cable End Cap, for DS3, YC600 & QS1, 2060700007 | Inventory Item | 8 |  | No | Inverters | 7.5 | 10.67 | 323
1130 | 1141 | USWC001-0069 | USWC001-0069 | Inverters | 360-0005 | 2322301303 | APsystems, Y3 AC Bus (Trunk) Cable for DS3, YC600 & QS1 Micro Inverters, (order 1 per Inverter), 12 AWG, 2m, 2322301303 | Inventory Item | 25.33 |  | No | Inverters | 23.75 | 25.33 | 470
1131 | 1142 | USWC001-0064 | USWC001-0064 | Inverters | 360-0006 | 2322401303 | APsystems, Y3 AC Bus (Trunk) Cable for DS3, YC600 & QS1 Micro Inverters, (order 1 per Inverter), 12 AWG, 4m (~157”), 2322401303 | Inventory Item | 30.67 |  | No | Inverters | 28.75 | 30.67 | 171
1132 | 1143 | USIN100-0102 | USIN100-0102 | Inverters | 360-0008 | 2310360214 | APsystems, DC Extension Cable, 2m, MC-4, 2310360214 | Inventory Item | 8 |  | No | Inverters | 7.5 | 8
1133 | 1144 | USEC001-0017 | USEC001-0017 | Inverters | 360-0009 | 2060401006 | APsystems, Sealing cap for MC-4 DC Connector - Male (purchase w/ F), 2060401006 | Inventory Item | 1.33 |  | No | Inverters | 1.25 | 1.33 | 173
1134 | 1145 | USSE100-0260 | USSE100-0260 | Inverters | 360-0010 | 2060402006 | APsystems, Sealing cap for MC-4 DC Connector - Female (purchase w/ M), 2060402006 | Inventory Item | 1.33 |  | No | Inverters | 1.25 | 1.33 | 158
1135 | 1146 | USWC001-0059 | USWC001-0059 | Inverters | 360-0012 | 2322302552 | APsystems, YC1000 AC Bus (Trunk) Cable for YC1000 Micro Inverters, 14 AWG, 2m (~78”), 2322302552 | Inventory Item | 33.33 |  | No | Inverters | 28.74 | 33.33 | 27
1136 | 1147 | USWC001-0060 | USWC001-0060 | Inverters | 360-0013 | 2322402552 | APsystems, YC1000 AC Bus (Trunk) Cable for YC1000 Micro Inverters, 14 AWG, 4m (~157”), 2322402552 | Inventory Item | 53.33 |  | No | Inverters | 45.98 | 53.33 | 24
1137 | 1148 | 360-0016 | USEC001-0134 | Inverters | 360-0016 | M1080249 | NEP, BQ Male Connector, M1080249 | Inventory Item | 12.36 |  | No | Inverters | 11.59 | 12 | 425
1138 | 1149 | USSB100-0121 | USSB100-0121 | Inverters | 360-0025 | M2020098 | NEP, BQ Tail Cable with Female Connector and 5 meter cable, M2020098 | Inventory Item | 31.59 |  | No | Inverters | 29.61 | 30.67 | 504
1139 | 1150 | USSB100-0117 | USEC001-0133 | Inverters | 360-0026 | M1080250 | NEP, BQ Female Connector, M1080250 | Inventory Item | 12.36 |  | No | Inverters | 11.59 | 12 | 430
1140 | 1151 | 360-0032 | USEC001-0135 | Inverters | 360-0032 | M1080258 | NEP, BQ End Cap for Female Connector, M1080258 | Inventory Item | 10.99 |  | No | Inverters | 10.3 | 10.67 | 2045
1141 | 1152 | 360-0033 | USEC001-0117 | Inverters | 360-0033 | M3020022 | NEP, MC-4 Male Sealing Cap, M3020022 | Inventory Item | 3.77 |  | No | Inverters | 3.64 | 3.66 | 300
1142 | 1153 | 360-0035 | USEC001-0118 | Inverters | 360-0035 | M3020023 | NEP, MC-4 Female Sealing Cap, M3020023 | Inventory Item | 4.12 |  | No | Inverters | 3.86 | 4 | 300
1143 | 1154 | 360-0036 |  | Inverters | 360-0036 | 2062050002 | APsystems, AC Bus Cable End Cap, for QT-2, 5 Wire, 2062050002 | Inventory Item | 12 |  | No | Inverters | 11.25
1144 | 1155 | 360-0037 |  | Inverters | 360-0037 | 2301512002 | APsystems, AC Cable Connector 10AWG (splice) for 5 wire Trunk, Female, 2301512002 | Inventory Item | 12 |  | No | Inverters | 11.25
1145 | 1156 | 360-0038 |  | Inverters | 360-0038 | 2322609202 | APsystems, AC Bus (Trunk) Cable for QT-2 Micro Inverters, (1 per Inverter), 5 Wire 10 AWG, 2.4m (~94”), 2322609202 | Inventory Item | 42.67 |  | No | Inverters | 40
1146 | 1157 | 360-0039 |  | Inverters | 360-0039 | ME-RC50 | Magnum, Digital LCD Display Remote Panel with 50' Cable, Flush Mount, ME-RC50 | Inventory Item | 148.24 |  | No | Inverters | 141.57
1147 | 1158 | 360-0041 |  | Inverters | 360-0041 | 2322909202 | APsystems, AC Bus (Trunk) Cable for QT-2 Micro Inverters, (1 per Inverter), 5 Wire 10 AWG, 4.6m (~181”), 2322909202 | Inventory Item | 64 |  | No | Inverters | 60 | 64 | 40
1148 | 1159 | 360-0042 |  | Inverters | 360-0042 | 2353000002 | APsystems, AC Bus Cable Unlocking Tool, for QT-2 5 Wire Trunk, 2353000002 | Inventory Item | 4 |  | No | Inverters | 3.75
1149 | 1160 | 360-0043 |  | Inverters | 360-0043 | 2322959232 | APsystems, AC Bus (Trunk) Cable for QT-2 Micro Inverters, (1 per Inverter), 5 Wire 10 AWG, 9.5m (~374”), 2322959232 | Inventory Item | 125.33 |  | No | Inverters | 117.5
1150 | 1161 | 360-0044 |  | Inverters | 360-0044 | 2301511002 | APsystems, AC Cable Connector 10AWG (splice) for 5 wire Trunk, Male, 2301511002 | Inventory Item | 12 |  | No | Inverters | 11.25 | 12 | 15
1151 | 1162 | 360-0119 |  | Inverters | 360-0119 | OPT-SHADECOVER-PVI-50-60 | Yaskawa Solectria, Shade Cover, PVI 50/60TL Inverters Only, OPT-SHADECOVER-PVI-50-60 | Inventory Item | 240 |  | No | Inverters | 206.9
1152 | 1163 | USEC001-0070 | USEC001-0070 | Inverters | 360-0166 | ME-ARC50 | Magnum, Advanced Digital LCD Display Remote Panel with 50' Cable, Flush Mount, ME-ARC50 | Inventory Item | 198.53 |  | No | Inverters | 189.61 | 218.88
1153 | 1164 | USMS100-0617 | USMS100-0617 | Inverters | 360-0182 | T6 Male Cap | Chilicon, Modular Trunk Cap Male, T6 Male Cap | Inventory Item | 2.22 |  | No | Inverters | 2.22 | 2.22 | 42
1154 | 1165 | 360-0184 |  | Inverters | 360-0184 | Tape Roll | Chilicon, Modular Trunk Cap Sealing Tape, 10’, 1 for 4 T6 Male Caps, Tape Roll | Inventory Item | 8.89 |  | No | Inverters | 8.89 | 8.89 | 8
1155 | 1166 | USSE100-0263 | USSE100-0263 | Inverters | 360-0205 | ET-SEAL-10 | Enphase, Accessory, Water tight cap for M215 and M250, Qty. 1, ET-SEAL-10 | Inventory Item | 2.22 |  | No | Inverters | 2.02 | 2.22 | 52
1156 | 1167 | USWC001-0027 | USWC001-0027 | Inverters | 360-0328 | Q-12-10-240 | Enphase, IQ, Q-Cable, 240 Volt, for 60/72 cell 1.0m Portrait Module Pitch. Connector Pitch is 1.3m (51"), Continuous Length, Order by Number of Connectors, Q-12-10-240 | Inventory Item | 17.45 |  | No | Inverters | 15.98 | 17.45 | 61956
1157 | 1168 | USWC001-0062 | USSE100-0192 | Inverters | 360-0329 | Q-12-17-240 | Enphase, IQ, Q-Cable, 240 Volt, for 60 cell 1.7m Landscape Module Pitch. Connector Pitch is 2.0m (78.7"), Continuous Length, Order by Number of Connectors, Q-12-17-240 | Inventory Item | 20.53 |  | No | Inverters | 18.8 | 20.53 | 134688
1158 | 1169 | USSE100-0079 | USSE100-0079 | Inverters | 360-0331 | Q-DCC-2 | Enphase, IQ Micro inverter Replacement Adaptor for MultiContact MC4 DC, Q-DCC-2 | Inventory Item | 10.44 |  | No | Inverters | 9.79 | 10.44 | 3222
1159 | 1170 | USMS100-0634 | USMS100-0634 | Inverters | 360-0332 | Q-SEAL-10 | Enphase, IQ, Female Sealing Cap for unused Q-Cable Connectors, Q-SEAL-10 | Inventory Item | 4.08 |  | No | Inverters | 3.49 | 40.76 | 5597
1160 | 1171 | USEC001-0124 | USEC001-0124 | Inverters | 360-0333 | Q-TERM-10 | Enphase, IQ, Terminator Cap for Q-Cable Ends, Qty. 1, Q-TERM-10 | Inventory Item | 18.05 |  | No | Inverters | 16.92 | 18.05 | 36014
1161 | 1172 | USSE100-0119 | USSE100-0119 | Inverters | 360-0336 | Q-BA-CAP-10 | Enphase, IQ, Male Sealing Cap for Branch Aggregator Unused Connections, Q-BA-CAP-10 | Inventory Item | 3.64 |  | No | Inverters | 3.12 | 3.64 | 7564
1162 | 1173 | 360-0338 |  | Inverters | 360-0338 | Q-12-RAW | Enphase, IQ, Q Cable, 12 AWG, no connectors, Use with Field Wireable M/FM Connectors, by the foot, Non-Cancelable/Non-Returnable on Cut Lengths, Q-12-RAW | Inventory Item | 1.42 |  | No | Inverters | 1.3 | 1.42 | 50775
1163 | 1174 | USWC001-0029 | USWC001-0029 | Inverters | 360-0340 | Q-12-20-200 | Enphase, IQ, Q-Cable, 240 Volt, for 72 cell 2.0m Landscape Module Pitch. Connector Pitch is 2.3m (90.5"), Continuous Length, Order by Number of Connectors, Q-12-20-200 | Inventory Item | 30.75 |  | No | Inverters | 28.16 | 30.75 | 3656
1164 | 1175 | 360-0343 |  | Inverters | 360-0343 | ROOFKIT-25TL-480 | Yaskawa Solectria, Shade Cover and 15-Degree Rooftop Mounting Legs for PVI 25TL-480 Inverters Only, ROOFKIT-25TL-480 | Inventory Item | 266.67 |  | No | Inverters | 229.89
1165 | 1176 | 360-0345 |  | Energy Storage | 360-0345 | 1104517-00-x | Tesla,Powerwall 2 AC Goodie Bag, 1104517-00-x | Inventory Item | 24 |  | No | Energy Storage | 0
1166 | 1177 | USSE100-0074 | USSE100-0074 | Inverters | 360-0346 | Q-CONN-10F | Enphase, IQ, Female Field-Wireable Connector for Q Cable open connector. Qty 1 connector bodies with 2 Female MC4 Tool crimpable pins, Q-CONN-10F | Inventory Item | 12.68 |  | No | Inverters | 11.89 | 12.68 | 9437
1167 | 1178 | USSE100-0075 | USSE100-0075 | Inverters | 360-0347 | Q-CONN-10M | Enphase, IQ, Male Field-Wireable Connector for Q Cable. Qty 1 connector bodies with 2 Male MC4 Tool crimpable pins, Q-CONN-10M | Inventory Item | 12.68 |  | No | Inverters | 11.89 | 12.68 | 11200
1168 | 1179 | USWC001-0057 | USWC001-0057 | Inverters | 360-0348 | AC_Connector_F | Aptos, Female AC Connector, AC_Connector_F | Inventory Item | 16 |  | No | Inverters | 15.38 | 10.8 | 1724
1169 | 1180 | 360-0349 | USSE100-0115 | Inverters | 360-0349 | AC_CON_F_CAP | Aptos, Female AC End Cap, AC_CON_F_CAP | Inventory Item | 8 |  | No | Inverters | 7.69 | 8 | 1486
1170 | 1181 | 360-0350 |  | Inverters | 360-0350 | AC_Connector_M | Aptos, Male AC Connector, AC_Connector_M | Inventory Item | 16 |  | No | Inverters | 15.38 | 10.8 | 1894
1171 | 1182 | 360-0351 | USSE100-0116 | Inverters | 360-0351 | AC_CON_M_CAP | Aptos, Male AC End Cap, AC_CON_M_CAP | Inventory Item | 8 |  | No | Inverters | 7.69 | 8 | 1492
1172 | 1183 | 360-0352 |  | Inverters | 360-0352 | AC_End_Cable-F-2m | Aptos, Female AC End Cable, 12AWG, 2m, AC_End_Cable-F-2m | Inventory Item | 25.33 |  | No | Inverters | 24.36 | 25.33 | 280
1173 | 1184 | 360-0354 |  | Inverters | 360-0354 | AC_Ext_Cable-2m | Aptos, AC Extension Cable, 2 meter, AC_Ext_Cable-2m | Inventory Item | 30.67 |  | No | Inverters | 29.49
1174 | 1185 | 360-0356 |  | Inverters | 360-0356 | AC_End_Cable-F-5m | Aptos, Female AC End Cable, 12AWG, 5m, AC_End_Cable-F-5m | Inventory Item | 41.33 |  | No | Inverters | 39.74 | 41.33 | 96
1175 | 1186 | 360-0357 |  | Inverters | 360-0357 | CP-MBC | Generac, Modular Branch Cable, AWG 18, 650mm (~25.5”) (1 for each Micro), CP-MBC | Inventory Item | 12.59 |  | No | Inverters | 11.85
1176 | 1187 | 360-0358 |  | Inverters | 360-0358 | CP-MTC-1.025 | Generac, Modular Trunk Cable, AWG 10, 1025mm (~40”) for 60/72 Cell Portrait Modules, CP-MTC-1.025 | Inventory Item | 25.19 |  | No | Inverters | 23.7
1177 | 1188 | 360-0359 |  | Inverters | 360-0359 | CP-MTC-1.7 | Generac, Modular Trunk Cable, AWG 10, 1.7m (~67”) for 60 Cell Landscape Modules, CP-MTC-1.7 | Inventory Item | 29.77 |  | No | Inverters | 28.01
1178 | 1189 | USIN100-0124 | USIN100-0124 | Inverters | 360-0360 | CP-MTC-2.15 | Generac, Modular Trunk Cable, AWG 10, 2.15m (~85”) for 72 Cell Landscape Modules, CP-MTC-2.15 | Inventory Item | 36.65 |  | No | Inverters | 34.49 | 36.65 | 19
1179 | 1190 | 360-0361 |  | Inverters | 360-0361 | CP-MTC-JBOX | Generac, T-Junction Cable Option, AWG 10, 1.7mm (~67”) 1 connector, (to avoid cutting MTC cable), CP-MTC-JBOX | Inventory Item | 29.77 |  | No | Inverters | 28.01 | 29.77 | 5
1180 | 1191 | 360-0362 |  | Inverters | 360-0362 | CP-AC-TOOL | Generac, Modular Trunk Tool, CP-AC-TOOL | Inventory Item | 6.87 |  | No | Inverters | 6.46
1181 | 1192 | 360-0363 |  | Inverters | 360-0363 | CP-DC-TOOL | Generac, MC-4 Unlocking Tool, CP-DC-TOOL | Inventory Item | 6.87 |  | No | Inverters | 6.46
1182 | 1193 | 360-0364 |  | Inverters | 360-0364 | CP-WTRPF-CAP | Generac, Covers Open T Junction / Locking and Waterproof, CP-WTRPF-CAP | Inventory Item | 3.38 |  | No | Inverters | 2.97 | 3.38 | 3
1183 | 1194 | 360-0365 |  | Inverters | 360-0365 | AC TRUNK CABLE_ 4.2M | Aptos, Female AC Trunk Cable, 12 AWG 4.2M, Qty. 10 Cables, AC TRUNK CABLE_ 4.2M | Inventory Item | 526.67 |  | No | Inverters | 506.41 | 526.67 | 1
1184 | 1195 | USSE100-0001 | USSE100-0001 | Inverters | 360-0366 | AC_TRUNK PORT DISCONNECT TOOL | Aptos, AC Trunk Port Disconnect Tool, AC_TRUNK PORT DISCONNECT TOOL | Inventory Item | 8 |  | No | Inverters | 7.69 | 8
1185 | 1196 | USSE100-0259 | USSE100-0259 | Inverters | 360-0367 | AC_TRUNK CONNECTOR UNLOCK TOOL | Aptos, AC Trunk Connector Disconnect Tool, AC_TRUNK CONNECTOR UNLOCK TOOL | Inventory Item | 8 |  | No | Inverters | 7.69 | 8
1186 | 1197 | 360-0370 |  | Inverters | 360-0370 | AC_TRUNK END CAP | Aptos, AC Trunk End Cap, AC_TRUNK END CAP | Inventory Item | 8 |  | No | Inverters | 7.69 | 8 | 3
1187 | 1198 | 360-0376 | USSE100-0305 | Inverters | 360-0376 | 2300931202 | APsystems, AC Cable Connector 10AWG (splice) - Male, 2300931202 | Inventory Item | 12 |  | No | Inverters | 10.59 | 12 | 60
1188 | 1199 | 360-0377 | USSE100-0296 | Inverters | 360-0377 | 2300932202 | APsystems, AC Cable Connector 10AWG (splice) - Female, 2300932202 | Inventory Item | 12 |  | No | Inverters | 10.59 | 12 | 45
1189 | 1200 | 360-0379 |  | Inverters | 360-0379 | 2322400703 | APsystems, Y3 AC Bus (Trunk) Cable for QT-2 Micro Inverters, (1 per Inverter), 10 AWG, 4m (~157"), 2322400703 | Inventory Item | 46.67 |  | No | Inverters | 41.18 | 46.67 | 50
1190 | 1201 | 360-0380 |  | Inverters | 360-0380 | 2322600403 | APsystems, Y3 AC Bus (Trunk) Cable for DS3 Micro Inverters, (order 1 per Inverter), 10AWG, 2.4m (~94.5"), 2322600403 | Inventory Item | 40 |  | No | Inverters | 35.29 | 40 | 69
1191 | 1202 | 370-0000 |  | Inverters | 370-0000 | PVI-36-50-60TL-WB-S | Yaskawa Solectria, Wiring Box Standard, for PVI 36 (V2)/ 50/60TL Transformerless Inverter, 15 Fused Inputs (5 per Zone), 20A Fuses Included, PVI-36-50-60TL-WB-S | Inventory Item | 2400 |  | No | Inverters | 2068.97
1192 | 1203 | 370-0001 |  | Inverters | 370-0001 | PVI-36-50-60TL-WB-AP | Yaskawa Solectria, Wiring Box, for PVI 36 (V2)/ 50/60TL Transformerless Inverter, 15 Fused Inputs (5 per Zone), 20A Fuses Included, includes PLC Transmitter and Bleed-Down Circuit for Module-Level Rapid Shutdown with APsmart Receiver, PVI-36-50-60TL-WB-AP | Inventory Item | 2506.67 |  | No | Inverters | 2160.92
1193 | 1205 | 370-0004 |  | Inverters | 370-0004 | PVI-36-50-60TL-WB-TG | Yaskawa Solectria, Wiring Box, for PVI 36 (V2)/ 50/60TL Transformerless Inverter, 15 Fused Inputs (5 per Zone), 20A Fuses Included, Includes PLC Transmitter and Bleed-Down Circuit for Module-Level Rapid Shutdown with Tigo-TS-4-A-F, TS4-A-2F Receiver, PVI-36-50-60TL-WB-TG | Inventory Item | 2506.67 |  | No | Inverters | 2160.92
1194 | 1206 | USSE100-0006 | USSE100-0006 | Inverters | 370-0060 | Q-DISC-10 | Enphase, IQ, Disconnect Tool for Q-Cable connectors, MC and Amphenol DC Connectors, Q-DISC-10 | Inventory Item | 4.08 |  | No | Inverters | 3.49 | 4.08 | 1254
1195 | 1210 | USIN100-0309 | USIN100-0309 | Inverters | 370-0118 | OPT-FUSEBYPASS-PVI-50-60TL | Yaskawa Solectria, Fuse By-Pass Kit, PVI50-60TL, 1 Set includes 6 pieces, for 1 inverter, OPT-FUSEBYPASS-PVI-50-60TL | Inventory Item | 104 |  | No | Inverters | 89.66 | 104
1196 | 1211 | USMS100-0615 | USMS100-0615 | Inverters | 370-0121 | UMS_KIT-10 | SMA, Core-1 Universal Mounting System Kit, UMS_KIT-10 | Inventory Item | 184 |  | No | Inverters | 158.62 | 184
1197 | 1212 | USSE100-0195 | USSE100-0195 | Inverters | 370-0122 | SE-EV-KIT-25J40-2 | SolarEdge, HD-Wave EV and Smart Charger Charging Cable, 40 Amp, Level 2 Electric Vehicle J1772 Charge Connector with 25 feet cable and holder, use with HD-Wave-EV Inverter, SE-EV-KIT-25J40-2 | Inventory Item | 500.78 |  | No | Inverters | 428.83 | 396.89 | 55
1198 | 1213 | 370-0123 |  | Energy Storage | 370-0123 | SA-EMP-12K | Sol-Ark, Factory Installed Inverter Add on Option for 12kW, Solar Flare/EMP Hardening to MIL-STD-461G, SA-EMP-12K | Inventory Item | 1800.01 | 12000 | No | Energy Storage | 1724.14
1199 | 1214 | 370-0124 |  | Energy Storage | 370-0124 | SA-EMP-8K | Sol-Ark, Factory Installed Inverter Add on Option for 8kW, Solar Flare/EMP Hardening to MIL-STD-461G,SA-EMP-8K | Inventory Item | 1600 | 8000 | No | Energy Storage | 1379.31
1200 | 1215 | 410-0000 |  | Energy Storage | 410-0000 | 12CVR100 | Crown Battery, Sealed AGM Battery, 12V, 98ah @ 20hr, G27, 12CVR100 | Inventory Item | 312.15 | 1200 | No | Energy Storage | 287.03
1201 | 1216 | USSS100-0133 | USSS100-0133 | Energy Storage | 410-0004 | 115TT | Outback,EnergyCell TT VRLA-AGM Battery 12V 112Ah @ 20Hr, Top Terminal to accept M6 X 20mm bolt, Group 31, 115TT | Inventory Item | 273.08 |  | No | Energy Storage | 250.59 | 264.1
1202 | 1217 | USSB100-0065 | USSB100-0065 | Energy Storage | 410-0005 | PVX-2580L | Concorde, SunXtender Sealed AGM Battery, 12V, 258Ah @ 24hr, 8D, PVX-2580L | Inventory Item | 761.9 |  | No | Energy Storage | 700.6 | 761.9
1203 | 1218 | USSB100-0084 | USSB100-0084 | Energy Storage | 410-0022 | 8A27-DEKA | MK Battery, Sealed AGM, 12V, 92Ah, G27, Flag terminal, 8A27-DEKA | Inventory Item | 263.45 |  | No | Energy Storage | 242.25 | 263.45
1204 | 1219 | USSB100-0088 | USSB100-0088 | Energy Storage | 410-0023 | 8A31DT-DEKA | MK Battery, Sealed AGM, 12V, 104Ah, G31, 8A31DT-DEKA | Inventory Item | 303.26 |  | No | Energy Storage | 278.86 | 303.26
1205 | 1220 | USSB100-0100 | USSB100-0100 | Energy Storage | 410-0024 | 8A4DLTP-DEKA | MK Battery, Sealed AGM, 12V, 198Ah, Size 4D, CANNOT TRAVEL BY AIR - Labeled "CORROSIVE", 8A4DLTP-DEKA | Inventory Item | 593.74 |  | No | Energy Storage | 545.97 | 593.74
1206 | 1221 | 410-0025 |  | Energy Storage | 410-0025 | 8A8DLTP-DEKA | MK Battery, Sealed AGM, 12V, 245Ah, Size 8D, CANNOT TRAVEL BY AIR - Labeled "CORROSIVE", 8A8DLTP-DEKA | Inventory Item | 699.16 |  | No | Energy Storage | 642.91
1207 | 1222 | 410-0031 |  | Energy Storage | 410-0031 | 8G31-HST-DEKA | MK Battery, Sealed Gel, 12V, 97.6Ah, 69.5lb, G31, Stud Terminal, 8G31-HST-DEKA | Inventory Item | 320.33 |  | No | Energy Storage | 294.55
1208 | 1223 | 410-0033 |  | Energy Storage | 410-0033 | 8GGC2-DT-DEKA | MK Battery, Sealed Gel, 6V, 180Ah, Golf Cart Type, Automotive-Stud Terminal, 8GGC2-DT-DEKA | Inventory Item | 346.33 |  | No | Energy Storage | 318.46
1209 | 1224 | 410-0034 |  | Energy Storage | 410-0034 | 8G8D-HLT-DEKA | MK Battery, Sealed Gel, 12V, 225Ah, Size 8D, LT (T975) Terminal, 8G8D-HLT-DEKA | Inventory Item | 764.16 |  | No | Energy Storage | 702.68
1210 | 1225 | USSB100-0071 | USSB100-0071 | Energy Storage | 410-0060 | PVX-1040T | Concorde, SunXtender Sealed AGM Battery, 12V, 104Ah @ 24hr, G27, PVX-1040T | Inventory Item | 330.6 |  | No | Energy Storage | 304 | 330.6
1211 | 1226 | 410-0064 |  | Energy Storage | 410-0064 | PVX-2120L | Concorde, Sealed AGM Battery, 12V, 212Ah @ 24hr, 4D, PVX-2120L | Inventory Item | 638.45 |  | No | Energy Storage | 587.08
1212 | 1227 | USSB100-0076 | USSB100-0076 | Energy Storage | 410-0068 | PVX-3050T | Concorde, SunXtender Sealed AGM Battery, 6V, 305Ah @ 24hr, GC2, PVX-3050T | Inventory Item | 448.01 |  | No | Energy Storage | 411.97 | 448.01
1213 | 1228 | USSB100-0057 | USSB100-0057 | Energy Storage | 410-0088 | PVX-9150T | Concorde, SunXtender Sealed AGM Battery, 2V, 915Ah @ 24hr, PVX-9150T | Inventory Item | 475.61 |  | No | Energy Storage | 437.34 | 475.61
1214 | 1229 | USSB100-0075 | USSB100-0075 | Energy Storage | 410-0116 | 31-AGM | Trojan, Sealed AGM Battery, 12V, 100Ah @ 20Hr, Group 31, Auto Post and Stud Terminal, 31-AGM | Inventory Item | 343.08 |  | No | Energy Storage | 315.23 | 343.08
1215 | 1230 | 410-0127 |  | Energy Storage | 410-0127 | 8G30-HFL-DEKA | MK Battery, Sealed Gel, 12V, 97.6Ah, G31, Flag (T876) Terminal, 8G30-HFL-DEKA | Inventory Item | 320.33 |  | No | Energy Storage | 294.55
1216 | 1231 | USSB100-0056 | USSB100-0056 | Energy Storage | 410-0128 | 8G24-UT-DEKA | MK Battery, Sealed Gel, 12V, 73.6Ah, 52lb, G24, UT, 8G24-UT-DEKA | Inventory Item | 263.25 |  | No | Energy Storage | 242.07 | 263.25
1217 | 1232 | USSB100-0072 | USSB100-0072 | Energy Storage | 410-0129 | 8GU1H-DEKA | MK Battery, Sealed Gel, 12V, 31.6Ah, Size U1, T873 Terminal, 8GU1H-DEKA | Inventory Item | 114.76 |  | No | Energy Storage | 105.53 | 114.76
1218 | 1233 | USSB100-0055 | USSB100-0055 | Energy Storage | 410-0138 | 8AGC2-DEKA | MK Battery, Sealed AGM, 6V, 190Ah, Golf Cart type, 8AGC2-DEKA | Inventory Item | 303.06 |  | No | Energy Storage | 278.68 | 303.06
1219 | 1234 | USSB100-0022 | USSB100-0022 | Energy Storage | 410-0153 | NSB40FT BLUE+ | Outback, NorthStar BLUE+ VRLA-AGM Pure Lead Carbon Battery 37Ah @ 10Hr, 12V Front Terminal, with Interconnect Bus Bars, NSB40FT BLUE+ | Inventory Item | 280.77 |  | No | Energy Storage | 257.65 | 280.77
1220 | 1235 | 410-0154 | USSB100-0023 | Energy Storage | 410-0154 | NSB100FT BLUE+ | Outback, NorthStar BLUE+ VRLA-AGM Pure Lead Carbon Battery 100Ah @ 10Hr, 12V Front 3Terminal, with Interconnect Bus Bars, NSB100FT BLUE+ | Inventory Item | 346.15 |  | No | Energy Storage | 317.65 | 346.15
1221 | 1236 | USSB100-0025 | USSB100-0025 | Energy Storage | 410-0156 | NSB190FT BLUE+ | Outback, NorthStar BLUE+ VRLA-AGM Pure Lead Carbon Battery 183Ah @ 10Hr, 12V Front Terminal, with Interconnect Bus Bars, NSB190FT BLUE+ | Inventory Item | 487.18 |  | No | Energy Storage | 447.06 | 487.18
1222 | 1237 | USSB100-0026 | USSB100-0026 | Energy Storage | 410-0159 | NSB210FT BLUE+ | Outback, NorthStar BLUE+ VRLA-AGM Pure Lead Carbon Battery 200Ah @ 10Hr, 12V Front Terminal, with Interconnect Bus Bars, NSB210FT BLUE+ | Inventory Item | 528.21 |  | No | Energy Storage | 484.71 | 537.18
1223 | 1238 | USSB100-0092 | USSB100-0092 | Energy Storage | 410-0161 | PVX-12150HT | Concorde, Sealed AGM Battery, 2V, 1215Ah @ 24hr, PVX-12150HT | Inventory Item | 713.95 |  | No | Energy Storage | 656.51 | 713.95
1224 | 1239 | USSB100-0091 | USSB100-0091 | Energy Storage | 410-0162 | PVX-4050HT | Concorde, Sealed AGM Battery, 6V, 405Ah @ 24hr, PVX-4050HT | Inventory Item | 680.24 |  | No | Energy Storage | 625.51 | 680.24
1225 | 1240 | USSB100-0093 | USSB100-0093 | Energy Storage | 410-0165 | 5SHP-GEL | Trojan, Sealed GEL Battery, 12V, 125Ah @ 20Hr, Group DIN, Auto Post Terminal, 5SHP-GEL | Inventory Item | 496.45 |  | No | Energy Storage | 456.16 | 496.45
1226 | 1241 | USSB100-0038 | USSB100-0038 | Energy Storage | 410-0193 | 1600RE | Outback, EnergyCell RE High Capacity AGM Battery and Rack System, 48V (3x8x2V), 1378Ah @ 20hr, with interconnects, 1600RE | Inventory Item | 28217.95 |  | No | Energy Storage | 25894.12 | 28217.95
1227 | 1242 | USSB100-0039 | USSB100-0039 | Energy Storage | 410-0194 | 2000RE | Outback, EnergyCell RE High Capacity AGM Battery and Rack System, 48V (4x6x2V), 1716Ah @ 20hr, with interconnects, 2000RE | Inventory Item | 35183.33 |  | No | Energy Storage | 32285.88 | 35183.33
1228 | 1243 | USSB100-0041 | USSB100-0041 | Energy Storage | 410-0196 | 2700RE | Outback, EnergyCell RE High Capacity AGM Battery and Rack System, 48V (4x6x2V), 2288Ah @ 20hr, with interconnects, 2700RE | Inventory Item | 42101.28 |  | No | Energy Storage | 38634.12 | 42101.28
1229 | 1245 | 410-0213 |  | Energy Storage | 410-0213 | 1100RE-24 | Outback, EnergyCell RE High Capacity AGM Battery and Rack System, 24V (4x3x2V), 960Ah @ 20hr, with interconnects, 1100RE-24 | Inventory Item | 10329.49 |  | No | Energy Storage | 9478.82
1230 | 1246 | USSB100-0078 | USSB100-0078 | Energy Storage | 410-0224 | L16G-AC | Trojan, Flooded Battery, 6V, 390Ah @ 20Hr, Group 903 [L-16], UT-Terminal, L16G-AC | Inventory Item | 296.77 |  | No | Energy Storage | 272.68 | 296.77
1231 | 1247 | USSB100-0027 | USSB100-0027 | Energy Storage | 410-0234 | 1000XLC | Outback, EnergyCell 1000-XLC High Capacity Lead Carbon AGM VRLA Battery and Rack System, 48V (4x6x2V), 972Ah @ 20hr, 1000XLC | Inventory Item | 23189.74 |  | No | Energy Storage | 21280 | 20511.54
1232 | 1248 | USSB100-0085 | USSB100-0085 | Energy Storage | 410-0236 | PVX-1530T | Concorde, SunXtender Sealed AGM Battery, 12V, 153Ah @ 24hr, G30H Tall, PVX-1530T | Inventory Item | 499.19 |  | No | Energy Storage | 459.02 | 499.19
1233 | 1249 | 410-0241 |  | Energy Storage | 410-0241 | 210HP | Outback, AlphaCell 210HP, Pure Lead VRLA-AGM Battery, 12V, 203.8Ah @ 20hr, Front M6 Terminal, 210HP | Inventory Item | 519.23 |  | No | Energy Storage | 476.47
1234 | 1250 | USSB100-0094 | USSB100-0094 | Energy Storage | 420-0027 | 8L16-DEKA | MK Battery, Flooded, 6V, 370Ah, L-16 type, 8L16-DEKA | Inventory Item | 312.9 |  | No | Energy Storage | 287.72 | 312.9
1235 | 1251 | USSS100-0128 | USSS100-0128 | Energy Storage | 420-0031 | 27TMX | Trojan, Flooded Battery, 12V, 105Ah @ 20Hr, Group 27, Wingnut Terminal, 27TMX | Inventory Item | 168.59 |  | No | Energy Storage | 154.91 | 204.19
1236 | 1252 | USSB100-0060 | USSB100-0060 | Energy Storage | 420-0035 | J185H-AC | Trojan, Flooded Battery, 12V, 225Ah @ 20Hr, Group 921, Auto Post and Stud Terminal, J185H-AC | Inventory Item | 387.23 |  | No | Energy Storage | 355.8 | 387.23
1237 | 1253 | USSS100-0131 | USSS100-0131 | Energy Storage | 420-0069 | T125 | Trojan, Flooded Battery, 6V, 240Ah @ 20Hr, Golf Cart GC2, Embedded Low Profile Terminal, T125 | Inventory Item | 228.09 |  | No | Energy Storage | 209.58 | 228.09
1238 | 1254 | USSB100-0077 | USSB100-0077 | Energy Storage | 420-0099 | SPRE 06 415 | Trojan, PREMIUM Line Flooded Battery with Smart Carbon, 6V, 377Ah @ 20Hr, Group 903 [L-16], L-Terminal, SPRE 06 415 | Inventory Item | 441.88 |  | No | Energy Storage | 406.02 | 441.88
1239 | 1255 | USSB100-0063 | USSB100-0063 | Energy Storage | 420-0110 | SSIG 06 490 | Trojan, SIGNATURE Line Flooded Battery, 6V, 443Ah @ 20Hr, Group 903 [L-16], L- Terminal, SSIG 06 490 | Inventory Item | 448 |  | No | Energy Storage | 411.64 | 448
1240 | 1256 | USSS100-0122 | USSS100-0122 | Energy Storage | 420-0115 | 0H3421S | Generac, 26R Battery for 16-22kW A/C HSB and 32-36kW L/C HSB - Must ship with Home Standby Generator, 0H3421S | Inventory Item | 125.47 |  | No | Energy Storage | 115.32 | 125.47
1241 | 1257 | USSB100-0064 | USSB100-0064 | Energy Storage | 440-0160 | 6AVR95-11 | MK Battery, Unigy II, 12V, 6 Cell Module, 580Ah @ 24hr, Non-Interlock, 6AVR95-11 | Inventory Item | 2653.99 |  | No | Energy Storage | 2440.45 | 2653.99
1242 | 1258 | 440-0178 |  | Energy Storage | 440-0178 | 2AVR125-33 | MK Battery, Unigy II, 4V, 2 Cell Module, 2424Ah @ 24hr, Interlock, 2AVR125-33 | Inventory Item | 3032.43 |  | No | Energy Storage | 2788.44
1243 | 1259 | USSB100-0079 | USSB100-0079 | Energy Storage | 440-0191 | ES7-12 | MK Battery, Sealed AGM, 12V, 7.2Ah, Faston Tab Terminals, L-5.94xW-2.56xH-3.7, ES7-12 | Inventory Item | 20.72 |  | No | Energy Storage | 19.06 | 20.72
1244 | 1261 | 450-0000 |  | Energy Storage | 450-0000 | 4000048 | HomeGrid, Outdoor Case, Battery Cabinet, fits 2-4 Stack’d Batteries NOT included, White UV-resistant ABS Enclosure, 4000048 | Inventory Item | 623.75 |  | No | Energy Storage | 573.56 | 623.75 | 3
1245 | 1262 | USBE100-0026 | USBE100-0026 | Energy Storage | 450-0013 | MNBE-A | Midnite Solar, MNBE-A Battery Enclosure, Powder-coated, 29" x 14.5" x 27", 6 G-31, 4 Golf Cart, or 2 8D, MNBE-A | Inventory Item | 593.85 |  | No | Energy Storage | 554.51 | 593.85
1246 | 1263 | 450-0015 |  | Energy Storage | 450-0015 | PLSCA-700-1003 | Panasonic EverVolt, AC Enclosure w/Kit, PLSCA-700-1003 | Inventory Item | 1612.16 |  | No | Energy Storage | 1325.56
1247 | 1264 | 450-0016 |  | Energy Storage | 450-0016 | PLSCA-700-1002 | Panasonic EverVolt, DC Enclosure with Power Hub Controller, PLSCA-700-1002 | Inventory Item | 3414.86 |  | No | Energy Storage | 2807.78
1248 | 1265 | 450-0031 |  | Energy Storage | 450-0031 | IBR-2-48-175-Li | Outback, Integrated Battery Rack, 2 Shelf Unit for 4 SimpliPhi 3.5/3.8 Batteries, 48V Systems, with 175A String OCPD, IBR-2-48-175-Li | Inventory Item | 2005.17 |  | No | Energy Storage | 1850.92
1249 | 1266 | USSB100-0043 | USSB100-0043 | Energy Storage | 450-0032 | IBR-3-48-175-Li | Outback, Integrated Battery Rack, 3 Shelf Unit for 6 SimpliPhi 3.5/3.8 Batteries, 48V Systems, with 175A String OCPD, IBR-3-48-175-Li | Inventory Item | 2614.14 |  | No | Energy Storage | 2413.05 | 2614.14
1250 | 1267 | USBE100-0027 | USBE100-0027 | Energy Storage | 450-0098 | MNBE-D | Midnite Solar, MNBE-D Battery Enclosure, 2 shelves fits 8 x Group 31/GolfCart/GVX3050 batteries, MNBE-D | Inventory Item | 836.15 |  | No | Energy Storage | 780.76 | 836.15
1251 | 1268 | USSB100-0053 | USSB100-0053 | Energy Storage | 450-0102 | 950-0018 | Discover Energy, Wall mounting Bracket for 42-48-650 & 42-24-2800 AES Batteries, 950-0018 | Inventory Item | 161.25 |  | No | Energy Storage | 148.28 | 161.25
1252 | 1269 | 450-0106 |  | Energy Storage | 450-0106 | BOSS.6 | SimpliPhi, Battery Enclosure, for up to 6 Phi 3.8 LFP batteries, with Shelves and 2 4/0 X 96” Cables, w/o Buss Bars, BOSS.6 | Inventory Item | 2712.5 |  | No | Energy Storage | 2494.25
1253 | 1270 | 450-0133 |  | Energy Storage | 450-0133 | IBR-3-48-175 | Outback, Integrated Battery Rack, 3 Shelf Unit for 48V Systems, with String OCPD,IBR-3-48-175 | Inventory Item | 2919.44 |  | No | Energy Storage | 2472.94
1254 | 1271 | USSB100-0042 | USSB100-0042 | Energy Storage | 450-0141 | IBR-2-48-175 | Outback, Integrated Battery Rack, 2 Shelf Unit for 48V Systems, with String OCPD,IBR-2-48-175 | Inventory Item | 1801.39 |  | No | Energy Storage | 1525.88 | 1518.06
1255 | 1272 | USSSP110-1245 | USSSP110-1245 | Energy Storage | 450-0157 | B-3.8 | SimpliPhi, Phi 3.5-3.8, Battery Mounting Bracket, B-3.8 | Inventory Item | 125 |  | No | Energy Storage | 116.28 | 125 | 5
1256 | 1273 | USSS100-0077 | USSS100-0077 | Energy Storage | 450-0158 | BOSS.12 | SimpliPhi, Battery Enclosure, for up to 12 Phi 3.5-3.8 LFP batteries, with Shelves and 2 4/0 X 96” Cables, w/o Buss Bars, BOSS.12 | Inventory Item | 4500 |  | No | Energy Storage | 4186.05 | 4500 | 7
1257 | 1274 | USSS100-0096 | USSS100-0096 | Energy Storage | 450-0159 | HSBK | Pika, Harbor Plus Smart Battery Electronics and Enclosure for Li- ion Battery, compatible with REbus DC Nanogrid (requires Panasonic DCB-105 Battery Modules, Purchased Separately), HSBK | Inventory Item | 2540.13 |  | No | Energy Storage | 2334.57 | 2540.13 | 6
1258 | 1275 | USSS100-0069 | USSS100-0069 | Energy Storage | 450-0163 | EXTCAB31 | sonnen, ECO Battery Extension Cabinet, holds 4 additional Batteries, EXTCAB31 | Inventory Item | 809.23 |  | No | Energy Storage | 726.65 | 809.23 | 1
1259 | 1276 | USSE100-0287 | USSE100-0287 | Energy Storage | 450-0166 | APKE00009 | Generac, PWRcell Battery Module Upgrade Kit, Hardware Accessories to enable Capacity upgrade to either 4 or 6 (from 3 or 5 Battery Configuration), APKE00009 | Inventory Item | 133.16 |  | No | Energy Storage | 122.38 | 133.16
1260 | 1277 | USIN100-0134 | USIN100-0134 | Energy Storage | 450-0167 | APKE00008 | Generac, PWRcell Battery Module Spacer Kit with Hardware Accessories to enable 3 and 5 battery configurations, APKE00008 | Inventory Item | 115.85 |  | No | Energy Storage | 106.47 | 115.85 | 7
1261 | 1278 | USIN100-0133 | USIN100-0133 | Energy Storage | 450-0168 | APKE00028 | Generac, PWRcell 3R, Outdoor Rated, Battery Enclosure and Electronics for Li-ion Battery, requires 3-6 PWRcell Battery Modules, (Purchased Separately), APKE00028 | Inventory Item | 2963.67 |  | No | Energy Storage | 2723.84 | 2963.67 | 38
1262 | 1279 | 450-0171 |  | Energy Storage | 450-0171 | B10-C-1050-O | Enphase, Encharge-10 Cover Kit, includes Cover, Screws, Raceway and Wires for 3 IQ 3 Batteries, B10-C-1050-O | Inventory Item | 617.33 |  | No | Energy Storage | 557.83 | 491.49 | 86
1263 | 1280 | USSS100-0074 | USSS100-0074 | Energy Storage | 450-0174 | RH-44-B | SimpliPhi, Boss.6 or ExprESS Rain Hood for Outdoor Installations, (1 Pair) RH-44-B | Inventory Item | 168.75 |  | No | Energy Storage | 155.17 | 168.75
1264 | 1281 | 450-0177 |  | Energy Storage | 450-0177 | B03-C-0350-O | Enphase, Encharge-3 Replacement Cover Kit, includes Cover, Mounting Bracket and Screws, B03-C-0350-O | Inventory Item | 206.67 |  | No | Energy Storage | 186.75 | 206.67 | 1
1265 | 1282 | USSS100-0018 | USSS100-0018 | Energy Storage | 450-0178 | IAC-RBAT-FLRSTD-01 | SolarEdge, Energy Bank Battery, Floor Stand, required for Floor Mounting Battery, IAC-RBAT-FLRSTD-01 | Inventory Item | 534.83 |  | No | Energy Storage | 506.52 | 534.83 | 18
1266 | 1283 | USSS100-0102 | USSS100-0102 | Energy Storage | 450-0180 | E00010 | EndurEnergy Systems, Battery Enclosure with BMS for 2 ESP-5100 Battery Packs, 10.24kWh Name Plate, (Batteries NOT Included), IP55 (Outdoor), ESP-EU10, E00010 | Inventory Item | 296.59 |  | No | Energy Storage | 294.75 | 296.59 | 8
1267 | 1284 | USSS100-0101 | USSS100-0101 | Energy Storage | 450-0181 | E00015 | EndurEnergy Systems, Battery Enclosure with BMS for 3 ESP-5100 Battery Packs, 15.36kWh Name Plate, (Batteries NOT Included), IP55 (Outdoor), ESP-EU15, E00015 | Inventory Item | 443.75 |  | No | Energy Storage | 440.99 | 443.75 | 4
1268 | 1285 | USSS100-0100 | USSS100-0100 | Energy Storage | 450-0182 | E00020 | EndurEnergy Systems, Battery Enclosure with BMS for 4 ESP-5100 Battery Packs, 20.48kWh Name Plate, (Batteries NOT Included), IP55 (Outdoor), ESP-EU20, E00020 | Inventory Item | 593.18 |  | No | Energy Storage | 589.49 | 593.18 | 5
1269 | 1286 | USSB100-0045 | USSB100-0045 | Energy Storage | 450-0183 | IE00010 | EndurEnergy Systems, Inverter/Battery Enclosure with BMS for 2 ESP-5100 Battery Packs, and 1 Sol-Ark 8 or 12k Inverter (Not Included), 10.24kWh Name Plate, Indoor Rated, ESP-IE10, IE00010 | Inventory Item | 424.59 |  | No | Energy Storage | 421.95 | 424.59 | 3
1270 | 1287 | USSS100-0099 | USSS100-0099 | Energy Storage | 450-0184 | IE00020 | EndurEnergy Systems, Inverter/Battery Enclosure with BMS for 4 ESP-5100 Battery Packs, and 1 Sol-Ark 8 or 12k Inverter (Not Included), 20.48kWh Name Plate, Indoor Rated, ESP-IE20, IE00020 | Inventory Item | 849.18 |  | No | Energy Storage | 843.9 | 849.18
1271 | 1290 | 450-0187 |  | Energy Storage | 450-0187 | B10T-C-1290-O | Enphase, IQ Battery-10T Cover Kit, includes Cover, Screws, Raceway and Wires, for 3 IQ 3T Batteries, B10T-C-1290-O | Inventory Item | 571.6 |  | No | Energy Storage | 557.83
1272 | 1291 | USBE100-0015 | USBE100-0015 | Energy Storage | 450-0188 | B03T-C-0430-O | Enphase, IQ Battery-3T Cover Kit, includes Cover, Mounting Bracket and Screws, for 1 IQ 3T Battery, B03T-C-0430-O | Inventory Item | 191.36 |  | No | Energy Storage | 186.75 | 190.12
1273 | 1292 | 450-0189 |  | Inverters | 450-0189 | 10327 | Storz Power, Indoor/Outdoor 10kWh Wall Mount Battery Cabinet, for up to 2 5.12kWh LFP Batteries, 10327 | Inventory Item | 866.67 |  | No | Inverters | 764.71 | 462.4 | 3
1274 | 1293 | 450-0190 |  | Energy Storage | 450-0190 | HG-MC100-200M2 | HomeGrid, Base Unit with BMS, HG-MC100-200M2 | Inventory Item | 1512.89 |  | No | Energy Storage | 1373.1 | 1512.89 | 10
1275 | 1294 | USSS100-0007 | USSS100-0007 | Energy Storage | 450-0192 | DuraRack | Fortress Power, DuraRack Holds up to 4 eFLEX 5.4 LFP batteries, (NOT included) includes Bus-Bars and Cables, and Wheels, IP65/3R Enclosure, DuraRack | Inventory Item | 954.55 |  | No | Energy Storage | 949.15 | 954.55
1276 | 1295 | USSS100-0009 | USSS100-0009 | Energy Storage | 450-0193 | FlexTower | Fortress Power, Flex-Tower for 1 Sol-Ark 12 or 15kW Inverter (NOT included) Stacks On 1 DuraRack Battery Enclosure, UL9540, UL9540A, IP65/3R Enclosures, FlexTower | Inventory Item | 954.55 | 12000 | No | Energy Storage | 949.15 | 954.55
1277 | 1296 | 450-0195 |  | Inverters | 450-0195 | 10252 | Storz Power, Indoor 20kWh Battery Cabinet for up to 4 5.12kWh LFP Batteries, 10252 | Inventory Item | 1050.4 |  | No | Inverters | 1010
1278 | 1297 | 450-0196 |  | Energy Storage | 450-0196 | B10T-CX-1290-O | IQ Battery-10T Replacement Cover Only, B10T-CX-1290-O | Inventory Item | 281.48 |  | No | Energy Storage | 274.7
1279 | 1298 | 450-0197 |  | Energy Storage | 450-0197 | B03T-CX-0430-O | IQ Battery-3T Replacement Cover Only, B03T-CX-0430-O | Inventory Item | 141.98 |  | No | Energy Storage | 138.55
1280 | 1299 | 450-0198 |  | Energy Storage | 450-0198 | B10-CX-1050-O | IQ Battery-10 Replacement Cover Only, B10-CX-1050-O | Inventory Item | 281.48 |  | No | Energy Storage | 274.7
1281 | 1300 | 450-0199 |  | Energy Storage | 450-0199 | B03-CX-0350-O | IQ Battery-3 Replacement Cover Only, B03-CX-0350-O | Inventory Item | 141.98 |  | No | Energy Storage | 138.55
1282 | 1301 | 450-0200 |  | Energy Storage | 450-0200 | HG-FS-48100-INT-A1 | HomeGrid, Integrated Series, Battery/Inverter Cabinet, for use with Sol-Ark. 8, 12 and 15kW Inverters, Batteries and Inverter NOT included, HG-FS-48100-INT-A1 | Inventory Item | 9639.18 | 15000 | No | Energy Storage | 8748.54
1283 | 1302 | USIN100-0199 | USIN100-0199 | Energy Storage | 450-0201 | HG-FS48100-PB-A1 | HomeGrid, Power-Cube Series, Battery/Inverter Cabinet, can fit 1-4 Full Stacks of Stack’d Batteries and 1-3 Sol-Ark 12 or 15kW Inverters, Batteries and Inverter(s) NOT included, NEMA 3 R Enclosure, HG-FS48100-PB-A1 | Inventory Item | 16269.33 | 153600 | No | Energy Storage | 14766.08 | 16269.33
1284 | 1303 | 451-0000 |  | Energy Storage | 451-0000 | SEM-DCS-N08-00 | SolarEdge, Home Load Controller, for Controlling Permanently Connected Appliances, works with SolarEdge Home Network, (Energy Net Communication), SEM-DCS-N08-00 | Inventory Item | 118.01 | 90 | No | Energy Storage | 111.76
1285 | 1304 | 451-0001 |  | Energy Storage | 451-0001 | IQBATTERY- HNDL-5 | Enphase, IQ Battery 5P Reusable Lifting Handle Kit, use for easier Battery Wall Mounting, IQBATTERY- HNDL-5 | Inventory Item | 216.79 |  | No | Energy Storage | 189.06
1286 | 1305 | 451-0002 |  | Energy Storage | 451-0002 | CTRL-SC3-NA-01 | Enphase, IQ Control Cable for Communication between IQ Controller 3, 5P Battery and Combiner 5, Qty. 1 Foot, Non-Cancelable/Non-Returnable on Cut Lengths, CTRL-SC3-NA-01 | Inventory Item | 1.08 |  | No | Energy Storage | 1.03 | 1.08 | 42500
1287 | 1306 | USCC100-0039 | USCC100-0039 | Energy Storage | 460-0015 | SS-MPPT-15L | Morningstar, SunSaver MPPT Charge Controller, 15A, 75VDC, 12/24VDC, SS-MPPT-15L | Inventory Item | 275.68 |  | No | Energy Storage | 258.23 | 275.68 | 23
1288 | 1307 | 480-0003 |  | Energy Storage | 480-0003 | APR-05K13V1-US | Franklin WH, aPower X AC Coupled Energy Storage System, 5kW, 13.6kWh LFP, use with aGateX Smart Switch, APR-05K13V1-US | Inventory Item | 9890.11 |  | No | Energy Storage | 8791.21 | 9890.11 | 4
1289 | 1308 | 480-0019 |  | Energy Storage | 480-0019 | ECONDBATT | sonnen, 2.0kWh Battery for use with ECO-LINX Gen1.5 products, ECONDBATT | Inventory Item | 2539 | 2000 | No | Energy Storage | 2207.83
1290 | 1309 | USSB100-0068 | USSB100-0068 | Energy Storage | 480-0021 | BJ-DCB105ZKT | Panasonic EverVolt, Lithium Ion Battery 2.85 kWh, BJ-DCB105ZKT | Inventory Item | 1547.06 | 2850 | No | Energy Storage | 1461.11 | 1547.06
1291 | 1310 | USSB100-0062 | USSB100-0062 | Energy Storage | 480-0022 | ECOLXBATT | sonnen, 2.0kWh Battery for use with eco-Linx Gen 1 products, ECOLXBATT | Inventory Item | 2850.3 | 2000 | No | Energy Storage | 2478.52 | 2850.3
1292 | 1312 | USSS100-0078 | USSS100-0078 | Energy Storage | 480-0025 | AmpliPHI-3.8-48 | SimpliPhi, AmpliPHI 3.8, Communications Based 3.8kWh LFP Battery, (Lithium Iron Phosphate), 48 volt, with 100A DC Breaker-On/Off Switch and BMS, UL-1642, CE, AmpliPHI-3.8-48 | Inventory Item | 2906.25 |  | No | Energy Storage | 2703.49 | 2747.5
1293 | 1314 | USSB100-0067 | USSB100-0067 | Energy Storage | 480-0027 | 42-48-6650 | Discover Energy, AES 48V/7.39kWh LiFePO4 (Lithium Iron Phosphate) Battery, with BMS, Xanbus Closed Loop Communication, UL1973, 42-48-6650 | Inventory Item | 6298.75 | 6650 | No | Energy Storage | 5791.95 | 6298.75
1294 | 1315 | 480-0028 |  | Energy Storage | 480-0028 | 44-24-2800 | Discover Energy, AES 24V/2.8kWh LiFePO4 (Lithium Iron Phosphate) Battery, with BMS, Xanbus Closed Loop Communication, UL1973, 44-24-2800 | Inventory Item | 2812.5 |  | No | Energy Storage | 2586.21
1295 | 1316 | 480-0029 |  | Energy Storage | 480-0029 | IQBATTERY-5P-1P-NA | Enphase, IQ Battery 5P, Base Unit, Cover, and Wall Bracket, 5kWh LFP Battery, with 6 Integrated IQ8D-BAT Inverters, NEMA 3R, IQBATTERY-5P-1P-NA | Inventory Item | 3240.74 | 5000 | No | Energy Storage | 2853.26 | 3240.74 | 345
1296 | 1317 | USMI100-0001 | USMI100-0001 | Energy Storage | 480-0123 | ENCHARGE-3-1P-NA | Enphase, Encharge 3.36kWh LFP Battery, with 4 integrated IQ8X-BATT inverters, NEMA 3R, ENCHARGE-3-1P-NA | Inventory Item | 2551.85 | 1280 | No | Energy Storage | 2431.76 | 1851.85
1297 | 1318 | USSS100-0049 | USSS100-0049 | Energy Storage | 480-0124 | ENCHARGE-10-1P-NA | Enphase, Encharge 10.5kWh LFP Battery, with 12 integrated IQ8X-BATT inverters, NEMA 3R, ENCHARGE-10-1P-NA | Inventory Item | 7653.09 | 3840 | No | Energy Storage | 6749.05 | 5555.56
1298 | 1319 | USSB100-0051 | USSB100-0051 | Energy Storage | 480-0125 | A0000391219 | Generac, PWRcell Battery Module, 3.38kWh Name Plate, 2.85kWh Useable, A0000391219 | Inventory Item | 1644.24 | 3380 | No | Energy Storage | 1511.18 | 1644.24 | 1
1299 | 1320 | USSB100-0083 | USSB100-0083 | Energy Storage | 480-0127 | 8004 | Generac, PWRcell DCB Battery Module, 3.0kWh Useable, NMC, 8004 | Inventory Item | 1886.75 | 3000 | No | Energy Storage | 1734.07 | 1886.75 | 77
1300 | 1321 | USSB100-0089 | USSB100-0089 | Energy Storage | 480-0128 | PHI-3.8-48-M | SimpliPhi, Phi 3.8, Battery, 3.8kWh, LFP (Lithium Iron Phosphate), 48 volt, with 80A disco and BMS, UL-1973, White Metal Case, PHI-3.8-48-M | Inventory Item | 2448.45 | 3800 | No | Energy Storage | 2203.67 | 2448.45 | 65
1301 | 1322 | 480-0129 |  | Energy Storage | 480-0129 | PHI-3.8-24-M | SimpliPhi, Phi 3.8, Battery, 3.8kWh, LFP (Lithium Iron Phosphate), 24 volt, with 80A disco and BMS, UL-1973, White Metal Case, PHI-3.8-24-M | Inventory Item | 2375 | 3800 | No | Energy Storage | 2375
1302 | 1323 | USSS100-0135 | USSS100-0135 | Energy Storage | 480-0132 | ENCHARGE-3T-1P-NA | Enphase, IQ Battery 3T, 3.36kWh LFP Battery, with 4 integrated IQ8X-BAT Inverters, NEMA 3R, ENCHARGE-3T-1P-NA | Inventory Item | 2551.85 | 1280 | No | Energy Storage | 2246.74 | 1851.85 | 2
1303 | 1324 | USSS100-0026 | USSS100-0026 | Energy Storage | 480-0133 | ENCHARGE-10T-1P-NA | Enphase, IQ Battery 10T, 10.5kWh LFP Battery, with 12 integrated IQ8X-BAT Inverters, NEMA 3R, ENCHARGE-10T-1P-NA | Inventory Item | 7653.09 | 3800 | No | Energy Storage | 6500 | 5555.56
1304 | 1325 | USSS100-0008 | USSS100-0008 | Energy Storage | 480-0135 | eVault Max 18.5 | Fortress Power, eVault Max 18.5, 51.2V Nominal/360Ah, 18.43kWh, LiFePO4 (Lithium Iron Phosphate) Battery, 10 Yr Warranty, Max 20 units in Parallel, UL-1642, 1973, 9540, eVault Max 18.5 | Inventory Item | 9187.5 | 18500 | No | Energy Storage | 8901.24 | 9147.73 | 2
1305 | 1326 | 480-0136 |  | Energy Storage | 480-0136 | BAT-10K1PS0B-02 | SolarEdge, Energy Bank Battery, 9.7kWh, NMC (Nickel-Manganese-Cobalt) 5kW Continuous Output, Wall or Floor Mount, (One floor stand is required per Energy Bank), NEMA 3R, UL-9540, 10 Year Warranty, BAT-10K1PS0B-02 | Inventory Item | 6550 | 9700 | No | Energy Storage | 6000 | 6086.96 | 82
1306 | 1327 | USSS100-0013 | USSS100-0013 | Energy Storage | 480-0137 | eFLEX 5.4 | Fortress Power, eFLEX 5.4, 48V Nominal/105Ah, 5.374kWh, LiFePO4 (Lithium Iron Phosphate) Battery, 10 Yr Warranty, Max 15 units in Parallel, Floor Mount Kit included, UL-1642, UL9540, eFLEX 5.4 | Inventory Item | 3518.52 | 5374 | No | Energy Storage | 3137.88 | 3518.52
1307 | 1328 | USEC001-0080 | USEC001-0080 | Energy Storage | 480-0138 | B0005 | EndurEnergy Systems, 5.12kWh1 100Ah, 48 Vdc Nominal, Battery Pack, ESP-5100, B0005 | Inventory Item | 2091.7 | 5120 | No | Energy Storage | 2078.71 | 2091.7 | 41
1308 | 1329 | USSB100-0090 | USSB100-0090 | Energy Storage | 480-0139 | PHI-1.4-12-T | SimpliPhi, Phi 1.4, Battery, 1.4kWh, LFP (Lithium Iron Phosphate), 12 volt, with BMS, Breaker-On/Off Switch, PHI-1.4-12-T | Inventory Item | 1100.63 | 1400 | No | Energy Storage | 1011.56 | 1100.63
1309 | 1330 | 480-0141 |  | Inverters | 480-0141 | 10247 | Storz Power, 5.12kWh, LFP (Lithium Iron Phosphate) Battery, 48 Volt Nominal, with BMS, UL-1973, 10247 | Inventory Item | 2866.67 |  | No | Inverters | 2500 | 2978.4 | 5
1310 | 1331 | 480-0142 |  | Energy Storage | 480-0142 | 10317 | Storz Power, 5.12kWh, LFP (Lithium Iron Phosphate) EMP Hardened Battery, 48 Volt Nominal, with BMS, UL-1973, 10317 | Inventory Item | 3333.33 | 5120 | No | Energy Storage | 2906.98
1311 | 1332 | 480-0143 |  | Energy Storage | 480-0143 | HG-FS48100-15OSJ1 | HomeGrid, 4.8kWh Battery Module | Inventory Item | 2587.63 | 4800 | No | Energy Storage | 2348.54 | 2587.63 | 21
1312 | 1333 | 480-0144 |  | Energy Storage | 480-0144 | C1-LFP051201-A01 | HomeGrid, 5.12kWh Compact Series Battery LFP Battery Module, C1-LFP051201-A01 | Inventory Item | 3072.16 |  | No | Energy Storage | 2788.3
1313 | 1334 | USSSP110-1223 | USSSP110-1223 | Energy Storage | 480-0145 | SPHI-B-4.9 | SimpliPhi, 4.98 kWh, LFP Battery (Lithium Iron Phosphate), Wall Mountable, with BMS,100A DC Breaker, IP65 with CANBUS Closed-Looped Comms, 10 Yr. Warranty, IP65, SPHI-B-4.9 | Inventory Item | 5315.72 | 4900 | No | Energy Storage | 4824.56
1314 | 1335 | 480-0146 |  | Energy Storage | 480-0146 | eFLEX 5.4 G2 | Fortress Power, eFLEX 5.4-G2, 48V Nominal/105Ah, 5.37kWh, LiFePO4 (Lithium Iron Phosphate) Battery, 10 Yr Warranty, Max 15 units in Parallel, Wall Mount Kit included, UL-1642, UL9540, eFLEX 5.4 G2 | Inventory Item | 3011.36 |  | No | Energy Storage | 2994.35
1315 | 1336 | USSS100-0023 | USSS100-0023 | Energy Storage | 480-0147 | B03-T01-US00-1-3 | IQ 3T Battery Base kit, add IQ-3T or IQ-10T Cover Kit, B03-T01-US00-1-3 | Inventory Item | 2360.49 |  | No | Energy Storage | 2303.61 | 1661.73 | 2
1316 | 1337 | 480-0148 |  | Energy Storage | 480-0148 | B03-A01-US00-1-3 | IQ 3 Battery Base kit, add IQ-3 or IQ-10 Cover Kit, B03-A01-US00-1-3 | Inventory Item | 2360.49 |  | No | Energy Storage | 2303.61
1317 | 1338 | USSB100-0103 | USSB100-0103 | Energy Storage | 480-0149 | HG-FS48100-15OSJ1-H | HomeGrid, 4.8kWh Battery Module with Heating Feature, 4000042, HG-FS48100-15OSJ1-H | Inventory Item | 2722.94 | 4800 | No | Energy Storage | 2471.35 | 2722.94
1318 | 1339 | 480-2000 |  | Energy Storage | 480-2000 | ESP-5100 HL | EndurEnergy Systems, 5.12kWh1 100Ah, 48 Vdc Nominal, Battery Pack, can Series up to 16 Batteries, ESP-5100 HL | Inventory Item | 2496 | 5120 | No | Energy Storage | 2480.5
1319 | 1340 | 480-2001 |  | Energy Storage | 480-2001 | HG-MC400-100D1 | HomeGrid, Base Unit with High Voltage BMS, HG-MC400-100D1 | Inventory Item | 3801.55 |  | No | Energy Storage | 3450.29
1320 | 1341 | USBE100-0031 | USBE100-0031 | Inverters | 500-0016 | FW1000-AC | Outback, FlexWare 1000 AC Disconnect Box with Ground Bar & DIN Rail, 1 to 4 Inverters, FW1000-AC | Inventory Item | 661.76 |  | No | Inverters | 560.55 | 718.06 | 1
1321 | 1342 | USBE100-0032 | USBE100-0032 | Inverters | 500-0017 | FW1000-DC | Outback, FlexWare 1000 DC Disconnect Box with Ground Bar & DC Shunt, 1 to 4 Inverters, FW1000-DC | Inventory Item | 862.36 |  | No | Inverters | 730.47 | 1033.33 | 1
1322 | 1343 | USEC001-0053 | USEC001-0053 | Inverters | 500-0018 | FW250 | Outback, FlexWare 250 AC/DC Disconnect Box, 1 Inverter, FW250 | Inventory Item | 247.14 |  | No | Inverters | 209.34 | 259.72 | 3
1323 | 1344 | USBE100-0030 | USBE100-0030 | Inverters | 500-0020 | FW500-DC | Outback, FlexWare 500 DC Enclosure with Ground & Pos Bus, 500A DC Shunt, FW-BBUS, for 1 to 2 Inverters, FW500-DC | Inventory Item | 397.14 |  | No | Inverters | 336.4 | 430.56
1324 | 1345 | USSE100-0131 | USSE100-0131 | Inverters | 500-0021 | FW-BBUS | Outback, Busbar, Breaker Bus, 500A for DC Breakers, FW-BBUS | Inventory Item | 33.44 |  | No | Inverters | 30.87 | 33.33 | 13
1325 | 1346 | USCC100-0074 | USCC100-0074 | Inverters | 500-0023 | FW-CCB | Outback, FlexWare Charge Control Side Bracket for 1 MX60, FM60, or FM80, (Not compatible with FM100-300VDC charge controller), FW-CCB | Inventory Item | 51.49 |  | No | Inverters | 47.53 | 87.5 | 5
1326 | 1347 | USCC100-0075 | USCC100-0075 | Inverters | 500-0024 | FW-CCB2 | Outback, FlexWare Charge Control Side Bracket for 2 MX60, FM60, or FM80's, (Not compatible with FM100-300VDC charge controller), FW-CCB2 | Inventory Item | 91.83 |  | No | Inverters | 84.77 | 91.67 | 3
1327 | 1348 | USCC100-0076 | USCC100-0076 | Inverters | 500-0025 | FW-CCB2-T | Outback, FlexWare Charge Control Top Bracket for FW-500, FW1000, for 2 MX60's, FM60 or FM80 (Not compatible with FM100-300VDC charge controller), FW-CCB2-T | Inventory Item | 76 |  | No | Inverters | 0 | 76
1328 | 1349 | 500-0029 |  | Inverters | 500-0029 | FW-IOBQ-120/240VAC | Outback, FlexWare Input/Output/Bypass, 60A, 120/240VAC for Quad Inverter, FW-IOBQ-120/240VAC | Inventory Item | 599.46 |  | No | Inverters | 507.78
1329 | 1350 | USSE100-0151 | USSE100-0151 | Inverters | 500-0030 | FW-IOBS-120VAC | Outback, FlexWare Input/Output/Bypass, 60A, 120VAC for FW250 Only, FW-IOBS-120VAC | Inventory Item | 165.69 |  | No | Inverters | 140.35 | 180.56
1330 | 1351 | USMS100-0247 | USMS100-0247 | Inverters | 500-0033 | FW-MP | Outback, FlexWare Mounting Plate for 2 Inverters, FW-MP | Inventory Item | 258.38 |  | No | Inverters | 218.86 | 238.89
1331 | 1352 | USSE100-0141 | USSE100-0141 | Inverters | 500-0034 | FW-SBUS | Outback, Shunt Bus, 500A, FW-SBUS | Inventory Item | 33.97 |  | No | Inverters | 31.36 | 33.33 | 10
1332 | 1353 | USSE100-0145 | USSE100-0145 | Inverters | 500-0040 | TBB-BLACK | Outback, Busbar, 180A, Black, Long, TBB-BLACK | Inventory Item | 22.19 |  | No | Inverters | 20.49 | 23.61 | 205
1333 | 1354 | USSE100-0144 | USSE100-0144 | Inverters | 500-0042 | TBB-GROUND | Outback, Busbar, 180A, Ground, TBB-GROUND | Inventory Item | 17.69 |  | No | Inverters | 14.99 | 16.67 | 1
1334 | 1355 | USSE100-0147 | USSE100-0147 | Inverters | 500-0043 | TBB-RED | Outback, Busbar, 180A, Red, Long, TBB-RED | Inventory Item | 22.21 |  | No | Inverters | 20.5 | 23.61 | 22
1335 | 1356 | USSE100-0148 | USSE100-0148 | Inverters | 500-0044 | TBB-WHITE | Outback, Busbar, 180A, White, Long, TBB-WHITE | Inventory Item | 22.5 |  | No | Inverters | 20.77 | 23.61
1336 | 1357 | 500-0047 |  | Inverters | 500-0047 | MNE175STM-240 | Midnite Solar, E-Panel, 175A, 120/240VAC, White Steel for Magnum Inverter, MNE175STM-240 | Inventory Item | 742.5 |  | No | Inverters | 695.51
1337 | 1358 | 500-0051 |  | Inverters | 500-0051 | MNE250STM | Midnite Solar, E-Panel, Grey steel with 250A breaker for MS4024-MS2812, MNE250STM | Inventory Item | 661.49 |  | No | Inverters | 617.67
1338 | 1359 | USSE100-0140 | USSE100-0140 | Inverters | 500-0059 | FW-CBUS-12 | Outback, Reversible Combiner Busbar for 12 150VDC breakers or 8 600VDC fuse holders, FW-CBUS-12 | Inventory Item | 55.86 |  | No | Inverters | 47.32 | 56.94
1339 | 1360 | USSSP110-1049 | USSSP110-1049 | Inverters | 500-0061 | MNE175AL-PLUS | Midnite Solar, E-Panel, 175A, 125VDC, Stretched Aluminum for Outback Inverter with FM, MNE175AL-PLUS | Inventory Item | 720.95 |  | No | Inverters | 673.19 | 720.95
1340 | 1361 | 500-0071 |  | Inverters | 500-0071 | ME-CB | Magnum, Conduit Box (White)for AC/DC Wiring required to be in Conduit, ME-CB | Inventory Item | 62.19 |  | No | Inverters | 53.61 | 62.19 | 5
1341 | 1362 | USSE100-0280 | USSE100-0280 | Inverters | 500-0077 | ME-RSA-M | Magnum, Remote Switch Adapter - Pigtail Adapter for Remote Switch, Momentary, ME-RSA-M | Inventory Item | 20.51 |  | No | Inverters | 17.68 | 20.51 | 2
1342 | 1363 | 500-0078 |  | Inverters | 500-0078 | ME-SSI | Magnum, Series Stacking Interface - Allows 2 Units to Provide 120/240VAC. Fits MS4024 Only, ME-SSI | Inventory Item | 47.4 |  | No | Inverters | 40.86 | 47.4 | 2
1343 | 1364 | 500-0095 |  | Inverters | 500-0095 | MMP250-60S | Magnum, Mini Magnum, Panel with 250ADC breaker & 60A single pole AC input breaker, 120VAC, MMP250-60S | Inventory Item | 645.63 |  | No | Inverters | 556.57 | 645.63 | 13
1344 | 1365 | USSP100-0170 | USSP100-0170 | Inverters | 500-0098 | MPSL250-30D | Magnum, Panel Single Enclosure, LoPower for 1-2 inverters, with 30A dual pole AC input breaker, MPSL250-30D | Inventory Item | 876.49 |  | No | Inverters | 755.6 | 876.49 | 1
1345 | 1366 | 500-0101 |  | Inverters | 500-0101 | MPDH250-30D | Magnum, Panel Dual Enclosure, HiPower for max 4 inverters, with 30A dual pole AC input breaker, 250A Disconnect, MPDH250-30D | Inventory Item | 2057.58 |  | No | Inverters | 1903.26
1346 | 1367 | USSE100-0279 | USSE100-0279 | Inverters | 500-0104 | BP-S | Magnum, Back Plate Single (fits 1-MPSL, 1-MPX), extension for Back Plate Dual, BP-S | Inventory Item | 101.21 |  | No | Inverters | 87.25 | 101.21 | 8
1347 | 1368 | USSE100-0203 | USSE100-0203 | Inverters | 500-0105 | BP-D | Magnum, Back Plate Dual (fits 1-MPDH, 1-MPSH and 1-MPX, 1-MPSL and 1-MPX), BP-D | Inventory Item | 164.05 |  | No | Inverters | 141.43 | 164.05 | 3
1348 | 1369 | USSP100-0162 | USSP100-0162 | Inverters | 500-0106 | BP-MMP | Magnum, Back Plate for One Mini Magnum Panel, (fits 1-MMP only), BP-MMP | Inventory Item | 94.6 |  | No | Inverters | 88.69 | 94.6 | 4
1349 | 1370 | 500-0110 |  | Inverters | 500-0110 | MMP250-30D | Magnum, Mini Magnum, Panel with 250 ADC breaker & 30A dual pole AC input breaker, 120/240VAC, MMP250-30D | Inventory Item | 645.63 |  | No | Inverters | 556.57 | 645.63 | 12
1350 | 1371 | 500-0112 |  | Inverters | 500-0112 | MMP175-30D | Magnum, Mini Magnum, Panel with 175ADC breaker & 30A dual pole AC input breaker, 120/240VAC, MMP175-30D | Inventory Item | 645.63 |  | No | Inverters | 556.57 | 645.63 | 8
1351 | 1372 | USSSP110-1256 | USSSP110-1256 | Inverters | 500-0114 | MCB-12U | SMA, Multicluster Box, 3-Ph for 12 x 120V, 60 Hz, SI6048-US-10 and SI4548-US-10, 120/208V, add MC-PB, UL listed off-grid only, MCB-12U | Inventory Item | 11475.2 |  | No | Inverters | 10327.68 | 19753.09
1352 | 1373 | USSE100-0214 | USSE100-0214 | Inverters | 500-0116 | MC-PB | SMA, Multicluster Communications (Piggy-Back) Card, One for each SI Cluster Master, MC-PB | Inventory Item | 176.69 |  | No | Inverters | 168.75 | 176.69
1353 | 1375 | 500-0128 |  | Energy Storage | 500-0128 | BB-2 | SimpliPhi, Battery Bus Bars, for 2 Batteries, 1 Pair, Red/Black, BB-2 | Inventory Item | 151.35 |  | No | Energy Storage | 140
1354 | 1376 | 500-0129 |  | Energy Storage | 500-0129 | BB-3 | SimpliPhi, Battery Bus Bars, 3-Battery Horizontal, 1 Pair, Red/Black, BB-3 | Inventory Item | 302.7 |  | No | Energy Storage | 280 | 302.7 | 3
1355 | 1377 | USSE100-0135 | USSE100-0135 | Inverters | 500-0147 | GS-SBUS | Outback, Radian DC Shunt Bus for GS Load Center, GS-SBUS | Inventory Item | 23.18 |  | No | Inverters | 19.64 | 22.22
1356 | 1378 | 500-0149 |  | Inverters | 500-0149 | MPXS250-30D-L | Magnum, Panel Extension Box for MPSL/MPSH Left Side, 250ADC breaker, 30A 2-pole AC breaker, Wires, Hood, MPXS250-30D-L | Inventory Item | 345.96 |  | No | Inverters | 298.24
1357 | 1379 | USSS100-0062 | USSS100-0062 | Inverters | 500-0180 | MNE250SMA-OG/AC DM | Midnite Solar, E-Panel, 250ADC, 120/240VAC, 60A dual bypass, Yellow Aluminum for SMA Sunny Island Master Inverter, No relay, MNE250SMA-OG/AC DM | Inventory Item | 1144.59 |  | No | Inverters | 1068.77 | 1144.59 | 1
1358 | 1380 | 500-0181 |  | Inverters | 500-0181 | MNE250SMA-SLAVE | Midnite Solar, E-Panel, 250ADC, No bypass, Yellow Aluminum for SMA Sunny Island Slave Inverter, No relay, MNE250SMA-SLAVE | Inventory Item | 961.76 |  | No | Inverters | 889.63
1359 | 1381 | 500-0182 |  | Inverters | 500-0182 | MNESMAXW-SHORT BP | Midnite Solar, E-Panel Short Mounting Plate for XW & SMA Inverters and E-Panel, MNESMAXW-SHORT BP | Inventory Item | 255.68 |  | No | Inverters | 238.74
1360 | 1382 | 500-0184 |  | Inverters | 500-0184 | MPDH175-30D | Magnum, Panel Dual Enclosure, HiPower for max 4 inverters, with 30A dual pole AC input breaker, 175A Disconnect, MPDH175-30D | Inventory Item | 2034.77 |  | No | Inverters | 1754.11
1361 | 1383 | 500-0193 |  | Inverters | 500-0193 | MNE250SMA-AC-SINGLE | Midnite Solar, E-Panel, 250ADC breaker, 120/240VAC, 60A dual bypass, Yellow Aluminum for SMA AC Coupled Sunny Island Single Inverter, MNE250SMA-AC-SINGLE | Inventory Item | 1373.51 |  | No | Inverters | 1282.52
1362 | 1384 | 500-0204 |  | Inverters | 500-0204 | MPSL175-30D | Magnum, Panel Single Enclosure, LoPower, w/175A fits 48VDC models, with 30A dual pole AC input breaker, fits 1-2 MS-PAE, MPSL175-30D | Inventory Item | 790.8 |  | No | Inverters | 681.72
1363 | 1385 | USSB100-0014 | USSB100-0014 | Energy Storage | 500-0207 | MNBCB 1000/100 | Midnite Solar, MN-Battery Combiner with 1000A Positive & Negative Bus bars and 100mV shunt for OutBack, Knockouts for 12 Panel Breakers, MNBCB 1000/100 | Inventory Item | 842.84 |  | No | Energy Storage | 787 | 842.84
1364 | 1386 | 500-0219 |  | Inverters | 500-0219 | MNE250XWP-SINGLE | Midnite Solar, E-Panel, 250A, 125VDC, White Steel for Schneider Conext XW+ inverter, MNE250XWP-SINGLE | Inventory Item | 927.67 |  | No | Inverters | 799.71
1365 | 1387 | USMI100-0031 | USMI100-0031 | Inverters | 500-0241 | FX/GS FAN KIT | Outback, FX,GS Replacement Fan Kit, FX/GS FAN KIT | Inventory Item | 31.44 |  | No | Inverters | 23.1 | 30.56
1366 | 1388 | USCC100-0092 | USCC100-0092 | Inverters | 500-0246 | SPARE-215 | OutBack, GS Radian Power Supply Board Replacement, SPARE-215 | Inventory Item | 183.87 |  | No | Inverters | 158.51 | 176
1367 | 1389 | 500-0249 |  | Inverters | 500-0249 | ME-ARTR | Magnum, Advanced Router/Display, required for parallel stacking of the MS-PAE models, ME-ARTR | Inventory Item | 348.61 |  | No | Inverters | 300.53
1368 | 1390 | USMS100-0249 | USMS100-0249 | Energy Storage | 500-0255 | Multi Powerwall Stacking Kit | Tesla, Powerwall Stacking Kit, for Stacked Powerwalls, Multi Powerwall Stacking Kit | Inventory Item | 256.76 |  | No | Energy Storage | 249.67 | 256.76 | 13
1369 | 1391 | USCC100-0091 | USCC100-0091 | Inverters | 500-0260 | SPARE 204 | Outback, GS8048A, GS4048A Replacement Board Assembly Stack, SPARE 204 | Inventory Item | 2139.99 |  | No | Inverters | 1844.82 | 2184
1370 | 1392 | USSSP110-1235 | USSSP110-1235 | Energy Storage | 500-0262 | BB-2-12 | SimpliPhi, BOSS.12 Two Battery Bus Bar Kit, 2-Battery Horizontal, 1 Pair, Red/Black Bus Bars, 2, 2/0 Red/Black 45” cables, order 1 per shelf, BB-2-12 | Inventory Item | 283.78 |  | No | Energy Storage | 262.5 | 283.78 | 3
1371 | 1393 | USSSP110-1236 | USSSP110-1236 | Energy Storage | 500-0263 | BB-3-12 | SimpliPhi, BOSS.12 Three Battery Bus Bar Kit, 3-Battery Horizontal, 1 Pair, Red/Black Bus Bars, 2, 2/0 Red/Black 45” cables, order 1 per shelf, BB-3-12 | Inventory Item | 378.38 |  | No | Energy Storage | 350 | 378.38 | 18
1372 | 1394 | USSSP110-1238 | USSSP110-1238 | Energy Storage | 500-0264 | BB-2-6 | SimpliPhi, BOSS.6 Two Battery Bus Bar Kit, 2-Battery Horizontal, 1 Pair, Red/Black Bus Bars, 2, 1/0 Red/Black 25” cables, order 1 per shelf, BB-2-6 | Inventory Item | 222.97 |  | No | Energy Storage | 206.25 | 222.97 | 4
1373 | 1395 | USSSP110-1239 | USSSP110-1239 | Energy Storage | 500-0265 | BB-3-6 | SimpliPhi, BOSS.6 Three Battery Bus Bar Kit, 3-Battery Horizontal, 1 Pair, Red/Black Bus Bars, 2, 1/0 Red/Black 25” cables, order 1 per shelf, BB-3-6 | Inventory Item | 317.57 |  | No | Energy Storage | 293.75 | 317.57 | 4
1374 | 1396 | 500-0266 |  | Energy Storage | 500-0266 | 1529623-00-x | Tesla, Internal Panelboard Kit, Optional Panelboard Kit with Wire Jumpers and Breaker Hold-Down Bar, 1529623-00-x | Inventory Item | 112.5 |  | No | Energy Storage | 103.45
1375 | 1397 | USSSP110-1097 | USSSP110-1097 | Inverters | 500-0549 | SPARE-501 | Outback, Mojave OGHI8048A, Control Board - Includes: replacement control board, ribbon cable, screws, bracket, AUX plug, SPARE-501 | Inventory Item | 987.07 |  | No | Inverters | 850.92 | 1044
1376 | 1398 | USSSP110-1098 | USSSP110-1098 | Inverters | 500-0550 | SPARE-502 | Outback, Mojave OGHI8048A, AC Board -includes: replacement AC board, ribbon cable, screws, SPARE-502 | Inventory Item | 2128.2 |  | No | Inverters | 1834.66 | 2090.67
1377 | 1399 | USSSP110-1099 | USSSP110-1099 | Inverters | 500-0551 | SPARE-504 | Outback, Mojave OGHI8048A, Power Carrier Board - Includes: replacement Carrier board, screws, washers, SPARE-504 | Inventory Item | 862.48 |  | No | Inverters | 743.52 | 845.33
1378 | 1400 | USSSP110-1100 | USSSP110-1100 | Inverters | 500-0552 | SPARE-506 | Outback, Mojave OGHI8048A, Power Module - Includes: replacement power module, screws, washers, SPARE-506 | Inventory Item | 740.67 |  | No | Inverters | 638.51 | 360
1379 | 1401 | USSSP110-1101 | USSSP110-1101 | Inverters | 500-0553 | SPARE-508 | Outback, Mojave OGHI8048A, Fan Module - Includes: replacement fans (2) connected to fan bracket, screws, SPARE-508 | Inventory Item | 111.24 |  | No | Inverters | 104.29 | 124
1380 | 1402 | USSSP110-1102 | USSSP110-1102 | Inverters | 500-0554 | SPARE-509 | Outback, Mojave, CAN BUS Terminator, SPARE-509 | Inventory Item | 33.16 |  | No | Inverters | 31.09 | 33.33
1381 | 1403 | USSSP110-1103 | USSSP110-1103 | Inverters | 500-0555 | SPARE-510 | Outback, Mojave, Antenna Kit - Includes: replacement Antenna, antenna cable, ziptie , SPARE-510 | Inventory Item | 129 |  | No | Inverters | 120.94 | 41.33
1382 | 1404 | 500-0556 |  | Energy Storage | 500-0556 | MNBCB 2000/200 | MidNite Solar, MN-Battery Combiner with 2000A Positive & Negative Bus bars and 200mV shunt, Knockouts for 12 Panel Mount Breakers, MNBCB 2000/200 | Inventory Item | 1175.07 |  | No | Energy Storage | 1129.29
1383 | 1405 | 500-0557 |  | Energy Storage | 500-0557 | MNBCB-BUSBAR2k | MidNite Solar, Busbar, for MNBCB-2000/200 Battery Combiner, Positive or Negative, includes Red & White insulators and screws , 2000A, MNBCB-BUSBAR2k | Inventory Item | 291.35 |  | No | Energy Storage | 280
1384 | 1406 | 501-0029 |  | Inverters | 501-0029 | AC_SPD_KIT1-10 | SMA, AC Surge Protection Module Kit, 4 Module kit for Core-1 Inverter, AC_SPD_KIT1-10 | Inventory Item | 44.16 |  | No | Inverters | 38.07 | 44.16 | 6
1385 | 1407 | USIN100-0292 | USIN100-0292 | Inverters | 501-0030 | DC_SPD_KIT4-10 | SMA, DC Surge Protection Module Kit, 9 Module kit for Core-1 Inverter, DC_SPD_KIT4-10 | Inventory Item | 84.64 |  | No | Inverters | 79.35 | 84.64 | 12
1386 | 1408 | USSSP110-1034 | USSSP110-1034 | Energy Storage | 501-0092 | MNSPD-115 | Midnite Solar, Surge Protector Device, 3-wire, 150VDC/100VAC, for Battery-Based systems, MNSPD-115 | Inventory Item | 101.02 |  | No | Energy Storage | 93.69 | 101.02 | 10
1387 | 1409 | 510-0000 |  | Inverters | 510-0000 | X-IQ-AM1-240-5 | Enphase, IQ Combiner-5 with IQ Gateway, Production CT, 2 Consumption CT’s and 1 Battery CT, Single Phase, Revenue Grade accuracy (ANSI C12.20 +/- 0.5%) Calibrated Solid-Core Production CT, Space for 4 PV Branch Circuits with Hold Down kits, Breakers NOT Included, X-IQ-AM1-240-5 | Inventory Item | 724.37 |  | No | Inverters | 654.55 | 724.37 | 102
1388 | 1410 | USBE100-0011 | USBE100-0011 | Inverters | 510-0035 | FWPV-8 | Outback, FWPV-8 Combiner box, 8 Breakers or 6 Fuse holders | Inventory Item | 281.13 |  | No | Inverters | 238.13 | 281.94 | 46
1389 | 1411 | USBE100-0012 | USBE100-0012 | Inverters | 510-0036 | NEMA 3R | Outback, FWPV-12 Combiner box, 12 Breakers or 8 Fuse holders, NEMA 3R | Inventory Item | 337.13 |  | No | Inverters | 285.56 | 338.89
1390 | 1412 | 510-0099 |  | Energy Storage | 510-0099 | MB03 | Panasonic EverVolt, Battery Combiner Box, use when Paralleling Battery Cabinets, MB03 | Inventory Item | 771.76 |  | No | Energy Storage | 728.89
1391 | 1413 | 510-0242 | USBE100-0001 | Inverters | 510-0242 | MNPV10-1000 | Midnite Solar, Combiner Box Enclosure, for transformer-less 1000VDC grid tie inverters, accepts 10 1000VDC fuse holders & fuses- sold separately, NEMA 3R, Gray, MNPV10-1000 | Inventory Item | 252.7 |  | No | Inverters | 233.75 | 252.7 | 2
1392 | 1414 | USBE100-0010 | USBE100-0010 | Inverters | 510-0248 | FWPV4-FH600 | Outback, FWPV4-FH600 Combiner box, with 4 Fuse holders, Includes one ground bus bar, cable gland, and touch-safe distribution blocks, add fuses, FWPV4-FH600 | Inventory Item | 303.06 |  | No | Inverters | 256.71 | 323.61
1393 | 1415 | USBE100-0035 | USBE100-0035 | Inverters | 510-0249 | FWPV6-FH600 | Outback, FWPV6-FH600 Combiner box, with 6 Fuse holders, Includes one ground bus bar, cable gland, and touch-safe distribution blocks, add fuses, FWPV6-FH600 | Inventory Item | 317.01 |  | No | Inverters | 268.53 | 333.33
1394 | 1416 | 510-0254 |  | Inverters | 510-0254 | ICSPLUS-4 | Outback, Packaged ICS Plus PV rapid shutdown and AFCI system, 24 strings, Includes (4) FWPV6-FH600-SDA combiner boxes, (1) RSI, (1) BKR-CTRL-DC, (1) PNL-75Q-DC-RT, ICSPLUS-4 | Inventory Item | 3422.22 |  | No | Inverters | 3142.86 | 3422.22 | 1
1395 | 1417 | DS-510-0258 |  | Racking | DS-510-0258 | QMQB-J1-B-10 | QuickMount, Q-Box, Flashed Junction Box, 5.5 X 5.75” Polycarbonate Box, 12 X 12” Aluminum Flashing, For Comp Roofs, Bronze Finish, Qty. 1, QMQB-J1-B-10 | Inventory Item | 57.42 |  | No | Racking | 54.19
1396 | 1418 | 510-0279 |  | Inverters | 510-0279 | RSD-AFCI | Outback, ICS Plus PV AFCI Rapid Shutdown Package, for FM-100, up to 6 Strings Pre-Wired with Six 600VDC Fuse Holders, Includes, FWPV6-FH600-SDA RSD Combiner, RSI and Power Supply add Fuses, RSD-AFCI | Inventory Item | 1054.17 |  | No | Inverters | 968.11 | 1054.17 | 2
1397 | 1419 | 510-0283 |  | Racking | 510-0283 | SOLOBOX | UniRac, E-Boss Solo-Box Junction Box, 8 X 8 X 3.5”, with Mounting Screws, SOLOBOX | Inventory Item | 32.58 |  | No | Racking | 30.64 | 32.58 | 2545
1398 | 1420 | USMS100-0398 | USMS100-0398 | Racking | 510-0284 | SOLOBOX-D | UniRac, E-Boss Solo-Box Junction Box, 8 X 8 X 3.5”, with Mounting Screws and DIN Rail, SOLOBOX-D | Inventory Item | 38.95 |  | No | Racking | 36.96 | 38.95 | 805
1399 | 1421 | 510-0287 |  | Racking | 510-0287 | QM-JBX-RL01-B1 | QuickMount, JayBox, Rail-Mounted, ~8 X 9” with Rail Hanger Brackets, QM-JBX-RL01-B1 | Inventory Item | 36.6 |  | No | Racking | 34.54 | 36.6 | 13
1400 | 1422 | 510-0291 |  | Racking | 510-0291 | 242-01104 | SnapNrack, Junction Box R for Rail, 242-01104 | Inventory Item | 19.55 |  | No | Racking | 19.31 | 19.55 | 12
1401 | 1423 | 510-0292 |  | Racking | 510-0292 | 242-92120 | SnapNrack, Junction Box XL for Rail, 242-92120 | Inventory Item | 26.29 |  | No | Racking | 25.96
1402 | 1424 | USMS100-0507 | USMS100-0507 | Racking | 510-0295 | QM-JBX-RL02-B1 | QuickMount, JayBox, Rail-Mounted, 8 X 9" with DIN Rail and Rail Hanger Brackets, QM-JBX-RL02-B1 | Inventory Item | 34.97 |  | No | Racking | 34.54 | 34.97 | 75
1403 | 1425 | 510-0893 |  | Racking | 510-0893 | 242-09025 | SnapNrack, Universal Wire Clamp for J Box, 242-09025 | Inventory Item | 2.38 |  | No | Racking | 2.35 | 2.38 | 81
1404 | 1426 | USSSP110-1004 | USSSP110-1004 | Racking | 510-0894 | QM-JBX-RF02-B1 | QuickMount, JayBox, Roof-Mounted 8 X 9in with 9 X 12in Flashing and Mounting Screws and DIN Rail for Comp/Asphalt Shingle, QM-JBX-RF02-B1 | Inventory Item | 50.68 |  | No | Racking | 46.53 | 50.68 | 3
1405 | 1427 | 520-0001 |  | Energy Storage | 520-0001 | GS-MPPT-60M-200V | Morningstar, GenStar Charge Controller, 60A, 200V Max Input, 12, 24, 48VDC, with RTS, GS-MPPT-60M-200V | Inventory Item | 990.54 |  | No | Energy Storage | 927.85
1406 | 1428 | USCC100-0028 | USCC100-0028 | Energy Storage | 520-0029 | SG-4 | Morningstar, SunGuard Charge Controller, 4.5A, 12VDC, SG-4 | Inventory Item | 37.84 |  | No | Energy Storage | 35.44 | 37.84 | 3
1407 | 1429 | USCC100-0107 | USCC100-0107 | Energy Storage | 520-0034 | SL-10L-12V | Morningstar, SunLight Charge/Lighting Controller, 10A, 12VDC, SL-10L-12V | Inventory Item | 101.35 |  | No | Energy Storage | 94.94 | 101.35 | 73
1408 | 1430 | USCC100-0108 | USCC100-0108 | Energy Storage | 520-0036 | SL-20L-12V | Morningstar, SunLight Charge/Lighting Controller, 20A, 12VDC, SL-20L-12V | Inventory Item | 129.73 |  | No | Energy Storage | 121.52 | 129.73 | 7
1409 | 1431 | USCC100-0032 | USCC100-0032 | Energy Storage | 520-0037 | SS10-12V | Morningstar, SunSaver Charge Controller, 10A, 12VDC, SS10-12V | Inventory Item | 75.68 |  | No | Energy Storage | 70.89 | 75.68 | 1
1410 | 1432 | USCC100-0033 | USCC100-0033 | Energy Storage | 520-0038 | SS10L-12V | Morningstar, SunSaver Charge Controller, 10A, 12VDC, with Low Voltage Disconnect, SS10L-12V | Inventory Item | 90.54 |  | No | Energy Storage | 84.81 | 90.54 | 28
1411 | 1433 | USCC100-0034 | USCC100-0034 | Energy Storage | 520-0039 | SS10L-24V | Morningstar, SunSaver Charge Controller, 10A, 24VDC, with Low Voltage Disconnect, SS10L-24V | Inventory Item | 102.7 |  | No | Energy Storage | 96.2 | 102.7 | 5
1412 | 1434 | USCC100-0109 | USCC100-0109 | Energy Storage | 520-0040 | SS20L-12V | Morningstar, SunSaver Charge Controller, 20A, 12VDC, with Low Voltage Disconnect, SS20L-12V | Inventory Item | 125.68 |  | No | Energy Storage | 117.72 | 125.68 | 17
1413 | 1435 | USCC100-0110 | USCC100-0110 | Energy Storage | 520-0041 | SS-20L-24V | Morningstar, SunSaver Charge Controller, 20A, 24VDC, with Low Voltage Disconnect, SS-20L-24V | Inventory Item | 131.08 |  | No | Energy Storage | 122.78 | 131.08 | 1
1414 | 1436 | USCC100-0037 | USCC100-0037 | Energy Storage | 520-0042 | SS6-12V | Morningstar, SunSaver Charge Controller, 6A, 12VDC, SS6-12V | Inventory Item | 63.51 |  | No | Energy Storage | 59.49 | 63.51
1415 | 1437 | USCC100-0111 | USCC100-0111 | Energy Storage | 520-0043 | SS-6L-12V | Morningstar, SunSaver Charge Controller, 6A, 12VDC, with Low Voltage Disconnect, SS-6L-12V | Inventory Item | 74.32 |  | No | Energy Storage | 69.62 | 58.51 | 627
1416 | 1438 | USCC100-0040 | USCC100-0040 | Energy Storage | 520-0045 | TS-45 | Morningstar, TriStar Charge Controller, 45A, 12/24/48VDC, TS-45 | Inventory Item | 200 |  | No | Energy Storage | 187.34 | 200 | 69
1417 | 1439 | USCC100-0113 | USCC100-0113 | Energy Storage | 520-0046 | TS-60 | Morningstar, TriStar Charge Controller, 60A, 12/24/48VDC, TS-60 | Inventory Item | 263.51 |  | No | Energy Storage | 246.84 | 263.51 | 10
1418 | 1440 | USCC100-0004 | USCC100-0004 | Energy Storage | 520-0055 | FM80 | Outback, FM80-150VDC MPPT Charge Controller, 80A, 150VDC, 12/24/48/60VDC, FM80 | Inventory Item | 509.62 |  | No | Energy Storage | 485.06 | 501.27 | 10
1419 | 1441 | USCC100-0001 | USCC100-0001 | Energy Storage | 520-0059 | FM100-300VDC-AFCI | Outback, FM100-300VDC MPPT Charge Controller, 100A, 300VDC, 24/36/48Vdc, 3R enclosure, integrated GFCI & AFCI,FM100-300VDC-AFCI | Inventory Item | 1334.65 |  | No | Energy Storage | 1270.33 | 1418.99 | 14
1420 | 1442 | USCC100-0002 | USCC100-0002 | Energy Storage | 520-0078 | FM60 | Outback, FM60-150VDC MPPT Charge Controller, 60A, 150VDC, 12/24/48/60VDC, FM60 | Inventory Item | 452.89 |  | No | Energy Storage | 431.06 | 445.57 | 10
1421 | 1443 | USCC100-0022 | USCC100-0022 | Energy Storage | 520-0080 | PS-15M | Morningstar, ProStar PWM Charge Controller, Gen 3, 15A, 12/24VDC, with LCD Meter, PS-15M | Inventory Item | 182.43 |  | No | Energy Storage | 170.89 | 182.43 | 5
1422 | 1444 | USCC100-0023 | USCC100-0023 | Energy Storage | 520-0081 | PS-30 | Morningstar, ProStar PWM Charge Controller, Gen 3, 30A, 12/24VDC, w/o Meter, PS-30 | Inventory Item | 158.11 |  | No | Energy Storage | 148.1 | 158.11 | 8
1423 | 1445 | USCC100-0024 | USCC100-0024 | Energy Storage | 520-0082 | PS-30M | Morningstar, ProStar PWM Charge Controller, Gen 3, 30A, 12/24VDC, with LCD Meter, PS-30M | Inventory Item | 218.92 |  | No | Energy Storage | 205.06 | 218.92 | 7
1424 | 1446 | 520-0096 |  | Energy Storage | 520-0096 | TS-MPPT-45 | Morningstar, TriStar MPPT Charge Controller, 45A, 150VDC, 12/48VDC, with RTS, TS-MPPT-45 | Inventory Item | 536.49 |  | No | Energy Storage | 502.53 | 536.49 | 47
1425 | 1447 | USCC100-0042 | USCC100-0042 | Energy Storage | 520-0097 | TS-MPPT-60 | Morningstar, TriStar MPPT Charge Controller, 60A, 150VDC, 12/48VDC, with RTS & Ethernet, TS-MPPT-60 | Inventory Item | 666.22 |  | No | Energy Storage | 624.05 | 666.22 | 3
1426 | 1448 | 520-0098 |  | Energy Storage | 520-0098 | TS-M-2 | Morningstar, TriStar LCD Digital Meter display, mounts into TS and TS-MPPT controller front plate, TS-M-2 | Inventory Item | 110.81 |  | No | Energy Storage | 103.8 | 110.81 | 55
1427 | 1449 | USSS100-0098 | USSS100-0098 | Energy Storage | 520-0099 | TS-RM-2 | Morningstar, TriStar Remote Digital Meter (for TS-MPPT) with 100' cable, TS-RM-2 | Inventory Item | 137.84 |  | No | Energy Storage | 129.11 | 137.84 | 18
1428 | 1450 | USCC100-0016 | USCC100-0016 | Energy Storage | 520-0101 | CLASSIC 150 | Midnite Solar, Classic 150, MPPT Charge Controller, 150VDC, 96A, 12-93V Battery, with BTS & LCD, Arc-fault Protection, CLASSIC 150 | Inventory Item | 692.18 |  | No | Energy Storage | 641.96 | 692.18 | 2
1429 | 1451 | USCC100-0013 | USCC100-0013 | Energy Storage | 520-0102 | CLASSIC 200 | Midnite Solar, Classic 200, MPPT Charge Controller, 200VDC, 79A, 12-93V Battery, with BTS & LCD, Arc-fault Protection, CLASSIC 200 | Inventory Item | 692.18 |  | No | Energy Storage | 641.96 | 692.18
1430 | 1452 | USCC100-0018 | USCC100-0018 | Energy Storage | 520-0103 | CLASSIC 250 | Midnite Solar, Classic 250, MPPT Charge Controller, 250VDC, 63A, 12-93V Battery, with BTS & LCD, Arc-fault Protection, CLASSIC 250 | Inventory Item | 785.71 |  | No | Energy Storage | 728.71 | 785.71
1431 | 1453 | USCC100-0020 | USCC100-0020 | Energy Storage | 520-0136 | MNKID-B | Midnite Solar, The KID MPPT Charge Controller, 150VDC, 30A, 12-48V Battery, with LCD & wall mount bracket, Black, MNKID-B | Inventory Item | 328.5 |  | No | Energy Storage | 304.67 | 328.5 | 7
1432 | 1454 | USCC100-0104 | USCC100-0104 | Energy Storage | 520-0140 | MNWBJR | Midnite Solar, Whiz Bang Jr Current sense module, attach to a standard 50mV/500A Shunt, Use with the Classic and KID to give Amp readings, MNWBJR | Inventory Item | 60.61 |  | No | Energy Storage | 56.21 | 60.61
1433 | 1455 | USCC100-0031 | USCC100-0031 | Energy Storage | 520-0143 | SL-20L-24V | Morningstar, SunLight Charge/Lighting Controller, 20A, 24VDC, SL-20L-24V | Inventory Item | 135.14 |  | No | Energy Storage | 126.58 | 135.14 | 9
1434 | 1456 | 520-0151 |  | Energy Storage | 520-0151 | MNCLIP1.5KAC2.0 | Midnite Solar, 1.5kW AC Clipper, 1500 W AC Limiter for all Classic Controllers, 3 resistors 2ohms each in parallel, MNCLIP1.5KAC2.0 | Inventory Item | 1597.97 |  | No | Energy Storage | 1478.13
1435 | 1457 | USCC100-0007 | USCC100-0007 | Energy Storage | 520-0152 | 865-1030-1 | Schneider Electric, XW-MPPT60-150 Charge Controller, 60A, 150VDC, 12/24/48VDC, built-in GFI, White, 865-1030-1 | Inventory Item | 673.2 |  | No | Energy Storage | 580.34 | 673.2 | 3
1436 | 1458 | USCC100-0005 | USCC100-0005 | Energy Storage | 520-0153 | 865-1032 | Schneider Electric, XW-MPPT-80/600 Charge Controller, 80A, 600VDC, 24 or 48VDC, (requires an SCP or Insight to program), UL/CSA, 865-1032 | Inventory Item | 1362.53 |  | No | Energy Storage | 1174.6 | 1362.53
1437 | 1459 | USSE100-0239 | USSE100-0239 | Energy Storage | 520-0159 | MNBRAT | Midnite Solar, Charge Controller, 20A with 10A load control, 30A charger without load control, NEMA3R, Qty. 1, MNBRAT | Inventory Item | 104.76 |  | No | Energy Storage | 97.16 | 104.76 | 1
1438 | 1460 | USCC100-0043 | USCC100-0043 | Energy Storage | 520-0164 | PT-100 | SENSATA - Magnum, PT-100 MPPT Charge Controller, 100A, 200+ Vdc, 12/24/48V, Integrated GFDI & AFCI, BTS included, PT-100 | Inventory Item | 1053.11 |  | No | Energy Storage | 907.85 | 1053.11 | 1
1439 | 1461 | USCC100-0027 | USCC100-0027 | Energy Storage | 520-0166 | PS-MPPT40-M | Morningstar, ProStar MPPT Charge Controller, 40A, 12/24V, 30A Load Controller, 120V max input, With Meter PS-MPPT40-M | Inventory Item | 555.41 |  | No | Energy Storage | 520.25 | 555.41 | 4
1440 | 1462 | USCC100-0025 | USCC100-0025 | Energy Storage | 520-0167 | PS-MPPT-25 | Morningstar, ProStar MPPT Charge Controller, 25A, 12/24V, 25A Load Controller, 120V max input, No Meter, PS-MPPT-25 | Inventory Item | 360.81 |  | No | Energy Storage | 337.97 | 360.81 | 1
1441 | 1463 | USCC100-0026 | USCC100-0026 | Energy Storage | 520-0168 | PS-MPPT-25-M | Morningstar, ProStar MPPT Charge Controller, 25A, 12/24V, 25A Load Controller, 120V max input, With Meter PS-MPPT-25-M | Inventory Item | 444.59 |  | No | Energy Storage | 416.46 | 444.59
1442 | 1464 | USCC100-0006 | USCC100-0006 | Energy Storage | 520-0172 | 865-1034 | Schneider Electric, XW-MPPT-100/600 Charge Controller, 100A, 600VDC, 24 or 48VDC, (requires an SCP or Insight to program), UL/CSA, 865-1034 | Inventory Item | 1552.47 |  | No | Energy Storage | 1338.33 | 1552.47
1443 | 1465 | USCC100-0021 | USCC100-0021 | Energy Storage | 520-0173 | MNMPPT60DIY | MidNite Solar, DIY MPPT Charge Controller, 150VDC, 60A, 12-48V Battery, with LCD display, 2 Yr. Warr, MNMPPT60DIY | Inventory Item | 321.82 |  | No | Energy Storage | 300.5 | 321.82 | 1
1444 | 1466 | USSE100-0052 | USSE100-0052 | Inverters | 530-0092 | PNL-80-DC | Outback, Circuit Breaker, 80A, 150VDC, 1-Pole, 0.75" Wide, Panel Mount, PNL-80-DC | Inventory Item | 31.99 |  | No | Inverters | 0 | 31.99
1445 | 1467 | USSE100-0063 | USSE100-0063 | Inverters | 530-0121 | PNL-GFDI-80Q | Outback, PV Ground-Fault Detector Interrupter Breaker, 80A, 150VDC, 4-pole, Panel Mount, PNL-GFDI-80Q | Inventory Item | 140.35 |  | No | Inverters | 120.99 | 157.33
1446 | 1468 | 530-0122 |  | Energy Storage | 530-0122 | BRK-200A-2P-240V | Enphase, Enpower 200A Main/Load Breaker, 25kAIC, CSR2200N, BRK-200A-2P-240V | Inventory Item | 136.76 |  | No | Energy Storage | 128.21 | 200.21 | 15
1447 | 1469 | 530-0123 |  | Energy Storage | 530-0123 | BRK-175A-2P-240V | Enphase, Enpower 175A Main/Load Breaker, 25kAIC, CSR2175N, BRK-175A-2P-240V | Inventory Item | 172.67 |  | No | Energy Storage | 148.85 | 172.67 | 4
1448 | 1470 | 530-0124 |  | Energy Storage | 530-0124 | BRK-150A-2P-240V | Enphase, Enpower 150A Main/Load Breaker, 25kAIC, CSR2150N, BRK-150A-2P-240V | Inventory Item | 172.67 |  | No | Energy Storage | 150.58
1449 | 1471 | 530-0125 |  | Energy Storage | 530-0125 | BRK-125A-2P-240V | Enphase, Enpower 125A Main/Load Breaker, 25kAIC, CSR2125N, BRK-125A-2P-240V | Inventory Item | 172.67 |  | No | Energy Storage | 150.58
1450 | 1472 | 530-0126 |  | Energy Storage | 530-0126 | BRK-100A-2P-240V | Enphase, Enpower 100A Main/Load Breaker, 25kAIC, CSR2100N, BRK-100A-2P-240V | Inventory Item | 207.2 |  | No | Energy Storage | 180.7 | 207.2 | 46
1451 | 1473 | 530-0127 |  | Energy Storage | 530-0127 | BRK-80A-2P-240V | Enphase, Enpower 80A Encharge/Combiner Breaker, 10kAIC, Eaton BR280, BRK-80A-2P-240V | Inventory Item | 55.25 |  | No | Energy Storage | 51.8 | 55.25 | 15
1452 | 1474 | 530-0140 |  | Inverters | 530-0140 | BRK-40A-2P-240V-B | Enphase, Enpower 40A Encharge/Combiner Breaker, 10kAIC, Eaton BR240, BRK-40A-2P-240V-B | Inventory Item | 40 |  | No | Inverters | 0
1453 | 1475 | 530-0142 |  | Inverters | 530-0142 | BRK-30A-2P-240V-B | Enphase, Enpower 30A Encharge/Combiner Breaker, 10kAIC, Eaton BR230, BRK-30A-2P-240V-B | Inventory Item | 40 |  | No | Inverters | 22.99
1454 | 1476 | 530-1104 |  | Energy Storage | 530-1104 | CB-UPG-40-01 | SolarEdge, 40A Breaker for StorEdge Backup Interface, Qty.1, CB-UPG-40-01 | Inventory Item | 32.53 |  | No | Energy Storage | 28.05
1455 | 1477 | USSE100-0255 | USSE100-0255 | Energy Storage | 530-1106 | CB-UPG-63-01 | SolarEdge, 63A Breaker for StorEdge Backup Interface, Qty.1, CB-UPG-63-01 | Inventory Item | 36.24 |  | No | Energy Storage | 31.03 | 36.24 | 281
1456 | 1478 | USSE100-0185 | USSE100-0185 | Energy Storage | 530-1107 | BRK-20A-2P-240V-B | Enphase, 20A 2 Pole Breaker for IQ System Controller and IQ Combiner-4, for use with Hold Down Kit, Eaton BR220B, BRK-20A-2P-240V-B | Inventory Item | 31.88 |  | No | Energy Storage | 24.96 | 27.69 | 1430
1457 | 1479 | 530-1108 |  | Energy Storage | 530-1108 | BRK-15A-2P-240V-B | Enphase, 15A 2 Pole Breaker for IQ Combiner 4n for use with Hold Down Kit, Eaton BR215B, BRK-15A-2P-240V-B | Inventory Item | 34.4 |  | No | Energy Storage | 26.94
1458 | 1480 | USSE100-0205 | USSE100-0205 | Energy Storage | 530-1109 | X-IQ-NA-HD-125A | Enphase, Combiner-4 Breaker Hold Down Kit, X-IQ-NA-HD-125A | Inventory Item | 9.95 |  | No | Energy Storage | 7.8 | 9.95 | 819
1459 | 1481 | 530-1110 |  | Energy Storage | 530-1110 | BRK-20A40A-4P-240V | Enphase 20A/40A Quad breaker, 10kAIC, for IQ System Controller 2.0 with Gen-Set, BQC220240, BRK-20A40A-4P-240V | Inventory Item | 38.67 |  | No | Energy Storage | 36.25
1460 | 1482 | 540-0072 |  | Inverters | 540-0072 | ME-300F | Magnum, 300A Fuse Block Assembly, 48VDC, Class T, ME-300F | Inventory Item | 73.43 |  | No | Inverters | 68.84
1461 | 1483 | 540-0189 |  | Inverters | 540-0189 | FLD-DCD-FUSE-S1 | SolarEdge,Optional DC fusing for use with P-800 Optimizers, FLD 30 x 25A Fuses for Ext. Power 3-Ph Inv, Kit, 30 25A fuses, DCD, FLD-DCD-FUSE-S1 | Inventory Item | 218 |  | No | Inverters | 187.93 | 218 | 6
1462 | 1484 | 550-0132 |  | Energy Storage | 550-0132 | PLSCA-500-1025 | Panasonic EverVolt, Cable (Wire 6' Flexible), Inverter to Battery, PLSCA-500-1025 | Inventory Item | 161.33 |  | No | Energy Storage | 134.44
1463 | 1485 | USMS100-0442 | USMS100-0442 | Racking | 550-0170 | QMR-WC-A-300 | QuickMount, QMR, SS Wire Management Clip for QMR Rails, QMR-WC-A-300 | Inventory Item | 0.26 |  | No | Racking | 0.25 | 0.26 | 267
1464 | 1486 | USEC001-0027 | USEC001-0027 | Racking | 550-0287 | BX-CT-EC-P1 | IronRidge, BX Edge UV Cable Tie/Edge Clip, 1 ea, BX-CT-EC-P1 | Inventory Item | 0.69 |  | No | Racking | 0.65 | 0.69 | 594
1465 | 1487 | USMS100-0180 | USMS100-0180 | Racking | 550-0288 | BX-CT-UV-P1 | IronRidge, BX 12” UV Cable Tie, 1 Each, BX-CT-UV-P1 | Inventory Item | 0.15 |  | No | Racking | 0.14 | 0.15 | 30555
1466 | 1488 | 550-0294 |  | Racking | 550-0294 | ES10813 | UniRac, Ecolibrium, Wire Management EcoTray, Rivet, ES10813 | Inventory Item | 0.17 |  | No | Racking | 0.17 | 0.17 | 1119
1467 | 1489 | 550-0295 |  | Racking | 550-0295 | ES10811 | UniRac, Ecolibrium, Wire Management EcoTray, Cap 96", ES10811 | Inventory Item | 33.43 |  | No | Racking | 33.01 | 33.43 | 512
1468 | 1490 | 550-0296 |  | Racking | 550-0296 | ES10812 | UniRac, Ecolibrium, Wire Management EcoTray, Tray 96", ES10812 | Inventory Item | 39.72 |  | No | Racking | 39.23 | 39.72 | 424
1469 | 1491 | USMS100-0532 | USMS100-0532 | Racking | 550-0297 | ES10810 | UniRac, Ecolibrium, Wire Management EcoTray, Base, 6", ES10810 | Inventory Item | 4.01 |  | No | Racking | 3.96 | 4.01 | 297
1470 | 1492 | USMS100-0691 | USMS100-0691 | Racking | 550-0299 | 232-01173 | SnapNrack, Smart Clip II, Wire Management Clip, 232-01173 | Inventory Item | 0.38 |  | No | Racking | 0.29 | 0.38
1471 | 1493 | 550-0300 |  | Racking | 550-0300 | 232-01176 | SnapNrack, Smart Clip XL, Wire Management Clip, 232-01176 | Inventory Item | 0.54 |  | No | Racking | 0.42
1472 | 1494 | USSE100-0289 | USSE100-0290 | Racking | 550-0349 | 008003S | UniRac, One-Wire Clip, Wire Management Clip, SS, Qty. 1, 008003S | Inventory Item | 0.29 |  | No | Racking | 0.27 | 0.29 | 1815
1473 | 1495 | USMS100-0337 | USMS100-0337 | Racking | 550-0350 | 008004S | UniRac, Two-Wire Clip for PV, Wire Management Clip, SS, Qty. 1, 008004S | Inventory Item | 0.37 |  | No | Racking | 0.35 | 0.37 | 4919
1474 | 1496 | USMS100-0677 | USMS100-0677 | Inverters | 550-0357 | FW-MB3 | Outback, FLEXware MATE3 Side Mount Bracket - with mounting screws and bushing, FW-MB3 | Inventory Item | 33.4 |  | No | Inverters | 30.83 | 41.67 | 10
1475 | 1497 | USMS100-0244 | USMS100-0244 | Inverters | 550-0359 | FW-MB3-S | Outback, FLEXware MATE3 Surface Mount Wall Bracket - with mounting screws and bushing, FW-MB3-S | Inventory Item | 48.21 |  | No | Inverters | 44.5 | 48.61
1476 | 1498 | USMS100-0135 | USMS100-0135 | Racking | 550-0382 | 29-4000-077 | IronRidge, Wire Clip, for XRS & XRL, for (10) 5mm panel wires, or (1) MC4, (1) Enphase wire and (1) dual Enphase wire, PVC plastic, Qty. 1 bag of 20 pieces, 29-4000-077 | Inventory Item | 9.85 |  | No | Racking | 9.3 | 11.07 | 2331
1477 | 1499 | USMS100-0620 | USMS100-0620 | Inverters | 550-0518 | EFM-CC | Enphase, Connector Clip, Qty. 1, EFM-CC | Inventory Item | 2.49 |  | No | Inverters | 2.26 | 2.49 | 840
1478 | 1500 | USSE100-0073 | USSE100-0073 | Inverters | 550-0521 | Q-CLIP-100 | Enphase, IQ, Q-Cable Rail Mount Cable Management Clip, Each, Q-CLIP-100 | Inventory Item | 0.66 |  | No | Inverters | 0.5 | 0.66 | 16667
1479 | 1501 | USMS100-0665 | USMS100-0665 | Racking | 550-0522 | 404015 | UniRac, DGFT - Ground Fixed Tilt WIRE MANAGEMENT CLIP, 404015 | Inventory Item | 3.13 |  | No | Racking | 2.96 | 3.13 | 270
1480 | 1502 | 550-0888 |  | Racking | 550-0888 | 242-02150 | SnapNrack, Universal Wire Clamp for Rail, 242-02150 | Inventory Item | 2.18 |  | No | Racking | 2.16 | 2.18 | 5121
1481 | 1503 | USWC001-0072 | USWC001-0072 | Energy Storage | 550-9057 | IAC-RBAT-USYCBL-01 | SolarEdge, Energy Bank Battery, Branch Connectors, 1 Pair MC-4, DC + DC-, required for multiple Batteries with 1 Inverter, IAC-RBAT-USYCBL-01 | Inventory Item | 35.83 |  | No | Energy Storage | 33.93 | 35.83 | 933
1482 | 1504 | USMS100-0363 | USMS100-0363 | Racking | 550-9060 | WRMCLPD1 | UniRac, NXT HORIZON WIRE MGMT CLIP, WRMCLPD1 | Inventory Item | 0.31 |  | No | Racking | 0.29 | 0.31 | 329
1483 | 1505 | 550-9061 |  | Racking | 550-9061 | WRMCNSD1 | UniRac, NXT HORIZON NS WIRE MGMT CLIP, WRMCNSD1 | Inventory Item | 3.32 |  | No | Racking | 3.28 | 3.32 | 9550
1484 | 1506 | 550-9063 |  | Racking | 550-9063 | 008019S | UniRac, Heyco Sunrunner 1-2 PV Wire Clip, Qty.1 008019S | Inventory Item | 47.85 |  | No | Racking | 47.25 | 47.85 | 407
1485 | 1507 | 550-9064 |  | Racking | 550-9064 | 008020S | UniRac, Heyco Sunrunner-4 PV Wire Clip, Qty.1 , 008020S | Inventory Item | 60.76 |  | No | Racking | 60 | 60.76 | 4
1486 | 1508 | 550-9078 |  | Racking | 550-9078 | 232-01106 | SnapNrack, Snap-in Wire Retention Clip, 232-01106 | Inventory Item | 0.56 |  | No | Racking | 0.55 | 0.56 | 24410
1487 | 1509 | USSSP110-1483 | USSSP110-1483 | Racking | 550-9104 | 008018S | UniRac, Heyco Sunrunner 4-2U Cable Clip, Qty. pack of 100, 008018S | Inventory Item | 1.25 |  | No | Racking | 1.24 | 1.25
1488 | 1510 | 550-9110 |  | Racking | 550-9110 | 4000069 | K2, Top Channel Wire Clip, Black Polyamide, 4000069 | Inventory Item | 0.46 |  | No | Racking | 0.37 | 0.46 | 3199
1489 | 1511 | 550-9111 |  | Racking | 550-9111 | AE-CLIP-01-B1 | IronRidge, Aire Clip (120 Aire Clips Per Bag), AE-CLIP-01-B1 | Inventory Item | 0.23 |  | No | Racking | 0.22 | 0.23 | 29716
1490 | 1512 | USIN100-0244 | USIN100-0244 | Inverters | 560-0001 | PSX-240 | Outback, Autotransformer with enclosure, 6000W, 120/240VAC, 60 Hz, PSX-240 | Inventory Item | 740.97 |  | No | Inverters | 627.65 | 933.33
1491 | 1513 | 560-0066 |  | Energy Storage | 560-0066 | SSTART-08-16A-1P-230V | Enphase, Enpower Soft Starter for 240V HVAC Loads with Current Rating 8A to 16A, SSTART-08-16A-1P-230V | Inventory Item | 357.77 |  | No | Energy Storage | 335.41
1492 | 1514 | 560-0067 |  | Energy Storage | 560-0067 | SSTART-12-20A-1P-115V | Enphase, Enpower Soft Starter for 120V HVAC and Pumps Loads with Current Rating 12A to 20A, SSTART-12-20A-1P-115V | Inventory Item | 357.77 |  | No | Energy Storage | 335.41
1493 | 1515 | 560-0068 |  | Energy Storage | 560-0068 | SSTART-16-32A-1P-230V | Enphase, Enpower Soft Starter for 240V HVAC Loads with Current Rating 16A to 32A, SSTART-16-32A-1P-230V | Inventory Item | 357.77 |  | No | Energy Storage | 335.41
1494 | 1516 | USSS100-0029 | USSS100-0029 | Energy Storage | 560-0069 | EP-NA-LK02-040 | Enphase, IQ Load Controller for use with Enpower Auxiliary Contacts to Shed Heavy Loads, EP-NA-LK02-040 | Inventory Item | 558.67 |  | No | Energy Storage | 530.38 | 339.36 | 496
1495 | 1517 | USEC001-0081 | USEC001-0081 | Energy Storage | 560-0070 | 8009 | Generac, PWRmanager Energy Management Module, to Control up to 12, 120V or 6, 240V Circuits, 8009 | Inventory Item | 994.47 |  | No | Energy Storage | 982.11 | 994.47 | 1
1496 | 1518 | 565-0000 |  | Inverters | 565-0000 | P505 (P505-4NM4MBX) | SolarEdge, Optimizer 505W, Add-On Box for one Higher Current module, 12.5-83V, 14A, MC4 In/Out, 2.1M (~82.6") PV wire, UL 1000VDC, P505 (P505-4NM4MBX) | Inventory Item | 91.45 | 505 | No | Inverters | 88.91 | 91.45 | 2828
1497 | 1519 | 565-0001 |  | Inverters | 565-0001 | S650B | SolarEdge, Optimizer 650W, Add-On Box for One Module 12.5-85V MPPT, 85Voc Max, 15A, MC4, ~4” Input, ~90” Positive Output ~4” Negative Output PV wire, UL 1000VDC Max, S650B | Inventory Item | 102.86 | 650 | No | Inverters | 101.12
1498 | 1520 | USSE100-0087 | USSE100-0087 | Energy Storage | 565-0024 | APKE00010 | Generac, PV-Link Sub-String Optimizer, Compatible with SnapRS for Module Level RSD, MC-4, Max 420Voc, APKE00010 | Inventory Item | 536.23 |  | No | Energy Storage | 492.83 | 536.23 | 41
1499 | 1521 | USSPO001-0002 | USSPO001-0002 | Inverters | 565-0108 | P505 (P505-4NM4MBM) | SolarEdge, Optimizer 505W, Add-On Box for one High Current module, 12.5-83V, 14A, MC4-compatible In/Out, 47" PV wire, UL 1000VDC, P505 (P505-4NM4MBM) | Inventory Item | 88.99 | 505 | No | Inverters | 86.52 | 88.99 | 5106
1500 | 1522 | 565-0196 |  | Inverters | 565-0196 | P700-2NA4ARX | SolarEdge, Optimizer 700W, Add-On Box for two 72 cell modules, 12-105V, 10A, MC4-Compatible In, MC4-Compatible Out, 71" PV wire, 1000VDC, (Use only with 3-Ph 9kW to 33.3kW Inverters), P700-2NA4ARX | Inventory Item | 58.24 | 700 | No | Inverters | 55.3 | 58.24 | 1
1501 | 1523 | USSPO001-0009 | USSPO001-0009 | Inverters | 565-0209-B | P730 | B-Grade SolarEdge, Optimizer 730W, Add-On Box for two 60 or 72 cell modules, 12.5-105V MPPT, 11A, MC4-Compatible In, MC4-Compatible Out, 1000VDC, (Use only with SolarEdge 3-Phase Inverters), P730 | Inventory Item | 30 | 730 | No | Inverters | 29.63 | 30 | 6
1502 | 1524 | 565-0213-B |  | Inverters | 565-0213-B | 471-00252-10 | B Grade SMA, TS4-R-O, Optimizer Module, Optimization, Monitoring & RSD, Add-on- Module for 1 PV Module, Max 90Voc, 12A, 1.0m MC-4 cable, 15A Fuse, NEC 2014 RSD Compliant when used with, Cloud Connect & Gateway, -40 SMA inverters, 471-00252-10 | Inventory Item | 40.59 | 475 | No | Inverters | 37.28 | 40.59 | 3
1503 | 1525 | 565-0214 |  | Inverters | 565-0214 | 476-00252-00 | SMA, TS4-R-S, Safety Module, Monitoring & RSD, Add-on-Module for 1 PV Module, Max 90Voc, 12A, 1.0m MC-4 cable, 15A Fuse, 1000V, NEC RSD Compliant when used with, Cloud Connect & Gateway, 476-00252-00 | Inventory Item | 38.06 |  | No | Inverters | 36.35 | 38.06 | 2
1504 | 1526 | USSE100-0208 | USSE100-0208 | Inverters | 565-0215 | P850 | SolarEdge, Optimizer 850W, Add-On Box for Two Modules, Single input, Series Connected Modules, 12.5-105V MPPT, 12.5A, 120Vdc Max, MC4-Compatible In/Out, 1000VDC, (Use only with SolarEdge 3-Phase Inverters), P850 | Inventory Item | 63 | 850 | No | Inverters | 55.2 | 63 | 12
1505 | 1527 | USSPO001-0010 | USSPO001-0010 | Inverters | 565-0228 | P950 | SolarEdge, Optimizer 950W, Add-On Box for two modules, Single Input, Series Connection, Isc 12.5A, 12.5-105V MPPT, 125V Max, MC4 In/Out, 1000VDC, (Use only with SolarEdge 3-Phase Inverters),P950 | Inventory Item | 75.82 | 950 | No | Inverters | 74.13 | 75.82 | 15
1506 | 1528 | USEC001-0082 | USEC001-0082 | Inverters | 565-0229 | P485 | SolarEdge, Optimizer 485W, Add-On Box for One Module, 12-125V, 11A, MC4-Compatible In/Out, 45" PV wire, UL 1000VDC, P485 | Inventory Item | 91.45 | 485 | No | Inverters | 88.91 | 91.45
1507 | 1529 | USSPO001-0013 | USSPO001-0013 | Inverters | 565-0230 | P401 | SolarEdge, Optimizer 400W, Add-On Box for one 60 or 72 cell High Power module, 8-60V, 11.75A, MC4-compatible In/Out, 45" PV wire, UL 1000VDC, P401 | Inventory Item | 75.97 | 400 | No | Inverters | 74.28 | 75.97 | 2
1508 | 1530 | USSPO001-0011 | USSPO001-0011 | Inverters | 565-0235 | P960 | SolarEdge, Optimizer 960W, Add-On Optimizer for two 72 cell modules, Dual input, Parallel Connection Isc 11.5A Each, 12.5-60V MPPT, MC4 In/Out, 1000VDC, (Use only with SolarEdge 3-Phase Inverters), P960 | Inventory Item | 84.27 | 960 | No | Inverters | 82.4 | 84.27 | 2952
1509 | 1531 | USSE100-0212 | USSE100-0212 | Inverters | 565-0236 | P1100 | SolarEdge, Optimizer 1100W, Add-On Box for two modules, Single Input, Series Connected Modules, Isc 14A, 125V Max, MC4 Output 2.4m, Input 1.6m, 1000VDC, (Use only with SolarEdge 3-Phase Inverters 30kW & up), P1100 | Inventory Item | 88.62 | 1100 | No | Inverters | 86.64 | 82.49 | 1789
1510 | 1532 | 565-0237 | USSPO001-0012 | Inverters | 565-0237 | P1101 | SolarEdge, Optimizer 1100W, Add-On Box for two modules, Single Input, Series Connected Modules, Isc 14A, 125V Max, MC4 Output 2.4m, Input 1.6m, 1000VDC, (Use only with SolarEdge 3-Phase Inverters UL-3741 PVRSS), P1101 | Inventory Item | 99.16 | 1100 | No | Inverters | 93.26 | 99.16 | 2625
1511 | 1533 | USSE100-0169 | USSE100-0169 | Inverters | 565-0238 | S440 | SolarEdge, Optimizer 440W, Add-On Box for One Module 8-60V MPPT, 60Voc Max, 14.5A, MC4, ~4” Input, ~90” Positive Output ~4” Negative Output PV wire, UL 1000VDC Max, S440 | Inventory Item | 88.99 | 440 | No | Inverters | 86.52 | 88.99 | 38234
1512 | 1534 | USSE100-0170 | USSE100-0170 | Inverters | 565-0239 | S500 | SolarEdge, Optimizer 500W, Add-On Box for One Module 8-60V MPPT, 60Voc Max, 15A, MC4, ~4” Input, ~90” Positive Output ~4” Negative Output PV wire, UL 1000VDC Max, S500 | Inventory Item | 88.99 | 500 | No | Inverters | 86.52 | 88.99 | 3763
1513 | 1535 | USWC001-0058 | USWC001-0058 | Inverters | 565-0240 | 10254 | Storz Power, Tigo TS4-A-O, Optimizer Module, Optimization, Monitoring & RSD, Add-on- Module for 1 PV Module, Max 90Voc, 15A, 1.2m MC-4 cable, Requires CCA Kit and TAP, 10254 | Inventory Item | 56.82 | 700 | No | Inverters | 56.18 | 57.01 | 18
1514 | 1536 | 565-0241 |  | Inverters | 565-0241 | S1200 | SolarEdge, Optimizer 1200W, Add-On Box for two modules, Single Input, Series Connected Modules, Isc 15A, 125V Max, MC4 Output 5.3m, Input 1.6m, 1000VDC, (Use only with SolarEdge 3-Phase Inverters) Ground Mount,S1200 | Inventory Item | 92.57 | 1200 | No | Inverters | 86.6
1515 | 1537 | 565-0242 |  | Inverters | 565-0242 | S1201 | SolarEdge, Optimizer 1200W, Add-On Box for two modules, Single Input, Series Connected Modules, Isc 15A, 125V Max, MC4 Output 5.3m, Input 1.6m, 1000VDC, (Use only with SolarEdge 3-Phase Inverters, UL-3741 PVRSS) Mount), S1201 | Inventory Item | 102.61 | 1200 | No | Inverters | 95.99
1516 | 1538 | 565-0243 |  | Inverters | 565-0243 | P601 | SolarEdge, Optimizer 600W, Add-On Box for one High Power Module, 12.5-65V, 14A, MC4 In/Out 47" PV wire, UL 1000VDC, P601 | Inventory Item | 94.36 | 600 | No | Inverters | 88.27
1517 | 1539 | USSPO001-0001 | USSPO001-0001 | Inverters | 565-0244 | S500B | SolarEdge, Optimizer 500W, Add-On Box for One Module 12.5-105V MPPT, 125Voc Max, 15A, MC4, ~4” Input, ~90” Positive Output ~4” Negative Output PV wire, UL 1000VDC Max, S500B | Inventory Item | 97.14 | 500 | No | Inverters | 94.44 | 97.14
1518 | 1540 | USEC001-0015 | USEC001-0015 | Inverters | 570-0000 | 209001 | APsystems, ECU-R Gateway, Standard ECU (Energy Communication Unit), ZigBee, Wi-Fi, No CTs, No RGM, 3 year Warranty, 209001 | Inventory Item | 249.85 |  | No | Inverters | 215.39 | 265.33 | 77
1519 | 1541 | USEC001-0016 | USEC001-0016 | Inverters | 570-0003 | 205001 | APsystems, ECU-C Gateway, Commercial-Grade ECU (Energy Communication Unit), Single or Three Phase, ZigBee, Wi-Fi, w/ Consumption Monitoring - No RGM, 3 year Warranty, 205001 | Inventory Item | 425.33 |  | No | Inverters | 366.67 | 425.33 | 11
1520 | 1542 | USSE100-0088 | USSE100-0088 | Energy Storage | 570-0013 | APKE00006 | Generac, 600A CT, Qty.1, APKE00006 | Inventory Item | 234.44 |  | No | Energy Storage | 215.47 | 234.44
1521 | 1543 | USSB100-0122 | USSB100-0122 | Inverters | 570-0014 | NC0124-US-BK | NEP, BDG-256 External Package with Wi-Fi Dongle, Wi-Fi Booster and Outdoor Enclosure, NC0124-US-BK | Inventory Item | 396.89 |  | No | Inverters | 358.64 | 385.33 | 345
1522 | 1544 | 570-0015 |  | Inverters | 570-0015 | NC0124-US-CK | NEP, BDG-256 Cellular Package, Cellular Modem, Outdoor Enclosure, with 5 year ATT SIM Card, NC0124-US-CK | Inventory Item | 753.96 |  | No | Inverters | 681.29
1523 | 1545 | 570-0016 |  | Inverters | 570-0016 | MNDIYWIFI | MidNite Solar, Wi-Fi Dongle for MidNite DIY Series Inverters, MNDIYWIFI | Inventory Item | 55 |  | No | Inverters | 51.56
1524 | 1546 | USSE100-0218 | USSE100-0218 | Inverters | 570-0028 | 485USPB-NR | SMA, Communication Card, RS-485 Module for -10, -11, -12 inverters, 485USPB-NR | Inventory Item | 98.58 |  | No | Inverters | 94.15 | 98.58 | 32
1525 | 1547 | USEC001-0083 | USEC001-0083 | Energy Storage | 570-0048 | WHSSCK1 | sonnen, Whole Home Self Consumption Meter/CT Kit, WHSSCK1 | Inventory Item | 319.2 |  | No | Energy Storage | 275.17 | 319.2 | 1
1526 | 1548 | 570-0049 |  | Energy Storage | 570-0049 | PLSCA-600-1009 | Panasonic EverVolt, PowerHub Controller w/PLC, PLSCA-600-1009 | Inventory Item | 1569.41 |  | No | Energy Storage | 1498.88
1527 | 1549 | 570-0050 |  | Energy Storage | 570-0050 | PLSCA-500-1021 | Panasonic EverVolt, Power Line Communication (PLC), PLSCA-500-1021 | Inventory Item | 157.65 |  | No | Energy Storage | 150.56
1528 | 1550 | 570-0051 |  | Energy Storage | 570-0051 | JQ.Q3C31.D01 | Panasonic EverVolt, CT’s for 100-300A Service, Qty. 1 Pair, JQ.Q3C31.D01 | Inventory Item | 157.65 |  | No | Energy Storage | 150.56
1529 | 1551 | 570-0052 |  | Energy Storage | 570-0052 | JQ.Q3C31.D03 | Panasonic EverVolt, CT’s for 400-600A Service, Qty. 1 Pair, JQ.Q3C31.D03 | Inventory Item | 277.65 |  | No | Energy Storage | 265.17
1530 | 1552 | 570-0053 |  | Energy Storage | 570-0053 | PLSCA-500-1024 | Panasonic EverVolt, AC Stacking/Gen Kit, 40A, PLSCA-500-1024 | Inventory Item | 458.82 |  | No | Energy Storage | 438.2
1531 | 1553 | USSE100-0278 | USSE100-0278 | Inverters | 570-0073 | 4300011189 | Fronius, Sensor, Irradiance, 0-100mv Output, Sensor Box, Card Compatible, 43,0001,1189 | Inventory Item | 158.4 |  | No | Inverters | 136.55 | 158.4 | 2
1532 | 1554 | USMS100-0666 | USMS100-0666 | Inverters | 570-0074 | 4300011190 | Fronius, Sensor, Module Temperature, Type PT1000, Sensor Box, Card Compatible, 43,0001,1190 | Inventory Item | 162 |  | No | Inverters | 139.66 | 162 | 2
1533 | 1555 | USEC001-0126 | USEC001-0126 | Inverters | 570-0103 | FN-DC | Outback, FlexNet DC System Monitor, FN-DC | Inventory Item | 353.37 |  | No | Inverters | 337.13 | 348.19 | 2
1534 | 1556 | USSE100-0143 | USSE100-0143 | Inverters | 570-0105 | FW-SHUNT500 | Outback, Shunt for FlexWare 500 or 1000, 500A, with Terminal Busbar & White Insulator, FW-SHUNT500 | Inventory Item | 59.48 |  | No | Inverters | 56.75 | 59.04 | 9
1535 | 1557 | USBE100-0033 | USBE100-0033 | Inverters | 570-0106 | FW-SP-ACA | Outback, Surge Protector with AC Adapter for Flexware Power Panel, FW-SP-ACA | Inventory Item | 286 |  | No | Inverters | 0 | 286
1536 | 1558 | USIN100-0239 | USIN100-0239 | Inverters | 570-0108 | HUB4 | Outback, Communications Hub, 4 ports, HUB4 | Inventory Item | 178.23 |  | No | Inverters | 170.03 | 175.9 | 14
1537 | 1559 | USCC100-0070 | USCC100-0070 | Inverters | 570-0110 | MATE2 | Outback, Communications Controller for FlexWare, Black Flush Mount Case, MATE2 | Inventory Item | 292.29 |  | No | Inverters | 278.85 | 320.48 | 7
1538 | 1560 | USSE100-0217 | USSE100-0217 | Inverters | 570-0111 | COMGW-US-10 | SMA, Communication Gateway, for 485 to Speedwire communication, use with Cluster Controller or Data manager-M, COMGW-US-10 | Inventory Item | 248.21 |  | No | Inverters | 237.06 | 248.21 | 8
1539 | 1561 | USWC001-0035 | USWC001-0035 | Energy Storage | 570-0116 | RTS | Outback, Battery Remote Temperature Sensor with Inverter/Charger or Charge Controller, Includes 20' Cable, RTS | Inventory Item | 57.83 |  | No | Energy Storage | 55.17 | 56.63 | 15
1540 | 1562 | 570-0123 |  | Inverters | 570-0123 | RS 485 CABLE | SMA, Communication Cable for RS-485, 50', DB-9 one end for SM Control, RS 485 CABLE | Inventory Item | 50.29 |  | No | Inverters | 48.03 | 50.29 | 15
1541 | 1563 | USEC001-0067 | USEC001-0067 | Energy Storage | 570-0145 | RTS | Morningstar, Remote Temperature Sensor, RTS | Inventory Item | 36.49 |  | No | Energy Storage | 34.18 | 36.49 | 5
1542 | 1564 | 570-0149 |  | Inverters | 570-0149 | NPR-3P-208-NA | Enphase, Three Phase Network Protection Relay Solution (For NA), NPR-3P-208-NA | Inventory Item | 1937.6 |  | No | Inverters | 1689.77
1543 | 1565 | USSE100-0072 | USSE100-0072 | Energy Storage | 570-0150 | COMMS-KIT-01 | Enphase, Enpower USB Adapter Kit for IQ Envoy, Enables Wireless Communication with Encharge and Enpower, COMMS-KIT-01 | Inventory Item | 136.67 |  | No | Energy Storage | 128.13 | 107.95 | 309
1544 | 1566 | 570-0160 |  | Inverters | 570-0160 | CT301 | Pika, Current Transformer (CT) Kit, 300A, 3Phase, Required for Self-Supply, and Zero-Export Modes, RJ45 Connector, Qty. 1 CT, (3 required for 3 Phase), CT301 | Inventory Item | 124.53 |  | No | Inverters | 114.45 | 124.53 | 7
1545 | 1567 | USEC001-0075 | USEC001-0075 | Inverters | 570-0164 | SE-RGMTR-3Y-208V-A | SolarEdge, Commercial RGM or Consumption Meter, 3-ph, 208V WYE, 60Hz, RS485, Add CT’s not included, SE-RGMTR-3Y-208V-A | Inventory Item | 421.17 |  | No | Inverters | 395.43 | 421.17
1546 | 1568 | USEC001-0074 | USEC001-0074 | Inverters | 570-0165 | SE-RGMTR-3Y-480V-A | SolarEdge, Commercial RGM or Consumption Meter, 3-ph, 480V WYE, 60Hz, RS485, Add CT’s not included, SE-RGMTR-3Y-480V-A | Inventory Item | 421.17 |  | No | Inverters | 395.43 | 421.17
1547 | 1569 | USCG001-0012 | USCG001-0012 | Inverters | 570-0176 | SE1000-DTLG-S1 | SolarEdge, Data Logger/Control /Communication Gateway, with 3R Enclosure, 208/277V, SE1000-DTLG-S1 | Inventory Item | 474.41 |  | No | Inverters | 445.42 | 474.41 | 10
1548 | 1570 | USCG001-0007 | USCG001-0007 | Inverters | 570-0180 | SE1000-CCG-G-S1 | SolarEdge, Control and Communication Gateway, for Utility Controls, wired RS485 or ZigBee connection, DIN Mount, 120V, SE1000-CCG-G-S1 | Inventory Item | 474.41 |  | No | Inverters | 445.42 | 474.41
1549 | 1571 | USEC001-0084 | USEC001-0084 | Inverters | 570-0182 | SE-GSM-R05-US-S2-serialized | SolarEdge, GSM Modem w/SIM, for StorEdge Only, 7.6 kW inverters, =2 batteries, works with T-Mobile, 5 Yr prepaid plan, for use in US Only, Qty. 1, SE-GSM-R05-US-S2, -serialized | Inventory Item | 306.33 |  | No | Inverters | 293.83 | 306.33 | 14
1550 | 1572 | USIN100-0122 | USIN100-0122 | Inverters | 570-0185 |  | Chilicon, Home energy Meter, Gen 5, Gen5 Home Power Meter | Inventory Item | 127.22 |  | No | Inverters | 116.84 | 127.22 | 7
1551 | 1573 | 570-0186 |  | Inverters | 570-0186 | zWave Repeater | Chilicon, Repeater Device, zWave Repeater | Inventory Item | 38.33 |  | No | Inverters | 35.2 | 38.33 | 10
1552 | 1574 | 570-0194 |  | Inverters | 570-0194 | SE1000-RSD-S2 | SolarEdge, Rapid Shutdown Retrofit Kit for 3-Ph SE9KUS-208-U inverter only, (NEC2014), 5 pack of cable pairs includes one re-useable Micro-SD card and SD card adapter with firmware files, Qty. 1 pack for 5 inverters, SE1000-RSD-S2 | Inventory Item | 196.81 |  | No | Inverters | 186.87 | 196.81 | 1
1553 | 1575 | USEC001-0085 | USEC001-0085 | Inverters | 570-0238 | SE-CELL-R05-S-S5-serialized | SolarEdge, GSM Modem w/SIM, for up to 32 Commercial (208 or 480V) Inverters with a Display, or up to 1,000kW-AC, 5 Yr Sprint Prepaid Data Plan, for use in US Only, SE-CELL-R05-S-S5-serialized | Inventory Item | 1367.99 |  | No | Inverters | 1310.99 | 1367.99 | 22
1554 | 1576 | USEC001-0086 | USEC001-0086 | Inverters | 570-0240 : 570-0240-EXP | CELL-B-R05-US-S-S2 | SolarEdge, Cell Modem, for all SetApp Enabled Single Phase Inverters, 5 Yr Sprint Prepaid Data Plan, for use in US Only, CELL-B-R05-US-S-S2 | Inventory Item | 347.02 |  | No | Inverters | 325.81 | 204.55 | 2496
1555 | 1577 | 570-0242 |  | Inverters | 570-0242 | CELL-B-R05-US-S-S4 | SolarEdge, Cellular Plug-In, for Commercial SetApp Enabled (208 or 480V) Inverters, up to 200kW-AC, 5 Yr Sprint Prepaid Data Plan, for use in US Only, CELL-B-R05-US-S-S4 | Inventory Item | 673.11 |  | No | Inverters | 631.98
1556 | 1578 | USEC001-0069 | USEC001-0069 | Inverters | 570-0243 | CELL-B-R05-US-S-S5 | SolarEdge, Cellular Plug-In, for Commercial SetApp Enabled (208 or 480V) Inverters, up to 1,000kW-AC, 5 Yr Sprint Prepaid Data Plan, for use in US Only, CELL-B-R05-US-S-S5 | Inventory Item | 1580.12 |  | No | Inverters | 1483.56 | 1580.12 | 1
1557 | 1579 | USEC001-0088 | USEC001-0088 | Inverters | 570-0248 | CELL-A-R05-US-S-S2 | SolarEdge, Cell Modem, for all Single Phase Inverters with a Display, 5 Yr Data Plan, for use in US Only, CELL-A-R05-US-S-S2 | Inventory Item | 347.02 |  | No | Inverters | 325.81 | 347.02 | 18
1558 | 1580 | USEC001-0089 | USEC001-0089 | Inverters | 570-0250 | CELL-A-R05-US-S-S4 | SolarEdge, Cellular Plug-In, for Commercial (208 or 480V) Inverters with a Display, up to 200kW-AC, 5 Yr Data Plan, for use in US Only, CELL-A-R05-US-S-S4 | Inventory Item | 673.11 |  | No | Inverters | 631.98 | 673.11
1559 | 1581 | 570-0252 |  | Inverters | 570-0252 | CELL-B-R05-US-T-S5 | SolarEdge, Cellular Plug-In, for Synergy Commercial SetApp Enabled Synergy (208 or 480V) Inverters, up to 1,000kW-AC, 5 Yr Data Plan, for use in US Only, CELL-B-R05-US-T-S5 | Inventory Item | 2670.4 |  | No | Inverters | 2119.37
1560 | 1582 | 570-0253 |  | Inverters | 570-0253 | CELL-B-R05-US-T-S4 | SolarEdge, Cellular Plug-In, for Commercial SetApp Enabled Synergy (208 or 480V) Inverters, up to 200kW-AC, 5 Yr Data Plan, for use in US Only, CELL-B-R05-US-T-S4 | Inventory Item | 1137.56 |  | No | Inverters | 902.83
1561 | 1583 | USEC001-0090 | USEC001-0090 | Energy Storage | 570-0332 | ME-BMK | Magnum, Battery Monitoring Kit, State of Charge Meter, Includes 500A DC Shunt, ME-BMK | Inventory Item | 142.8 |  | No | Energy Storage | 123.1 | 157.44 | 3
1562 | 1584 | 570-0333 |  | Inverters | 570-0333 | ME-MW-W | Magnum, MagWeb Web Based Wireless Monitoring Kit, ME-MW-W | Inventory Item | 434.26 |  | No | Inverters | 414.74 | 434.26 | 1
1563 | 1585 | USWC001-0071 | USWC001-0071 | Inverters | 570-0334 | ME-MW-E | Magnum, MagWeb Web Based Ethernet Monitoring Kit, ME-MW-E | Inventory Item | 311.09 |  | No | Inverters | 297.11 | 311.09
1564 | 1586 | 570-0479 |  | Inverters | 570-0479 | 865-1155-01 | Schneider Electric, XW Configuration tool xanbus USB adapter, 865-1155-01 | Inventory Item | 698.13 |  | No | Inverters | 601.84
1565 | 1587 | USSSP110-1078 | USSSP110-1078 | Energy Storage | 570-0757 | MNBCM | Midnite Solar, Battery Meter, Capacity Meter, 70V max, Input 12/24/36/48V, MNBCM | Inventory Item | 69.86 |  | No | Energy Storage | 65.24 | 69.86 | 17
1566 | 1588 | USSE100-0240 | USSE100-0240 | Inverters | 570-0783 | HUB10.3 | Outback, Communications Hub10.3 for classic and Subphase Master stacking in FX and GS inverters, 10 ports, HUB10.3 | Inventory Item | 333.73 |  | No | Inverters | 318.39 | 328.92 | 2
1567 | 1589 | USWC001-0051 | USWC001-0051 | Energy Storage | 570-0959 | ME-BMK-NS | Magnum, Battery Monitoring Kit, State of Charge Meter, Does Not Include DC Shunt, ME-BMK-NS | Inventory Item | 150.16 |  | No | Energy Storage | 129.45 | 150.16 | 10
1568 | 1590 | 570-1003 |  | Inverters | 570-1003 | RGM-ZGB-01 | Enphase, ZigBee USB stick for Envoy communication with RGM, RGM-ZGB-01 | Inventory Item | 72.22 |  | No | Inverters | 65.66 | 72.22 | 68
1569 | 1591 | 570-1004 |  | Inverters | 570-1004 | COMMS-24-EXT-01 | ZigBee Wireless Range Extender, COMMS-24-EXT-01 | Inventory Item | 83.33 |  | No | Inverters | 82.42
1570 | 1592 | 570-1006 |  | Inverters | 570-1006 | CT-200-CLAMP | Enphase, Clamp Style 200A Current Transformer (CT), +/- 1% Accuracy, Qty. 1, CT-200-CLAMP | Inventory Item | 29.41 |  | No | Inverters | 28.41
1571 | 1593 | USSE100-0216 | USSE100-0216 | Inverters | 570-1048 | DM-485CB-US-10 | SMA, Communication RS-485 Data Module for TL-22 and STP Inverters, DM-485CB-US-10 | Inventory Item | 107.75 |  | No | Inverters | 102.91 | 107.75
1572 | 1594 | USSE100-0274 | USSE100-0274 | Inverters | 570-1064 | SWPB-US-10 | SMA, Speedwire Webconnect piggyback, plug-in for-10, -11, -12 inverters, SWPB-US-10 | Inventory Item | 150.35 |  | No | Inverters | 143.6 | 150.35 | 5
1573 | 1595 | USSPO001-0007 | USSPO001-0007 | Energy Storage | 570-1088 | 865-1080-01 | Schneider Electric, CONEXT BATTERY MONITOR 24/48V, 865-1080-01 | Inventory Item | 654.13 |  | No | Energy Storage | 563.91 | 654.13 | 8
1574 | 1596 | USSE100-0272 | USSE100-0272 | Inverters | 570-1107 | ENV-S-AM1-120 | Enphase, Envoy S Communications Gateway, Envoy S Metered, with integrated Revenue Grade metering, 120VAC, Qty. 1, ENV-S-AM1-120 | Inventory Item | 486.6 |  | No | Inverters | 464.73 | 486.6
1575 | 1597 | USSE100-0071 | USSE100-0071 | Inverters | 570-1109 | CT-200-SPLIT | Enphase, Envoy S, Envoy IQ Consumption Monitoring CT, split core current Transformers, Qty. 1, CT-200-SPLIT | Inventory Item | 22.36 |  | No | Inverters | 21.6 | 22.36 | 999
1576 | 1598 | USCG001-0003 | USCG001-0003 | Inverters | 570-1121 | SRV-LCD-3PTL-OUTDOOR | Yaskawa Solectria, Solrenview Monitoring, LCD Gateway-Outdoor , Inverter Direct Monitoring for up to 32 PVI-14TL-36TL inverters, SRV-LCD-3PTL-OUTDOOR | Inventory Item | 758.82 |  | No | Inverters | 724.72 | 758.82
1577 | 1599 | USSSP110-1249 | USSSP110-1249 | Inverters | 570-1126 | EXTANT-US-40 | SMA, Wi-Fi Antenna Extension Kit, for SB-XX-40 or -41 inverters, EXTANT-US-40 | Inventory Item | 49 |  | No | Inverters | 46.8 | 49 | 34
1578 | 1600 | 570-1133 |  | Inverters | 570-1133 | SE1000-RS485-IF-NA | SolarEdge, RS485 Expansion Kit, for multiple SolarEdge & StoreEdge inverters, SE1000-RS485-IF-NA | Inventory Item | 89.23 |  | No | Inverters | 83.78 | 89.23 | 12
1579 | 1601 | 570-1134 |  | Inverters | 570-1134 | SE1000-SEN-TAMB-S2 | SolarEdge, Ambient temperature sensor 0-10V, Powder-coated Aluminium, SE1000-SEN-TAMB-S2 | Inventory Item | 241.34 |  | No | Inverters | 226.59 | 241.34 | 2
1580 | 1602 | USEC001-0073 | USEC001-0073 | Inverters | 570-1135 | SE1000-SEN-TMOD-S2 | SolarEdge, Module temperature sensor 4-20mA, Powder-coated Aluminium, SE1000-SEN-TMOD-S2 | Inventory Item | 267.67 |  | No | Inverters | 251.31 | 267.67 | 2
1581 | 1603 | 570-1137 |  | Inverters | 570-1137 | 4300013530 | Fronius, Smart Meter, 480V, 3 Phase, 50-60Hz, for Symo, 43,0001,3530 | Inventory Item | 240.78 |  | No | Inverters | 229.96 | 240.78 | 11
1582 | 1604 | USCG001-0001 | USCG001-0001 | Inverters | 570-1142 | ENV-IQ-AM1-240 M | Enphase, IQ Envoy, Single Phase, Metered Revenue Grade, accuracy (ANSI C12.20 +/- 0.5%) with Calibrated Solid-Core CT, Consumption Metering available when used with Split Core CTs, ENV-IQ-AM1-240 M | Inventory Item | 486.6 |  | No | Inverters | 470.01 | 486.6 | 115
1583 | 1605 | USBE100-0050 | USBE100-0050 | Inverters | 570-1148 | 150-00000-50 | SMA, TS4-R, Gateway, Used with Cloud Connect & TS4-R Add-on-Module, 150-00000-50 | Inventory Item | 72.14 |  | No | Inverters | 66.26 | 72.14 | 26
1584 | 1606 | 570-1151 |  | Inverters | 570-1151 | SEACT1250-400NA-20 | SolarEdge, 400A CT, 2 used with 240V Consumption Meter, SEACT1250-400NA-20 | Inventory Item | 141.34 |  | No | Inverters | 121.84 | 141.34 | 1
1585 | 1607 | 570-1156 |  | Inverters | 570-1156 | SE-ACT-1250-600 | SolarEdge, 600A CT, Current Transformer, used with Commercial Consumption/RGM Meter, Set of 3, SE-ACT-1250-600 | Inventory Item | 438.58 |  | No | Inverters | 411.78 | 438.58 | 1
1586 | 1608 | USCC100-0069 | USCC100-0069 | Inverters | 570-1159 | MATE3s | Outback, Communications Controller for Radian/FXR, Grey Case, MATE3s | Inventory Item | 452.36 |  | No | Inverters | 431.56 | 483.13 | 27
1587 | 1609 | USSSP110-1250 | USSSP110-1250 | Inverters | 570-1160 | MD.SEN-US-40 | SMA, Sensor Module for -40 inverters, MD.SEN-US-40 | Inventory Item | 144.08 |  | No | Inverters | 137.61 | 144.08
1588 | 1610 | USSE100-0081 | USSE100-0081 | Inverters | 570-1163 | Q-LCF-250-3P | Enphase, Line Communication Filter 3-Phase 208Vac, 250A, Qty. 1, Q-LCF-250-3P | Inventory Item | 854.81 |  | No | Inverters | 816.39 | 854.81
1589 | 1611 | USIN100-0107 | USIN100-0107 | Inverters | 570-1164 | Q-LCF-064-1P | Enphase, Line Communication Filter Single Phase, 240Vac, 64A, Qty. 1, Q-LCF-064-1P | Inventory Item | 414.27 |  | No | Inverters | 395.65 | 414.27 | 9
1590 | 1612 | 570-1168 |  | Inverters | 570-1168 | TEMPSENSOR-AMBIENT | SMA, Ambient Temperature Sensor, use with Cluster Controller (CLCON), TEMPSENSOR-AMBIENT | Inventory Item | 54.38 |  | No | Inverters | 51.93 | 54.38 | 1
1591 | 1613 | USIN100-0086 | USIN100-0086 | Inverters | 570-1169 | EDMM-US-10 | SMA, Data Manager M, for monitoring up to 50 inverters with Webconnect/Speedwire, optional sensor inputs, Ethernet, NEMA 1, Requires 24Vdc Power Supply not included, EDMM-US-10 | Inventory Item | 877.85 |  | No | Inverters | 838.39 | 877.85 | 2
1592 | 1614 | USCG001-0004 | USCG001-0004 | Inverters | 570-1174 | ENV-IQ-AM3-3P | Enphase, IQ Commercial Envoy, 3 Phase, Meter Accuracy +/- 0.5% with Solid-Core CT, Consumption Metering available when used with Split Core CTs, ENV-IQ-AM3-3P | Inventory Item | 809.89 |  | No | Inverters | 782.28 | 809.89
1593 | 1615 | 570-1178 |  | Energy Storage | 570-1178 |  | Tesla, Powerwall 2 Back-Up Gateway, 120/240Vac, RGM, Ethernet, 3G-Cell, Wi-Fi, for up to 10 Powerwall 2 AC coupled units, NEMA 3R, Powerwall Backup Gateway | Inventory Item | 1100 |  | No | Energy Storage | 1100
1594 | 1616 | 570-1179 |  | Inverters | 570-1179 | X-IQ-AM1-240-3 M | Enphase, AC Combiner-3 with IQ Envoy, Single Phase, Revenue Grade accuracy (ANSI C12.20 +/- 0.5%) with Calibrated Solid-Core CT, Space for 4 Eaton BR 2 Pole Breakers NOT included, 80A, Consumption Metering available when used with Split Core CTs, X-IQ-AM1-240-3 M | Inventory Item | 594.67 |  | No | Inverters | 537.35 | 594.67 | 1
1595 | 1617 | USSE100-0200 | USSE100-0200 | Inverters | 570-1184 | CELLMODKIT-US-10 | SMA, Cellular LTE Modem w/ 5yr ATT, T-Mobile Data Plan, for -40, -41 Single Phase Inverters, CELLMODKIT-US-10 | Inventory Item | 299.77 |  | No | Inverters | 258.43 | 299.77 | 8
1596 | 1618 | USSE100-0191 | USSE100-0191 | Inverters | 570-1189 | CELLMODEM-M1 | Enphase, Envoy IQ LTE-M1 Cell Modem, Enphase Mobile Connect, Plug and Play modem, includes 5 Year data plan for US, Puerto Rico, US Virgin Islands, Canada, Mexico up to 60 Inverters, CELLMODEM-M1 | Inventory Item | 357.73 |  | No | Inverters | 345.53 | 357.73 | 32
1597 | 1619 | 570-1190 |  | Inverters | 570-1190 | XA-PLUG-120-3 | Enphase, IQ Combiner-3 Accessory Receptacle, XA-PLUG-120-3 | Inventory Item | 17.11 |  | No | Inverters | 16.52 | 17.11 | 40
1598 | 1620 | USCG001-0014 | USCG001-0014 | Inverters | 570-1191 | 348-00000-40 | SMA, TS4-R, Cloud Connect Outdoor Kit, For Non SMA -40 Inverters, Includes: CCA, 1 Gateway, CCA 24 VDC power supply, outdoor enclosure with DIN rail for the CCA and power supply, SMA, 348-00000-40 | Inventory Item | 253.64 |  | No | Inverters | 232.94 | 253.64 | 4
1599 | 1621 | 570-1193 |  | Inverters | 570-1193 | SECT-FLX-250A-01 | SolarEdge, 250A Flexible CT, 50/60Hz, use with 240V Consumption Meter, Qty.1, SECT-FLX-250A-01 | Inventory Item | 229.69 |  | No | Inverters | 215.66 | 229.69 | 3
1600 | 1622 | USBE100-0016 | USBE100-0016 | Inverters | 570-1196 | X-IQ-AM1-240-3-ES | Enphase, AC Combiner-3 with IQ Envoy and 2 Split Core Consumption CTs, Single Phase, Revenue Grade accuracy (ANSI C12.20 +/- 0.5%) with Calibrated Solid-Core Production CT, Space for 4 Eaton BR 2 Pole Breakers NOT included, 80A, Includes Silver Solar Shield, Use with IQ-6 or IQ-7, X-IQ-AM1-240-3-ES | Inventory Item | 724.37 |  | No | Inverters | 654.55 | 724.37 | 138
1601 | 1623 | USSS100-0103 | USSS100-0103 | Energy Storage | 570-1199 | Tesla Backup Gateway 2 | Tesla Backup Gateway 2, 120/240Vac, RGM, Ethernet, Cellular (3G, LTE/4G), Wi-Fi, for up to 10 Powerwall 2 AC coupled units, RGM, NEMA 3R, Powerwall Backup Gateway 2 | Inventory Item | 1000 |  | No | Energy Storage | 1000 | 1000
1602 | 1624 | USSE100-0215 | USSE100-0215 | Inverters | 570-1200 | EDMM-10.A | SMA, Data Manager M Lite, for monitoring up to 5 Devices, Inverters, I/O Interface, Max 30kVA total PV Inverters, Ethernet, RS-485, NEMA 1, Requires 24Vdc Power Supply not included, EDMM-10.A | Inventory Item | 356.94 |  | No | Inverters | 340.9 | 356.94
1603 | 1625 | USSSP110-1287 | USSSP110-1287 | Inverters | 570-1202 | SE-WFGW-B-S1-NA | SolarEdge, Wireless Gateway (WiFi) with Antenna, SE-WFGW-B-S1-NA | Inventory Item | 147.93 |  | No | Inverters | 138.89 | 147.93 | 316
1604 | 1626 | USSE100-0267 | USSE100-0267 | Inverters | 570-1203 | SE-WFRPT-B-S1-NA | SolarEdge, Wireless Gateway (WiFi) Repeater, SE-WFRPT-B-S1-NA | Inventory Item | 101.78 |  | No | Inverters | 95.56 | 101.78 | 70
1605 | 1627 | USCG001-0016 | USCG001-0016 | Inverters | 570-1204 | 865-0330 | Schneider Electric, Insight Home (Gateway), 865-0330 | Inventory Item | 425.14 |  | No | Inverters | 393.25 | 425.14
1606 | 1628 | USSE100-0270 | USSE100-0270 | Inverters | 570-1205 | 865-0335 | Schneider Electric, Insight Facility (Gateway), 865-0335 | Inventory Item | 810.88 |  | No | Inverters | 750.06 | 810.88
1607 | 1629 | 570-1206 |  | Energy Storage | 570-1206 | 7109 | Generac, 2 Wire Start Kit, for all Air Cooled Generators with Evolution or Sync 2.0 controllers, 7109 | Inventory Item | 22.59 |  | No | Energy Storage | 20.76
1608 | 1630 | 570-1208 |  | Energy Storage | 570-1208 | JQ.Q3C31.D02 | Panasonic EverVolt, Emergency Shutdown Button, JQ.Q3C31.D02 | Inventory Item | 236.47 |  | No | Energy Storage | 223.33
1609 | 1631 | USSSP110-1298 | USSSP110-1298 | Energy Storage | 570-1210 | SA-CT-LG | Sol-Ark, CT (Current Transformer) 200A for up to 4/0 Wire, Qty. 1 Pair, SA-CT-LG | Inventory Item | 235.29 |  | No | Energy Storage | 224.72 | 235.29 | 28
1610 | 1632 | 570-1211 |  | Energy Storage | 570-1211 | SA-CT-XL | Sol-Ark, CT (Current Transformer) 600A 2” ID (Inside Diameter), Qty. 1 Pair, SA-CT-XL | Inventory Item | 470.59 |  | No | Energy Storage | 449.44 | 470.59 | 5
1611 | 1633 | USSE100-0089 | USSE100-0089 | Energy Storage | 570-1214 | APKE00032 | Generac, 264A CT Kit, includes 2, CTs and Internet Adapter CT, Qty.1, APKE00032 | Inventory Item | 115.85 |  | No | Energy Storage | 106.47 | 115.85
1612 | 1634 | 570-1215 |  | Energy Storage | 570-1215 | UCT2 | Generac, 264A Smart CT’s includes 2, CTs with 4’ leads, UCT2 | Inventory Item | 89.09 |  | No | Energy Storage | 81.88
1613 | 1635 | USEC001-0065 | USEC001-0065 | Energy Storage | 570-1216 | SYCOM2 | Generac, CT-Y Adapter, SYCOM2 | Inventory Item | 20.23 |  | No | Energy Storage | 18.59 | 20.23
1614 | 1636 | 570-1217 |  | Inverters | 570-1217 | SECT-SPL-225A-T-20 | SolarEdge, 225A CT, 2 used with 240V Consumption Meter, QTY. 1, SECT-SPL-225A-T-20 | Inventory Item | 32.25 |  | No | Inverters | 30.28 | 32.25 | 167
1615 | 1637 | 570-1219 |  | Inverters | 570-1219 | MD.485-US-40 | SMA,RS-485 Communication Module for Core-1 and Sunny Boy -40/-41 Inverters, MD.485-US-40 | Inventory Item | 144.13 |  | No | Inverters | 137.65 | 144.13 | 2
1616 | 1638 | 570-1221 |  | Inverters | 570-1221 | CELLMODEM-M1-06-AT-05 | Enphase, Mobile Connect, LTE CAT M1 Cell Modem, Plug and Play Modem, includes 5 Year ATT Data Plan for US, Puerto Rico, US Virgin Islands, Canada, Mexico up to 60 Inverters, CELLMODEM-M1-06-AT-05 | Inventory Item | 357.73 |  | No | Inverters | 345.53
1617 | 1639 | USEC001-0051 | USEC001-0051 | Inverters | 570-1222 | CELLMODEM-M1-06-SP-05 | Enphase, Mobile Connect, LTE CAT M1 Cell Modem, Plug and Play Modem, includes 5 Year T-Mobile Data Plan for US, Puerto Rico, US Virgin Islands, Canada, Mexico up to 60 Inverters, CELLMODEM-M1-06-SP-05 | Inventory Item | 357.73 |  | No | Inverters | 345.53 | 357.73 | 1329
1618 | 1640 | 570-1224 |  | Inverters | 570-1224 | CT-200-SOLID | Enphase, Solid Core 200A Current Transformer (CT), +/- 2.5% Accuracy, Qty. 1, CT-200-SOLID | Inventory Item | 22.36 |  | No | Inverters | 21.6
1619 | 1641 | USSPO001-0005 | USSPO001-0005 | Inverters | 570-1226 | X-IQ-AM1-240-4 | Enphase, IQ Combiner-4 with IQ Gateway and 2 Split Core Consumption CTs, Single Phase, Revenue Grade accuracy (ANSI C12.20 +/- 0.5%) Calibrated Solid-Core Production CT, Space for 4 PV Branch Circuits with Hold Down kits, Breakers NOT included, Use with IQ-6, IQ-7 or IQ-8, 80A, X-IQ-AM1-240-4 | Inventory Item | 724.37 |  | No | Inverters | 654.55 | 724.37 | 40
1620 | 1642 | USBE100-0017 | USBE100-0017 | Inverters | 570-1227 | X-IQ-AM1-240-4C | Enphase, IQ Combiner-4 with IQ Gateway and 2 Split Core Consumption CTs, Single Phase, Revenue Grade accuracy (ANSI C12.20 +/- 0.5%) Calibrated Solid-Core Production CT, Space for 4 PV Branch Circuits with Hold Down kits, Breakers NOT included, 80A, with integrated Cell Modem and 5 Year Sprint Data Plan for US, Puerto Rico and Canada, Use with IQ-6, IQ-7 or IQ-8, X-IQ-AM1-240-4C | Inventory Item | 1051.07 |  | No | Inverters | 949.76 | 1051.07
1621 | 1643 | USCG001-0006 | USCG001-0006 | Energy Storage | 570-1228 | ENET-HBNP-01 | SolarEdge, Energy Net Communications Plug-In, for Wireless Communication with Energy Bank Batter or Home Load Controller, 1 EACH, ENET-HBNP-01 | Inventory Item | 57.58 |  | No | Energy Storage | 54.53 | 57.58 | 347
1622 | 1644 | USEC001-0025 | USEC001-0025 | Energy Storage | 570-1229 | PCLTE1 | Generac, Cell Modem with 5 year Verizon Data plan, use with XVT Inverters, PCLTE1 | Inventory Item | 534.15 |  | No | Energy Storage | 490.92 | 534.15 | 5
1623 | 1645 | 570-1230 |  | Inverters | 570-1230 | CELL-B-R05-US-P-S2 | SolarEdge, Replacement 4G Cell Modem, for all SetApp Enabled Single Phase Inverters, with Sprint CDMA and T-Mobile GSM 3G Networks, for use in US Only,CELL-B-R05-US-P-S2 | Inventory Item | 347.02 |  | No | Inverters | 325.81 | 347.02 | 5
1624 | 1646 | USCG001-0018 | USCG001-0018 | Inverters | 570-1231 | CELL-B-R05-US-P-S4 | SolarEdge, Replacement 4G Cell Modem, for all SetApp Enabled Commercial (208 or 480) 3 Phase Inverters, up to 200kW-AC, with Sprint CDMA and T-Mobile GSM 3G Networks, for use in US Only, CELL-B-R05-US-P-S4 | Inventory Item | 673.11 |  | No | Inverters | 631.98 | 673.11
1625 | 1647 | USCG001-0010 | USCG001-0010 | Inverters | 570-1232 | CELL-B-R05-US-P-S5 | SolarEdge, Replacement 4G Cell Modem, for all SetApp Enabled Commercial (208 or 480) 3 Phase Inverters, up to 1MW-AC, with Sprint CDMA and T-Mobile GSM 3G Networks, for use in US Only, CELL-B-R05-US-P-S5 | Inventory Item | 1580.12 |  | No | Inverters | 1483.56 | 1580.12
1626 | 1648 | USCG001-0011 | USCG001-0011 | Inverters | 570-1233 | CELL-A-R05-US-P-S2 | SolarEdge, Replacement 4G Cell Modem, for all Single Phase Inverters with a Display, with Sprint CDMA and T-Mobile GSM 3G Networks, for use in US Only,CELL-A-R05-US-P-S2 | Inventory Item | 347.02 |  | No | Inverters | 325.81 | 347.02 | 44
1627 | 1649 | USIN100-0046 | USIN100-0046 | Inverters | 570-1234 | CELL-A-R05-US-P-S4 | SolarEdge, Replacement 4G Cell Modem, for all Commercial (208 or 480) 3 Phase Inverters with a Display, up to 200kW-AC, with Sprint CDMA and T-Mobile GSM 3G Networks, for use in US Only, CELL-A-R05-US-P-S4 | Inventory Item | 673.11 |  | No | Inverters | 631.98 | 673.11
1628 | 1650 | USSE100-0283 | USSE100-0283 | Inverters | 570-1235 | CELL-A-R05-US-P-S5 | SolarEdge, Replacement 4G Cell Modem, for all Commercial (208 or 480) 3 Phase Inverters with a Display, up to 1MW-AC, with Sprint CDMA and T-Mobile GSM 3G Networks, for use in US Only, CELL-A-R05-US-P-S5 | Inventory Item | 1580.12 |  | No | Inverters | 1483.56 | 1580.12
1629 | 1651 | USSSP110-1286 | USSSP110-1286 | Inverters | 570-1237 | SE-MTR240-NN-S-S1 | SolarEdge, Single Phase Consumption Meter with Enclosure, 240V, 60Hz, RS485, NEMA 3R, NO CT’s, Add 2 CT’s, SE-MTR240-NN-S-S1 | Inventory Item | 213.16 |  | No | Inverters | 183.76 | 213.16 | 12
1630 | 1652 | 570-1238 |  | Inverters | 570-1238 | EDMM-US-10X | SMA, Data Manager M, for monitoring up to 50 inverters with Ethernet, NO WLAN (Wi-FI), optional sensor inputs, Ethernet, NEMA 1, Requires 24Vdc Power Supply not included, EDMM-US-10X | Inventory Item |  |  | No | Inverters | 0 | 877.85 | 8
1631 | 1653 | 570-1240 |  | Energy Storage | 570-1240 | SCTE2 | Generac, Smart CT Extender, 10’, SCTE2 | Inventory Item | 20.23 |  | No | Energy Storage | 18.59
1632 | 1654 | USSE100-0266 | USSE100-0266 | Inverters | 570-1241 | ENC-PORT-C510 | Yaskawa Solectria, Connectivity Package includes: ENC-G4 hardware, Portal Access and Cellular SIM, for PVI 25/36/50/60TL, for Monitoring, Remote Troubleshooting and Update, 1 Per Site, up to 10 Inverters, ENC-PORT-C510 | Inventory Item | 2186.67 |  | No | Inverters | 2050 | 2186.67
1633 | 1655 | USCG001-0002 | USCG001-0002 | Inverters | 570-1242 | SOLIS-DLS-C-5 | Solis, Cellular 4G Data-Logging Stick SOLIS-DLS-C-5 | Inventory Item | 301.2 |  | No | Inverters | 287.36 | 301.2
1634 | 1656 | 570-1243 |  | Inverters | 570-1243 | SOLIS-DLS-WIFI | Solis, Wi-Fi Data-Logging Stick, SOLIS-DLS-WIFI | Inventory Item | 48.19 |  | No | Inverters | 45.98
1635 | 1657 | USSE100-0184 | USSE100-0184 | Inverters | 570-1244 | SEACTL-1250-300-C3 | SolarEdge, 300A CT, Current Transformer, used with Commercial Consumption/RGM Meter, Qty 1, SEACTL-1250-300-C3 | Inventory Item | 497.3 |  | No | Inverters | 466.91 | 497.3 | 2
1636 | 1658 | 570-1245 |  | Inverters | 570-1245 | 10255 | Storz Power, Tigo Cloud Connect Advanced Outdoor Kit, Includes: CCA Gateway, Power Supply, Outdoor Enclosure with DIN rail for the CCA and Power Supply, use with Tigo TAP, 10255 | Inventory Item | 423.53 |  | No | Inverters | 413.79 | 423.53 | 13
1637 | 1659 | 570-1246 |  | Inverters | 570-1246 | 10257 | Storz Power, Tigo Access Point (TAP), use with CCA Kit and TS4-A-O, 10257 | Inventory Item | 67.06 |  | No | Inverters | 66.28 | 66.81 | 7
1638 | 1660 | USCG001-0017 | USCG001-0017 | Inverters | 570-1247 | MAC–DTU | Aptos, Data Transfer Unit, (DTU) Ethernet or Wi-Fi Connection to the local Network, MAC–DTU | Inventory Item | 252.94 |  | No | Inverters | 247.13 | 204.55 | 803
1639 | 1661 | 570-1249 |  | Inverters | 570-1249 | ENC-G5 | Yaskawa Solectria, G-5 Ethernet Card, for PVI 25/36/50/60TL, Ethernet Network Card for Remote Troubleshooting and Update, 1 Per Site, up to 32 Inverters, ENC-G5 | Inventory Item | 1526.67 |  | No | Inverters | 1316.09
1640 | 1662 | 570-2229 |  | Energy Storage | 570-2229 | W2HEM | Generac, PWRview Monitor, W2HEM | Inventory Item | 226.2 |  | No | Energy Storage | 207.9 | 226.2 | 2
1641 | 1663 | USSSP110-1221 | USSSP110-1221 | Energy Storage | 570-2230 | ET-GWY-10 | SimpliPhi, ESS Energy Trak Gateway, Ethernet, Wi-Fi, Bluetooth, 1 per System with Outdoor Enclosure, ET-GWY-10 | Inventory Item | 1047.3 |  | No | Energy Storage | 968.75 | 918.92
1642 | 1664 | 570-2231 |  | Inverters | 570-2231 | CPGWY110 | Generac, Power Gateway, 7” Touch Screen, Ethernet/Wi-Fi, CPGWY110 | Inventory Item | 481.17 |  | No | Inverters | 452.7 | 481.17 | 2
1643 | 1665 | 570-2232 |  | Inverters | 570-2232 | CP-100-3PH-ADPTR | Generac, Plug to add Line 2 and Line 3 to a CP-GWY-100, CP-100-3PH-ADPTR | Inventory Item | 11.45 |  | No | Inverters | 10.77
1644 | 1666 | 570-2233 |  | Inverters | 570-2233 | CP-HEM | Generac, ZW095-A Power Meter, CP-HEM | Inventory Item | 189.02 |  | No | Inverters | 177.83
1645 | 1667 | 570-2234 |  | Inverters | 570-2234 | CP-ZW-REP | Generac, ZW117 Repeater, CP-ZW-REP | Inventory Item | 72.16 |  | No | Inverters | 67.89
1646 | 1668 | USCG001-0009 | USCG001-0009 | Inverters | 570-2235 | DTU_MAC_4G | Aptos, Data Transfer Unit, (DTU) with 4G Cell Modem, DTU_MAC_4G | Inventory Item | 270.59 |  | No | Inverters | 261.36 | 270.59
1647 | 1669 | USCG001-0013 | USCG001-0013 | Inverters | 570-2236 | DTU_MAC_WIFI | Aptos, Data Transfer Unit, (DTU) Wi-Fi Connection to the local Network, DTU_MAC_WIFI | Inventory Item | 252.94 |  | No | Inverters | 244.32 | 159.09 | 884
1648 | 1670 | 570-2238 |  | Inverters | 570-2238 | 12136130010 | APsystems, 4G LTE Cellular Dongle for ECU, 12136130010 | Inventory Item | 425.33 |  | No | Inverters | 375.29
1649 | 1671 | 570-2239 |  | Inverters | 570-2239 | ENV2-IQ-AM1-240 M | Enphase, IQ Envoy, Single Phase, Metered Revenue Grade, accuracy (ANSI C12.20 +/- 0.5%) (IEEE1547:2018) with Calibrated 200A Solid-Core CT, Consumption Metering available when used with Split Core CTs, ENV2-IQ-AM1-240 M | Inventory Item | 486.6 |  | No | Inverters | 470.01 | 486.6 | 447
1650 | 1672 | 570-2240 |  | Energy Storage | 570-2240 |  | Fortress Power, Guardian Battery Monitor Gateway, IP23 (Indoor), for eFlex and eVault Batteries, use with Guardian Companion App, Guardian Battery Monitoring | Inventory Item | 295.45 | 5 | No | Energy Storage | 293.79
1651 | 1673 | USBE100-0061 | USBE100-0061 | Inverters | 570-2241 | X2-IQ-AM1-240-4 | Enphase, IQ Combiner-4 with IQ Gateway and 2 Split Core Consumption CTs, Single Phase, Revenue Grade accuracy (ANSI C12.20 +/- 0.5%) (IEEE1547:2018)Calibrated Solid-Core Production CT, Space for 4 PV Branch Circuits with Hold Down kits, Breakers NOT included, Use with IQ-6, IQ-7 or IQ-8, 80A, X2-IQ-AM1-240-4 | Inventory Item | 724.37 |  | No | Inverters | 654.55 | 724.37 | 1569
1652 | 1674 | 570-2242 |  | Inverters | 570-2242 | MATE3SL | Outback, Communications Controller for Radian/FXR, NO Internet/Optics RE, Modbus Interface, MATE3SL | Inventory Item | 421.69 |  | No | Inverters | 402.3
1653 | 1675 | 575-0195 |  | Inverters | 575-0195 | 485QMUS-10-NR | SMA, Communication Quick Module RS-485 interface and multi-function relay, for SBxxxxHFUS inverters, 485QMUS-10-NR | Inventory Item | 90.57 |  | No | Inverters | 82.33 | 90.57 | 9
1654 | 1676 | 575-0223 |  | Inverters | 575-0223 | SRV-SERVICE-1000KW-05Y | Yaskawa Solectria, SolrenView Monitoring Subscription, 501kW-1000kW, 5 Years, SRV-SERVICE-1000KW-05Y | Non-inventory Item | 3099.99 |  | Yes | Inverters | 0
1655 | 1677 | 577-0001 |  | Energy Storage | 577-0001 | IQ-EVSE-NA-1040-0100-0100 | Enphase, EV Charger, 32A/240Vac, Wi-Fi & Bluetooth Connected, 10AWG Hardwired, 25' Charging Cable and J1772 Connector, 5 Year Warranty, IQ-EVSE-NA-1040-0100-0100 | Inventory Item | 781.33 |  | No | Energy Storage | 723.46
1656 | 1678 | 577-0002 |  | Energy Storage | 577-0002 | IQ-EVSE-NA-1040-0110-0100 | Enphase, EV Charger, 32A/240Vac, Wi-Fi & Bluetooth Connected, with NEMA 14-50 Plug, 25' Charging Cable and J1772 Connector, 5 Year Warranty, IQ-EVSE-NA-1040-0110-0100 | Inventory Item | 808 |  | No | Energy Storage | 748.15
1657 | 1679 | 577-0003 |  | Energy Storage | 577-0003 | IQ-EVSE-NA-1040-0120-0100 | Enphase, EV Charger, 32A/240Vac, Wi-Fi & Bluetooth Connected, with NEMA 6-50 Plug, 25' Charging Cable and J1772 Connector, 5 Year Warranty, IQ-EVSE-NA-1040-0120-0100 | Inventory Item | 808 |  | No | Energy Storage | 748.15
1658 | 1680 | 577-0004 |  | Energy Storage | 577-0004 | IQ-EVSE-NA-1050-0100-0100 | Enphase, EV Charger, 40A/240Vac, Wi-Fi & Bluetooth Connected, 8AWG Hardwired, 25' Charging Cable and J1772 Connector, 5 Year Warranty, IQ-EVSE-NA-1050-0100-0100 | Inventory Item | 862.67 |  | No | Energy Storage | 798.77
1659 | 1681 | 577-0005 |  | Energy Storage | 577-0005 | IQ-EVSE-NA-1050-0110-0100 | Enphase, EV Charger, 40A/240Vac, Wi-Fi & Bluetooth Connected, with NEMA 14-50 Plug, 25' Charging Cable and J1772 Connector, 5 Year Warranty, IQ-EVSE-NA-1050-0110-0100 | Inventory Item | 890.67 |  | No | Energy Storage | 824.69
1660 | 1682 | 577-0006 |  | Energy Storage | 577-0006 | IQ-EVSE-NA-1050-0120-0100 | Enphase, EV Charger, 40A/240Vac, Wi-Fi & Bluetooth Connected, with NEMA 6-50 Plug, 25' Charging Cable and J1772 Connector, 5 Year Warranty, IQ-EVSE-NA-1050-0120-0100 | Inventory Item | 890.67 |  | No | Energy Storage | 824.69
1661 | 1683 | 577-0007 |  | Energy Storage | 577-0007 | IQ-EVSE-NA-1060-0100-0100 | Enphase, EV Charger, 48A/240Vac, Wi-Fi & Bluetooth Connected, 8AWG Hardwired, 25' Charging Cable and J1772 Connector, 5 Year Warranty, IQ-EVSE-NA-1060-0100-0100 | Inventory Item | 1172 |  | No | Energy Storage | 1085.19
1662 | 1684 | 577-0008 |  | Energy Storage | 577-0008 | IQ-EVSE-NA-1080-0100-0100 | Enphase, EV Charger, 64A/240Vac, Wi-Fi & Bluetooth Connected, 8AWG Hardwired, 25' Charging Cable and J1772 Connector, 5 Year Warranty, IQ-EVSE-NA-1080-0100-0100 | Inventory Item | 1254.67 |  | No | Energy Storage | 1161.73
1663 | 1685 | 577-0221 |  | Energy Storage | 577-0221 | PLZ100-2PR | JLM, Linez, Residential consumption/production energy monitoring and WiFi communication hub. Four 200 Amp external CTs monitor PV production and energy consumption. Can control up to three JLM Loadz load controllers, 9999-Linez? ??PLZ100-2PR | Inventory Item | 388.89 |  | No | Energy Storage | 357.14 | 388.89 | 1
1664 | 1686 | 577-0222 |  | Energy Storage | 577-0222 |  | JLM, Loadz, single-circuit load management relay to automatically control a specific circuit, up to 30A/240V, based on utility rate plan pre-loaded into Linez monitor. Requires one Linez unit for up to four Loadz. WiFi network communication, manual override and remote control via Measurz app, 9999-Loadz | Inventory Item | 388.89 |  | No | Energy Storage | 353.54 | 388.89 | 1
1665 | 1687 | 577-0223 |  | Energy Storage | 577-0223 | SMRT-HOT-WTR-45-S1 | SolarEdge, Smart Hot Water, SMRT-HOT-WTR-45-S1 | Inventory Item | 577.53 |  | No | Energy Storage | 531.06
1666 | 1688 | USWC001-0054 | USWC001-0054 | Energy Storage | 577-0224 | SE-EV-SA-KIT-LJ40P | SolarEdge, Smart EV Charger (includes cable), with NEMA 6-50 Plug, SE-EV-SA-KIT-LJ40P | Inventory Item | 710.24 |  | No | Energy Storage | 657.17 | 710.24 | 10
1667 | 1689 | USSS100-0072 | USSS100-0072 | Energy Storage | 577-0225 | SE-EV-KIT-V3UPG-01 | SolarEdge, Smart EV Charger Solar boost kit with HD-Wave inverter (each PN includes 5 units), SE-EV-KIT-V3UPG-01 | Inventory Item | 199.25 |  | No | Energy Storage | 184.37 | 199.25 | 13
1668 | 1690 | 577-0226 |  | Energy Storage | 577-0226 | HOTWTR-SENS-NA-S1 | SolarEdge, Sensor for Smart Hot Water, HOTWTR-SENS-NA-S1 | Inventory Item | 263.9 |  | No | Energy Storage | 242.67
1669 | 1691 | USSS100-0121 | USSS100-0121 | Energy Storage | 577-0227 | 7000 | Generac, Smart Management Module (SMM) 50A for Automatic Load Shedding, use with Load Management ATS or Gen-Set, 7000 | Inventory Item | 151.58 |  | No | Energy Storage | 139.32 | 151.58 | 100
1670 | 1692 | USSS100-0114 | USSS100-0114 | Energy Storage | 577-0228 | 7006 | Generac, Smart Management Module (SMM) 100A for Automatic Load Shedding, use with Load Management ATS or Gen-Set, 7006 | Inventory Item | 277.07 |  | No | Energy Storage | 254.65 | 277.07 | 32
1671 | 1693 | USSS100-0097 | USSS100-0097 | Energy Storage | 577-0234 | EN-SS-1290 | PLP, EV Charging Station Foundation, Charger and Charger Pole NOT included, EN-SS-1290 | Inventory Item | 493.75 |  | No | Energy Storage | 493.75 | 493.75 | 8
1672 | 1694 | 577-0235 |  | Inverters | 577-0235 | 10249 | Storz Power, Smart Access Controller, for Controlling up to 12 120V Circuits, with 6, 30A and 6, 60A Breakers, Indoor Rated, Wall Mount, 10249 | Inventory Item | 2424 |  | No | Inverters | 2113.95 | 2424 | 12
1673 | 1695 | 577-0236 |  | Inverters | 577-0236 | 10319 | Storz Power, AI+ Smart Switch, Automatic Transfer Switch, 10319 | Inventory Item | 1836.19 |  | No | Inverters | 1601.33 | 1836.19 | 13
1674 | 1696 | 577-0237 |  | Inverters | 577-0237 | A01-0401-00-000 | Enphase, Clipper-Creek, AZF Hardwired EV Charger, 240V, 32A Charging with 25’ Gen-2 J17772 Connector, Hardwired, A01-0401-00-000 | Inventory Item | 550.67 |  | No | Inverters | 509.88
1675 | 1697 | 577-0238 |  | Inverters | 577-0238 | A01-0402-00-000 | Enphase, Clipper-Creek, AZF-40-LC-C13-P6-L25-13 Plug-In EV Charger, 240V, 32A Charging with 25’ Gen-2 J17772 Connector, with NEMA 14-50 Plug, A01-0402-00-000 | Inventory Item | 568 |  | No | Inverters | 525.93
1676 | 1698 | 577-0239 |  | Inverters | 577-0239 | 0919-00-003 | Enphase, Clipper-Creek, HCS-40 Hardwired EV Charger, 240V, 32A Charging with 18’ Gen-2 J17772 Connector, Hardwired, 0919-00-003 | Inventory Item | 664 |  | No | Inverters | 614.81 | 664 | 1
1677 | 1699 | 577-0240 |  | Inverters | 577-0240 | 0922-00-003 | Enphase, Clipper-Creek, HCS-40 Plug-In EV Charger, 240V, 32A Charging with 25’ Gen-2 J17772 Connector, with NEMA 14-50 Plug, 0922-00-003 | Inventory Item | 690.67 |  | No | Inverters | 639.51 | 690.67 | 1
1678 | 1700 | 577-0241 |  | Inverters | 577-0241 | HCS-40-C13-P5-L25-187 | Enphase, Clipper-Creek, HCS-40 Plug-In EV Charger, 240V, 32A Charging with 25’ Gen-2 J17772 Connector, with NEMA 6-50 Plug, HCS-40-C13-P5-L25-187 | Inventory Item | 690.67 |  | No | Inverters | 639.51
1679 | 1701 | 577-0250 |  | Inverters | 577-0250 | HCS-60 (0920-00-000) | Enphase, Clipper-Creek, HCS Level 2 EV Charger, Hardwired 240V 48A with 25’ Gen-2 J17772 Connector, HCS-60 (0920-00-000) | Inventory Item | 1054.67 |  | No | Inverters | 909.2
1680 | 1702 | USSE100-0201 | USSE100-0201 | Energy Storage | 577-0251 | PUP1-U-1-6-C 002A | Wallbox, Pulsar Plus Level 2 EV Charger, 48A-240/208V, Hardwired, with 25 ft SAE J1772 Charging Cable, Wi-Fi and Bluetooth, NEMA 4, PUP1-U-1-6-C 002A | Inventory Item | 634.97 |  | No | Energy Storage | 620.02 | 634.97 | 1
1681 | 1703 | 580-0000 |  | Inverters | 580-0000 | 10330 | Storz Power, Tigo TS4-A-2F, Rapid Shutdown Module, Add-on- Module for 2 PV Modules, 16-80V, 25Isc (per channel), MC-4, Requires Tigo RSS Transmitter, 10330 | Inventory Item | 56.45 |  | No | Inverters | 53.91
1682 | 1704 | 580-0001 |  | Energy Storage | 580-0001 | SC200D111C240US01 | Enphase, IQ System Controller 3, Microgrid Interconnect Device (MID), Service Rated, with 200A Capacity, includes Neutral-Forming Transformer, Intelligent Load Control, and RSD Switch, for Systems without a Generator, NEMA 3R, IEEE 1547: 2018, UL 1741-SB, SC200D111C240US01 | Inventory Item | 2105.33 |  | No | Energy Storage | 1998.73 | 2105.33 | 4
1683 | 1705 | USSE100-0030 | USSE100-0030 | Inverters | 580-0002 | 406000 | APsmart, Transmitter-PLC, 29mm ID Dual Core NO Power Supply, SunSpec Certified, 406000 | Inventory Item | 39.33 |  | No | Inverters | 33.91 | 39.33 | 5
1684 | 1706 | USEC001-0019 | USEC001-0019 | Inverters | 580-0003 | 406001 | APsmart, Transmitter-PLC, 29mm ID Single Core NO Power Supply, SunSpec Certified, 406001 | Inventory Item | 34.53 |  | No | Inverters | 29.77 | 34.53 | 27
1685 | 1707 | 580-0004 |  | Inverters | 580-0004 | 405002 | APsmart, Rapid Shutdown PLC Device (RSD-S-PLC), 1000V UL/TUV, 8-80Vdc Input, 250mm (~9.8”) Input/1200mm (~47”) Output Cable, MC4, IP68, SunSpec Certified, 405002 | Inventory Item | 21.81 |  | No | Inverters | 20.83
1686 | 1708 | USEC001-0021 | USEC001-0021 | Inverters | 580-0042 | 408006 | APsmart, Transmitter-PLC Outdoor Kit, includes PLC-Transmitter with 29mm ID Single Core, IP65 Outdoor Enclosure, 85-264VAC Power Supply, SunSpec Certified, 408006 | Inventory Item | 120 |  | No | Inverters | 112.5 | 120 | 14
1687 | 1709 | USSSP110-1183 | USSSP110-1183 | Inverters | 580-0045 | 865-1036 | Schneider Electric, MPPT Disconnect RS with Integrated PLC transmitter, Compatible with Tigo TS4-F, UL 1699B Arc fault detection, 865-1036 | Inventory Item | 836.73 |  | No | Inverters | 721.32 | 836.73
1688 | 1710 | 580-0046 |  | Inverters | 580-0046 | 865-1039 | Schneider Electric, Rapid Shutdown Initiator Switch, 865-1039 | Inventory Item | 76.27 |  | No | Inverters | 71.5
1689 | 1711 | USSS100-0123 | USSS100-0123 | Energy Storage | 580-0048 | RXSC200A3 | Generac, Generator Smart Transfer Switch, 120/240V, 200A, NEMA 3R, Not Service-Rated, RXSC200A3 | Inventory Item | 655.84 |  | No | Energy Storage | 620.39 | 655.84 | 5
1690 | 1712 | USEC001-0029 | USEC001-0029 | Inverters | 580-0055 | 408005 | APsmart, Transmitter-PLC Outdoor Kit, includes PLC-Transmitter with 29mm ID Dual Cores, IP65 Outdoor Enclosure, 180-550VAC Power Supply, SunSpec Certified, 408005 | Inventory Item | 159.07 |  | No | Inverters | 137.13 | 159.07 | 14
1691 | 1713 | 580-0061 | USBE100-0062 | Inverters | 580-0061 | PVI-25TL-208WB-APS | Yaskawa Solectria, Wiring Box for PVI 25TL-208 Transformerless Inverter, 6 Fused Inputs (2 per Zone), 20A Fuses Included, includes PLC Transmitter and Bleed-Down Circuit for Module-Level Rapid Shutdown with APsmart Receiver, [MUST ADD INVERTER], PVI-25TL-208WB-APS | Inventory Item | 2306.67 |  | No | Inverters | 1988.51 | 2306.67
1692 | 1714 | 580-0064 |  | Energy Storage | 580-0064 | SC200G111C240US01 | Enphase, IQ System Controller 3G, Microgrid Interconnect Device (MID), Service Rated, with 200A Capacity, includes Neutral-Forming Transformer, Intelligent Load Control, and RSD Switch, with Generator Interconnection, NEMA 3R, IEEE 1547: 2018, UL 1741-SB, SC200G111C240US01 | Inventory Item | 2770.67 |  | No | Energy Storage | 2630.38
1693 | 1715 | USIN100-0180 | USIN100-0180 | Energy Storage | 580-0108 | CXSW100A3 | Generac, PWRcell 100A Automatic Transfer Switch (ATS), with Load Management, Manage up to 4 HVAC (24Vac Controlled) Loads for Whole Home Coverage, Service Rated, NEMA 3R, CXSW100A3 | Inventory Item | 731.95 |  | No | Energy Storage | 672.72 | 731.95
1694 | 1716 | USIN100-0181 | USIN100-0181 | Energy Storage | 580-0109 | CXSW200A3 | Generac, PWRcell 200A Automatic Transfer Switch (ATS), with Load Management, Manage up to 4 HVAC (24Vac Controlled) Loads for Whole Home Coverage, Service Rated, NEMA 3R, CXSW200A3 | Inventory Item | 970.7 |  | No | Energy Storage | 892.15 | 820.97 | 52
1695 | 1717 | USMS100-0036 | USMS100-0036 | Inverters | 580-0117 | OBR-16-24-DIN | OutBack, 16 Amp DIN mount Relay for IMO FireRaptor Shutdown Switch Connection, OBR-16-24-DIN | Inventory Item | 58.13 |  | No | Inverters | 53.65 | 25
1696 | 1718 | USSE100-0178 | USSE100-0178 | Inverters | 580-0123 | RSC-1X-US-10 | SMA, Rapid Shutdown Controller, RSC-1X-US-10 | Inventory Item | 87.5 |  | No | Inverters | 0 | 87.5
1697 | 1719 | USEC001-0005 | USEC001-0005 | Inverters | 580-0124 | Rapid Shutdown Initiator (RSI) | Outback, ICS Plus Rapid Shutdown Initiator (RSI), AFCI, RSI | Inventory Item | 489.64 |  | No | Inverters | 414.75 | 548.61
1698 | 1720 | 580-0126 |  | Inverters | 580-0126 | PVI-50-60TL-BX-S20 | Yaskawa Solectria, Wiring Box Standard, for PVI 50/60TL Transformerless Inverter, 15 Fused Inputs (5 per Zone), 20A fuses included, PVI-50-60TL-BX-S20 | Inventory Item | 2400 |  | No | Inverters | 2068.97
1699 | 1721 | 580-0135 |  | Inverters | 580-0135 | MNLSOB-R1-1000 | Midnite Solar, 1000VDC Shut Off Box (SOB) Receiver, for String or Module Level Shutdown, use with SOB Transmitter, MNLSOB-R1-1000 | Inventory Item | 113.69 |  | No | Inverters | 105.88 | 113.69 | 1
1700 | 1722 | USSS100-0015 | USSS100-0015 | Energy Storage | 580-0140 | SBS-ABU-200-US-10 | SMA, Sunny Boy Storage Automatic Back-Up Unit, 120/240Vac/200A, for use with Sunny Boy-Storage Inverter, 3R enclosure, SBS-ABU-200-US-10 | Inventory Item | 2666.65 |  | No | Energy Storage | 2298.84 | 2666.65
1701 | 1723 | USSSP110-1096 | USSSP110-1096 | Inverters | 580-0141 | PWRSPLY-24 | OutBack, SkyBox, DC Power Supply, 24Vdc from 48Vdc Nominal Battery Bank, use with SkyBox RSD Box, PWRSPLY-24 | Inventory Item | 65.67 |  | No | Inverters | 60.62 | 65.28
1702 | 1724 | USSE100-0136 | USSE100-0136 | Inverters | 580-0145 | GS-AC-GEN-KIT | Outback, AC-Coupled Generator Back-Up Protection Relay Kit, Protects connected generators from incidental current back-feed, GS-AC-GEN-KIT | Inventory Item | 221.57 |  | No | Inverters | 187.68 | 216.67
1703 | 1725 | USSS100-0030 | USSS100-0030 | Energy Storage | 580-0146 | EP200G101-M240US00 | Enphase, Enpower Smart Switch with 200A capacity, Neutral-Forming Transformer, Microgrid Interconnect Device (MID), Use with IQ-6 or IQ-7, EP200G101-M240US00 | Inventory Item | 1686.67 |  | No | Energy Storage | 1601.27 | 1079.55 | 19
1704 | 1726 | USEC001-0009 | USEC001-0009 | Inverters | 580-0148 | OBFRS-01 | OutBack, IMO FireRaptor Single Rapid Shutdown Unit, NEC-2017 RSD, 1 per PV Module, OBFRS-01 | Inventory Item | 71.44 |  | No | Inverters | 65.95 | 79.17 | 24
1705 | 1727 | USEC001-0010 | USEC001-0010 | Inverters | 580-0149 | OBFRS-ESW1 | OutBack, IMO FireRaptor, Shutdown Switch, OBFRS-ESW1 | Inventory Item | 145.83 |  | No | Inverters | 134.62 | 184.72 | 2
1706 | 1728 | 580-0150 | USWC001-0019 | Inverters | 580-0150 | OBFRS-SIGCAB1.8-F | OutBack, IMO FireRaptor, 70" Signal Cable, Tyco Female Connector, OBFRS-SIGCAB1.8-F | Inventory Item | 6.94 |  | No | Inverters | 6.41 | 6.94 | 2
1707 | 1729 | 580-0152 |  | Energy Storage | 580-0152 | BI-NUSGN-01 | SolarEdge, Energy Hub, Backup Interface, with 5kW Autoformer, Import/Export Meter, w/CT’s, Main Lug Only rated for Load Side Connection, BI-NUSGN-01 | Inventory Item | 2150.64 |  | No | Energy Storage | 1852.29 | 2150.64 | 158
1708 | 1730 | USSS100-0017 | USSS100-0017 | Energy Storage | 580-0153-B | BI-EUSGN-01 | SolarEdge, Energy Hub, Backup Interface, with 5kW Autoformer, Import/Export Meter, 200A Main Breaker rated for Service Side Connection, BI-EUSGN-01 | Inventory Item | 2446.85 |  | No | Energy Storage | 2107.4 | 1518.73 | 2
1709 | 1742 | USSS100-0126 | USSS100-0126 | Energy Storage | 580-0165 | RXSW200A3 | Generac, Generator Smart Transfer Switch, 120/240V, 200A, NEMA 3R, Service-Rated, RXSW200A3 | Inventory Item | 775.46 |  | No | Energy Storage | 733.55 | 775.46 | 1
1710 | 1743 | USSS100-0109 | USSS100-0109 | Energy Storage | 580-0166 | RXSW100A3 | Generac, Generator Smart Transfer Switch, 120/240V, 100A, NEMA 3R, Service-Rated, RXSW100A3 | Inventory Item | 558.47 |  | No | Energy Storage | 528.28 | 558.47
1711 | 1744 | 580-0170 |  | Inverters | 580-0170 | RSD-APS | Yaskawa Solectria, APsmart Module-Level Rapid Shutdown Receiver, SunSpec Compliant, RSD-APS Receivers only with Compatible Versions of PVI 25TL and PVI 50-60TL Inverters, RSD-APS | Inventory Item | 32.4 |  | No | Inverters | 27.93
1712 | 1745 | USBE100-0047 | USBE100-0047 | Inverters | 580-0172 | PVI-50-60TL-BX-R | Yaskawa Solectria, Wiring Box, for PVI 50/60TL Transformerless Inverter, 15 Fused Inputs (5 per Zone), 15A Fuses Included, Includes PLC Transmitter and Bleed-Down Circuit for Module-Level Rapid Shutdown with Tigo-TS-4-A-F Receiver, PVI-50-60TL-BX-R | Inventory Item | 1766.67 |  | No | Inverters | 1522.99 | 1766.67
1713 | 1746 | USBE100-0048 | USBE100-0048 | Inverters | 580-0173 | PVI-50-60TL-WB-TGO | Yaskawa Solectria, Wiring Box, for PVI 50/60TL Transformerless Inverter, 15 Fused Inputs (5 per Zone), 20A Fuses Included, Includes PLC Transmitter and Bleed-Down Circuit for Module-Level Rapid Shutdown with Tigo-TS-4-A-F Receiver, PVI-50-60TL-WB-TGO | Inventory Item | 2506.67 |  | No | Inverters | 2160.92 | 2506.67
1714 | 1747 | USIN100-0087 | USIN100-0087 | Inverters | 580-0175 | 119814-00.01 | SMA, JMS-F, SunSpec Rapid Shutdown Device, NEC 2017-2020 SunSpec Compliant Module Level RSD when used with SunSpec equipped Inverters, Add-on-Module for 1 PV Module, Max 60Voc, 15A, MC-4 Connectors, 119814-00.01 | Inventory Item | 32 |  | No | Inverters | 30.56 | 32 | 805
1715 | 1748 | USBE100-0046 | USBE100-0046 | Inverters | 580-0177 | PVI-50-60TL-WB-APS | Yaskawa Solectria, Wiring Box, for PVI 50/60TL Transformerless Inverter, 15 Fused Inputs (5 per Zone), 20A Fuses Included, includes PLC Transmitter and Bleed-Down Circuit for Module-Level Rapid Shutdown with APsmart Receiver, PVI-50-60TL-WB-APS | Inventory Item | 2506.67 |  | No | Inverters | 2160.92 | 2506.67
1716 | 1749 | USSS100-0051 | USSS100-0051 | Inverters | 580-0178 | 415002 | APsmart, Rapid Shutdown PLC Device (RSD-S-PLC), 1000V UL/TUV, 8-80Vdc Input, 250mm (~9.8”) Input/1200mm (~47”) Output Cable, MC4, IP68, SunSpec Certified, SMA Approved, 415002 | Inventory Item | 27.65 |  | No | Inverters | 26.4 | 27.65 | 3945
1717 | 1750 | USBE100-0045 | USBE100-0045 | Inverters | 580-0180 | PVI-25TL-208WB-TGO | Yaskawa Solectria, Wiring Box for PVI 25TL-208 Transformer Less Inverter, 6 Fused Inputs (2 per Zone), 20A Fuses Included, includes PLC Transmitter and Bleed-Down Circuit for Module-Level Rapid Shutdown with Tigo-TS-4-A-F Receiver, [MUST ADD INVERTER], PVI-25TL-208WB-TGO | Inventory Item | 2306.67 |  | No | Inverters | 1988.51 | 2306.67
1718 | 1751 | USSSP110-1278 | USSSP110-1278 | Energy Storage | 580-0185 | BI-NUSGN-02 | SolarEdge, Energy Hub, Backup Interface, with 5kW Autoformer, Import/Export Meter, w/CTs, Main Lug Only rated for Load Side Connection, BI-NUSGN-02 | Inventory Item | 2150.64 |  | No | Energy Storage | 1841.64 | 1704.5 | 21
1719 | 1752 | USSS100-0016 | USSS100-0016 | Energy Storage | 580-0186 | BI-EUSGN-02 | SolarEdge, Energy Hub, Backup Interface, with 5kW Autoformer, Import/Export Meter w/CT’s, 200A Main Breaker rated for Service Side Connection, BI-EUSGN-02 | Inventory Item | 2446.85 |  | No | Energy Storage | 2095.29 | 2446.85
1720 | 1753 | USSS100-0027 | USSS100-0027 | Energy Storage | 580-0187 | EP200G101-M240US01 | Enphase, IQ System Controller 2, Microgrid Interconnect Device (MID), Grid Side Install, with 200A Capacity, includes Neutral-Forming Transformer, Intelligent Load Control, Generator Interconnection, Use with IQ-6, IQ-7 or IQ-8, EP200G101-M240US01 | Inventory Item | 2000 |  | No | Energy Storage | 1898.73 | 2000 | 2
1721 | 1754 | USEC001-0052 | USEC001-0052 | Energy Storage | 580-0188 | EP200G-NA-02-RSD | Enphase, Rapid Shutdown Switch, use with IQ System Controller 2, EP200G-NA-02-RSD | Inventory Item | 80 |  | No | Energy Storage | 75.95 | 80 | 5
1722 | 1755 | USSE100-0086 | USSE100-0086 | Energy Storage | 580-0189 | RS802 | Generac, SnapRS, Module Level RSD, 1 in-line with each PV module, 15A Max for NEC-2017/2020 Compliant, RS802 | Inventory Item | 40.26 |  | No | Energy Storage | 39.76 | 40.26 | 197
1723 | 1756 | 580-0191 |  | Inverters | 580-0191 | 446101 | APsmart, Rapid Shutdown PLC Device (RSD-D-20-PLC), 1500/1000V UL/TUV, 8-65Vdc, 25A Isc Max, 500mm (~19.7”) Input/2400mm (~94.5”) Output Cable, MC4, IP68, SunSpec Certified, SMA Approved, 446101 | Inventory Item | 43.53 |  | No | Inverters | 41.57 | 43.53 | 10
1724 | 1757 | USIN100-0165 | USIN100-0165 | Energy Storage | 580-0192 | EP200G-SC2-RSD-KIT | Enphase, IQ System Controller 2, Microgrid Interconnect Device (MID), with RSD Switch, Grid Side Install, with 200A Capacity, includes Neutral-Forming Transformer, Intelligent Load Control, Generator Interconnection, Use with IQ-6, IQ-7 or IQ-8, EP200G-SC2-RSD-KIT | Inventory Item | 2094.67 |  | No | Energy Storage | 1988.61 | 1619.32 | 97
1725 | 1758 | 580-0228 | USIN100-0130 | Energy Storage | 580-0228 | APKE00036 | Generac, DC Breaker Lock-Out, APKE00036 | Inventory Item | 40.45 |  | No | Energy Storage | 37.18 | 40.45
1726 | 1759 | USSS100-0119 | USSS100-0119 | Energy Storage | 580-0229 | RTSW200G3 | Generac, 200A, 3 Phase 120/208V ATS (Automatic Transfer Switch), NEMA 3R Enclosure, Service-Rated, RTSW200G3 | Inventory Item | 2347.76 |  | No | Energy Storage | 2208.84 | 2347.76 | 1
1727 | 1760 | USMS100-0338 | USMS100-0338 | Racking | 590-0003 | 008002S | UniRac, Grounding Lug, Tin Plated Copper, Qty. 1, 008002S | Inventory Item | 8.42 |  | No | Racking | 7.94 | 8.42 | 422
1728 | 1761 | 590-0098 |  | Inverters | 590-0098 | SE-GNDPLATE-100 | SolarEdge, Grounding Plate, Qty. 1 plate, SE-GNDPLATE-100 | Inventory Item | 1.21 |  | No | Inverters | 0.93 | 1.21 | 90
1729 | 1762 | USMS100-0492 | USMS100-0492 | Racking | 590-0101 | UFO-RS-GDXP-001 | IronRidge, Bonding Strap Expansion Joint, for Rail Splice, Includes Hardware with Bonding T-bolt, Clear, Qty. 1, UFO-RS-GDXP-001 | Inventory Item | 6.08 |  | No | Racking | 6 | 6.08 | 14
1730 | 1763 | USSSP110-1489 | USSSP110-1489 | Racking | 590-0107 | 205000S | UniRac, MicroRail, Enphase Engage Cable Clip, 205000S | Inventory Item | 1.01 |  | No | Racking | 0.95 | 1.01 | 447
1731 | 1764 | DS-590-0108 |  | Racking | DS-590-0108 | FX-LUG | IronRidge, FX, Rail-Less Ground Lug Kit, 2 pcs, Qty 1 Kit, FX-LUG | Inventory Item | 2.91 |  | No | Racking | 2.37
1732 | 1765 | USMS100-0240 | USMS100-0240 | Racking | 590-0112 | QMR-GLQ-A-50 | QuickMount, QMR, WEEB Lug with 8mm T-Bolt/Nut, Qty. 1, QMR-GLQ-A-50 | Inventory Item | 4.5 |  | No | Racking | 4.15 | 4.5 | 44
1733 | 1766 | USMS100-0241 | USMS100-0241 | Racking | 590-0113 | QMR-ECW-A-50 | QuickMount, QMR, Optional WEEB BMC for use with QMR End-Clamps, Qty. 1 pack of 10, QMR-ECW-A-50 | Inventory Item | 1.99 |  | No | Racking | 1.83 | 1.99
1734 | 1767 | USSP100-0119 | USSP100-0119 | Racking | 590-0115 | BHW-SQ-02-A1 | IronRidge, Bonding Attachment hardware for FF2 and L-feet, Square Bolt, UFO series, Qty. 1, BHW-SQ-02-A1 | Inventory Item | 2.4 |  | No | Racking | 1.83 | 2.4 | 14721
1735 | 1768 | USMS100-0047 | USMS100-0047 | Racking | 590-0116 | BHW-TB-02-A1 | IronRidge, Bonding Attachment hardware for FF2 and L-feet, T-Bolt, UFO series, Qty. 1, BHW-TB-02-A1 | Inventory Item | 1.97 |  | No | Racking | 1.69 | 1.97 | 47061
1736 | 1769 | USMS100-0119 | USMS100-0119 | Racking | 590-0117 | XR-LUG-03-A1 | IronRidge, Grounding Lug, Low Profile, with 1/4" T-Bolt and nut, UFO series, Qty. 1, XR-LUG-03-A1 | Inventory Item | 5.77 |  | No | Racking | 4.95 | 5.85 | 59800
1737 | 1770 | USMS100-0048 | USMS100-0048 | Racking | 590-0118 | FMLS-BHW | IronRidge, Frameless Clamp Bonding Hardware, Pack of 4, FMLS-BHW | Inventory Item | 3.59 |  | No | Racking | 3.3 | 3.59 | 69
1738 | 1771 | USMS100-0067 | USMS100-0067 | Racking | 590-0119 | BX-MB8-M1 | IronRidge, BX 8” Module Bonding Jumper, BX-MB8-M1 | Inventory Item | 3.47 |  | No | Racking | 3.2 | 3.64 | 3414
1739 | 1772 | USMS100-0073 | USMS100-0073 | Racking | 590-0120 | BX-RB38-M1 | IronRidge, BX 38” Row Bonding Jumper, BX-RB38-M1 | Inventory Item | 7.99 |  | No | Racking | 7.35 | 7.99 | 300
1740 | 1773 | USEC001-0026 | USEC001-0026 | Racking | 590-0121 | PV-LUG-01-A1 | IronRidge, BX Module Ground Lug with Hardware, PV-LUG-01-A1 | Inventory Item | 4.86 |  | No | Racking | 4.48 | 4.86 | 93
1741 | 1774 | USMS100-0388 | USMS100-0388 | Racking | 590-0123 | ES10260 | UniRac, Ecolibrium, EcoX Row to Row Bonding Clip, ES10260 | Inventory Item | 0.37 |  | No | Racking | 0.35 | 0.37 | 50
1742 | 1775 | 590-0124 |  | Racking | 590-0124 | ES10201 | UniRac, Ecolibrium, EcoX, MetalX Bonding Jumper, ES10201 | Inventory Item | 2.35 |  | No | Racking | 2.22 | 2.35 | 5
1743 | 1776 | 590-0125 |  | Racking | 590-0125 | ES10378 | UniRac, Ecolibrium, 38" Bonding Jumper, ES10378 | Inventory Item | 5.42 |  | No | Racking | 5.12 | 5.42 | 47
1744 | 1777 | USMS100-0386 | USMS100-0386 | Racking | 590-0126 | ES11108 | UniRac, Ecolibrium, MetalX, Row to Row Bonding Clip, ES11108 | Inventory Item | 0.37 |  | No | Racking | 0.35 | 0.37
1745 | 1778 | USMS100-0607 | USMS100-0607 | Racking | 590-0129 | QMR-TB20P-A-300 | QuickMount, QMR Quick Rail, M8 X 20mm T-Bolt w/ Nut, w/Nylon Patch, SS, Qty 1 Bag of 50, QMR-TB20P-A-300 | Inventory Item | 30.38 |  | No | Racking | 30 | 30.38 | 283
1746 | 1779 | 590-0130 |  | Racking | 590-0130 | K10179-002 | SunModo, Ground Lug, K10179-002 | Inventory Item | 4.41 |  | No | Racking | 4.35 | 4.41 | 179
1747 | 1780 | 590-0131 |  | Racking | 590-0131 | 242-02101 | SnapNrack, Ground Lug R, 6-12 AWG, 242-02101 | Inventory Item | 3.04 |  | No | Racking | 3 | 3.04 | 4012
1748 | 1781 | 590-0132 |  | Racking | 590-0132 | K10469-003 | SunModo, HR Ground Lug, K10469-003 | Inventory Item | 4.62 |  | No | Racking | 4.56 | 4.62 | 252
1749 | 1782 | 590-0133 |  | Racking | 590-0133 | K10469-001 | SunModo, SMR Ground Lug, K10469-001 | Inventory Item | 4.62 |  | No | Racking | 4.56 | 4.62 | 2773
1750 | 1783 | USMS100-0003 | USMS100-0003 | Racking | 590-0134 | 4000006-H | K2, Everest Ground Lug, Tin Plated Aluminum with SS Hardware, 4000006-H | Inventory Item | 5.2 |  | No | Racking | 4.51 | 5.2 | 462
1751 | 1784 | 590-0135 |  | Racking | 590-0135 | AE-LUG-01-M1 | IronRidge, Aire Lug, AE-LUG-01-M1 | Inventory Item | 4.87 |  | No | Racking | 4.81 | 4.87 | 2078
1752 | 1813 | 600-0042 |  | Racking | 600-0042 |  | K2, Custom Quote, Enter Quote Number and Custom Price | Inventory Item | 0.13 |  | No | Racking | 0.13
1753 | 1823 | USSS100-0095 | USSS100-0095 | Energy Storage | 730-0001 | EP200G-HNDL-R1 | Enphase, Enpower Reusable Lifting Handle Kit, use for easier Empower Wall Mounting, EP200G-HNDL-R1 | Inventory Item | 248.67 |  | No | Energy Storage | 216.86 | 248.67 | 34
1754 | 1824 | 730-0065 |  | Energy Storage | 730-0065 | ENCHARGE-HNDL-R1 | Enphase, Encharge Base Unit Installation Handles (Pair of 1 front and 1 side handle), ENCHARGE-HNDL-R1 | Inventory Item | 136.76 |  | No | Energy Storage | 128.21 | 136.76 | 11
1755 | 1825 | 730-0066 |  | Inverters | 730-0066 | 411000 | APsmart, Red-Eye+, Sensor/Transmitter, Used to Test APsmart RSD devices, 411000 | Inventory Item | 250.67 |  | No | Inverters | 218.6 | 250.67 | 7
1756 | 1826 | USMS100-0679 | USMS100-0679 | Energy Storage | 730-0067 | IAC-RBAT-HANDLE-01 | SolarEdge, Energy Bank Battery, Reusable Installation and Mounting Handles, 1 pack of 4 Handles, IAC-RBAT-HANDLE-01 | Inventory Item | 93.42 |  | No | Energy Storage | 88.47 | 93.42 | 28
1757 | 1827 | 730-0068 |  | Racking | 730-0068 | DTG76x2“Hex | Krinner, KSF Ground Screw Driver tool, use with 76mm Ground Screws. 2” Hex, DTG76x2“Hex | Inventory Item | 846.36 |  | No | Racking | 798.75
1758 | 1828 | 730-0069 |  | Racking | 730-0069 | DTG76x2.5“Hex | Krinner, KSF Ground Screw Driver tool, use with 76mm Ground Screws. 2.5” Hex, DTG76x2.5“Hex | Inventory Item | 846.36 |  | No | Racking | 798.75
1759 | 1829 | 730-0070 |  | Racking | 730-0070 | DTG76x3“Hex | Krinner, KSF Ground Screw Driver tool, use with 76mm Ground Screws. 3” Hex, DTG76x3“Hex | Inventory Item | 846.36 |  | No | Racking | 798.75
1760 | 1830 | 730-0071 |  | Racking | 730-0071 | DTG114x2“Hex | Krinner, KSF Ground Screw Driver tool, use with 114mm Ground Screws. 2” Hex, DTG114x2“Hex | Inventory Item | 894.04 |  | No | Racking | 843.75
1761 | 1831 | 730-0072 |  | Racking | 730-0072 | DTG114x2.5“Hex | Krinner, KSF Ground Screw Driver tool, use with 114mm Ground Screws. 2.5” Hex, DTG114x2.5“Hex | Inventory Item | 894.04 |  | No | Racking | 843.75
1762 | 1832 | 730-0073 |  | Racking | 730-0073 | DTG114x3“Hex | Krinner, KSF Ground Screw Driver tool, use with 114mm Ground Screws. 3” Hex, DTG114x3“Hex | Inventory Item | 894.04 |  | No | Racking | 843.75
1763 | 1835 | 565-0220-B |  | Inverters | 565-0220-B | P340 | "B" Grade SolarEdge, Optimizer 340W, Add-On Box for one 60 cell module, 8-48V, 11A, MC4-compatible In/Out, 1000VDC, P340 | Inventory Item | 57.55 | 340 | No | Inverters | 55.2 | 57.55 | 4
1764 | 1836 | 310-0599-B | USIN100-0067 | Inverters | 310-0599-B | SE10000H-US000BNU4 | "B" Grade - SolarEdge, SE10000H-US, HD-Wave, 1-Ph, Grid Tied Inverter, 10kW, 240Vac, 60 Hz, 3 Unfused Input, 12 Yr Warr, Ground-Fault/Arc-Fault Protection, Ungrounded, RS485 and Ethernet, -40C, AC-RSD, UL-1741-SA, SetApp Enabled, SE10000H-US000BNU4 | Inventory Item | 2010.57 | 10000 | No | Inverters | 1928.51
1765 | 1837 | 210-0447 : 210-0447 : 210-0447_U |  | Racking | 210-0447 : 210-0447 : 210-0447_U | R-136XD | ProSolar, Support Rail, 3" Extra Deep support rail, 136", Qty. 1, R-136XD | Inventory Item | 36.63 |  | No | Racking | 33.65
1766 | 1838 | 270-1007 : 270-1007 : 270-1007_U |  | Racking | 270-1007 : 270-1007 : 270-1007_U |  | ProSolar, EZ Module Alignment Tool, Use to align module to roofs eave. Includes: two machined and anodized guides with stainless steel adjusting rods and ball point hex driver, Qty. 1, EZ Module Alignment Tool | Inventory Item | 21.19 |  | No | Racking | 19.51
1767 | 1839 | 349-0086 |  | Energy Storage | 349-0086 |  | SimpliPhi, ExprESS 24V with Magnum MS2024, Mini-Magnum Panel, 2 Phi 2.9, LFP Batteries (Lithium Iron Phosphate) 5.8kWh, 1, TriStar-45 PWM Charge Controller, ME-ARC Interface, 2 USB & 4, 120V/15A GFI Receptacles, Free-Standing 3R Enclosure with Wheels, E-2PHI-24-60 | Non-inventory Item | 0.01 |  | No | Energy Storage | 0
1768 | 1840 | 577-0255 | USCC100-0106 | Energy Storage | 577-0255 | HST-DIRECTOR-00 | Savant HST-DIRECTOR-00 Power Director | Non-inventory Item | 675.68 |  |  | Energy Storage |  | 675.68 | 21
1769 | 1841 | 577-0254 | USEC001-0048 | Energy Storage | 577-0254 | GPM-H1R60240-21 | Savant GPM-H1R60240-21 1 In Single 60A Power Module Pigtail |  | 162.16 |  |  | Energy Storage |  | 162.16