## Sheet1
| S. No. | US Solar SKU No. | Product Main Category | Item No. | Count | Description | Count.1 | Remark | Status | Correct SKU | Python Price
0 | 1 | USMI100-0020 | APSystems YC600 Residential Family | QS1 - NA | 1 | APsystems QS1 Single Phase 4PV Module Microinverter 240V AC-60Hz 1200W 300W Per Channel | 1 | Listed | Already Listed |  | 261.11
1 | 2 | USEC001-0011 | APSystems YC600 Residential Family | Y3 Bus Cable - 2m - 12AWG | 1 | APSystems Y3 Trunk cable for DS3/QS1 - 2m | 1 | Listed | Already Listed |  | 21.11
2 | 3 | USWC001-0022 | APSystems YC600 Residential Family | Y3 Bus Cable - 4m - 12AWG | 1 | APSystems Y3 Trunk cable for DS3/QS1 - 4M | 1 | To be check once as MPN not matched but Description is matching on TPS & Sol. Website | Already Listed |  | 25.56
3 | 4 |  | APSystems YC600 Residential Family | Y3 QT2 Bus Cable - 2M | 1 | APSystems Y3 Bus Cable for QT2 (10AWG, TC-ER , 2m, BK-RD-BU) | 1 | Confirmed for Lisiting | Not Listed |  | 33.33
4 | 5 |  | APSystems YC600 Residential Family | Y3 QT2 Bus Cable - 4M | 1 | APSystems Y3 Bus Cable for QT2 (10AWG, TC-ER , 4m, BK-RD-BU) | 1 | Confirmed for Lisiting | Not Listed |  | 38.89
5 | 6 | USWC001-0023 | APSystems YC600 Residential Family | YC600-Y/QS1/DS3 AC Bus End Cap | 1 | APsystems YC600-Y/QS1/DS3 AC Bus End Cap, Waterproofs the End of the AC Bus | 1 | Listed | Already Listed
6 | 7 | USEC001-0013 | APSystems YC600 Residential Family | YC600-Y/QS1/DS3 AC Cable | 1 | APsystems YC600-Y/QS1/DS3 AC Cable Unlocking Tool, Unlocks the Inverter and the AC Bus | 1 | Listed | Already Listed
7 | 8 | USEC001-0014 | APSystems YC600 Residential Family | YC600-Y/QS1DS3 Conn Cap | 1 | APsystems YC600-Y/QS1/DS3 Conn Cap, Protects an Unused Connector on the AC Bus | 1 | Listed | Already Listed
8 | 9 | USIN100-0104 | APSystems YC600 Residential Family | DS3-S-NA-640VA | 1 | AP Systems DS3-S single ph, 640W, 220V AC, 60Hz - need 6 per 20A branch, ideal for PV modules up to 385W+ | 1 | Listed | Already Listed |  | 155.56
9 | 10 | USMI100-0011 | APSystems YC600 Residential Family | DS3-L-NA-768VA | 1 | DS3-L single ph, 768W, 220VAC - need 5 per 20A branch, ideal for PV modules up to 460W+ | 1 | Listed | Already Listed |  | 161.67
10 | 11 | USIN100-0100 | APSystems YC600 Residential Family | QT2 - 208V | 1 | APSystems QT2 three ph, 208V AC-60Hz, 1728W, 432W per channel, serves 4 PV modules | 1 | Listed | Already Listed |  | 294.44
11 | 12 | USIN100-0099 | APSystems YC600 Residential Family | QT2 - 480V | 1 | APSystems QT2 three ph, 480V AC-60Hz, 1800W, 450W per channel, serves 4 PV modules | 1 | Listed | Already Listed |  | 316.67
12 | 13 | USEC001-0015 | APSystems YC600 Residential Family | ECU-R Gateway | 1 | APsystem ECU Residential Monitoring Gateway, Zigbee comm, WiFi, no CTs, no RGM, YC600 | 1 | Listed | Already Listed |  | 221.11
13 | 14 | USEC001-0016 | APSystems YC600 Residential Family | ECU-C Gateway | 1 | APSystems Commercial-grade ECU, Zigbee, WiFi, w/ consumption monitoring - non RGM | 1 | Listed | Already Listed |  | 354.44
14 | 15 | USEC001-0017 | APSystems YC600 Residential Family | MC4 Caps | 1 | APSystems MC-4 DC plugs/caps, pair | 1 | Listed | Already Listed |  | 2.34
15 | 16 | USSS100-0051 |  | RSD-S-PLC | 1 | MC4 conn., Mounting Bracket | 1 | Listed | Already Listed |  | 23.61
16 | 17 | USEC001-0022 |  | RSD-D-20 | 1 | APSmart RSD-D (duo) PLC, 20A, 1500V UL/1000V TUV, 0.5m input/2.2m | 1 | Listed | Already Listed |  | 41.11
17 | 18 | USEC001-0019 |  | 406001 | 1 | APSmart Single Core Transmitter-PLC (no power supply) | 1 | Listed | Already Listed
18 | 19 | USSE100-0030 |  | 406000 | 1 | APSmart Dual Core Transmitter-PLC (no power supply) | 1 | Listed | Already Listed
19 | 20 | USEC001-0021 |  | 408006 | 1 | APSmart Single Core Transmitter-PLC Outdoor Kit IP65 - with 120/240 VAC Power Supply | 1 | Listed | Already Listed
20 | 21 | USEC001-0029 |  | 408005 | 1 | APSmart Dual Core Transmitter-PLC Outdoor Kit IP65 - with 277/480 VAC Power Supply | 1 | Listed | Already Listed
21 | 22 | USSS100-0004 |  | BYD-HVL-BCU | 1 | BYD Battery-Box Premium HVL BCU | 1 | Listed | Already Listed |  | 676.57
22 | 23 | USSS100-0003 |  | BYD HVL-4.0 Module | 1 | BYD Battery-Box Premium HVL 4.0 kWh Battery Module | 1 | Listed | Already Listed |  | 1805.71
23 | 24 | USSS100-0002 |  | BYD-HVL-3 | 1 | (1) Base, (3) Battery Module, 12 kWh | 1 | Listed | Already Listed |  | 6093.71
24 | 25 | USBE100-0042 |  | BYD-HVL-4 | 1 | (1) base, (4) Battery Module, 16 kWh | 1 | Listed | Already Listed |  | 7899.43
25 | 26 | USSB100-0044 |  | BYD-HVL-5 | 1 | (1) Base, (5) Battery Module, 20 kWh | 1 | Listed | Already Listed |  | 9705.14
26 | 27 | USBE100-0043 |  | BYD-HVL-6 | 1 | (1) base, (6) Battery Module, 24 kWh | 1 | Listed | Already Listed |  | 11510.86
27 | 28 | USBE100-0041 |  | BYD-HVL-7 | 1 | (1) Base, (7) Battery Module, 28 kWh | 1 | Listed | Already Listed |  | 13316.57
28 | 29 | USBE100-0040 |  | BYD-HVL-8 | 1 | (1) Base, (8) Battery Module, 32 kWh | 1 | Listed | Already Listed |  | 15122.29
29 | 30 | USMI100-0025 | Inverters | SCH100KTL-DO/US-480-D | 1 | Chint 100kW 3Phase String Inverter - Distributed WB, 1500VDC, 1 MPPT-480Vac | 1 | Listed | Already Listed |  | 6685.71
30 | 31 | USMI100-0026 | Inverters | SCH100KTL-DO/US-480-C | 1 | Chint 100kW 3Phase String Inverter - Centralized WB, 1500VDC, 1 MPPT-480Vac | 1 | Listed | Already Listed |  | 6571.43
31 | 32 | USMI100-0023 | Inverters | SCH100KTL-DO/US-600-D | 1 | Chint 100kW 3Phase String Inverter - Distributed WB, 1500VDC, 1 MPPT | 1 | Listed | Already Listed |  | 6628.57
32 | 33 | USMI100-0021 | Inverters | SCH125KTL-DO/US-600-D | 1 | Chint 125kW 3Phase String Inverter - Distributed WB, 1500VDC, 1MPPT | 1 | Listed | Already Listed |  | 6857.14
33 | 34 | USMI100-0024 | Inverters | SCH100KTL-DO/US-600-C | 1 | Chint 100kW 3Phase String Inverter - Centralized WB, 1500VDC, 1MPPT | 1 | Listed | Already Listed |  | 6514.29
34 | 35 | USMI100-0022 | Inverters | SCH125KTL-DO/US-600-C | 1 | Chint 125kW 3Phase String Inverter - Centralized WB, 1500VDC, 1MPPT | 1 | Listed | Already Listed |  | 6742.86
35 | 36 | USIN100-0152 | Inverters | SCH275KTL-DO/US-800 | 1 | Chint 275kW 3Phase String Inverter, 1500VDC, 12 MPPT, 800Vac (Specify 24 or 36 input) | 1 | Listed | Already Listed |  | 9428.57
36 | 37 | USIN100-0153 | Inverters | SCA50KTL-DO/US-A | 1 | Chint 50kW 3Phase String Inverter, 3 MPPT, Std Wirebox, 1000VDC | 1 | Listed | Already Listed |  | 4514.29
37 | 38 | USIN100-0154 | Inverters | SCA60KTL-DO/US-A | 1 | Chint 60kW 3Phase String Inverter, 3 MPPT, Std Wirebox, 1000VDC | 1 | Listed | Already Listed |  | 4514.29
38 | 39 | USIN100-0155 | Inverters | SCA50KTL-DO/US-APS | 1 | Chint 50kW 3Phase String Inverter, 3 MPPT, RSD Wirebox, 1000VDC | 2 | Listed | Already Listed |  | 4685.71
39 | 40 | USIN100-0156 | Inverters | SCA50KTL-DO/US-T | 1 | Chint 50kW 3Phase String Inverter, 3 MPPT, RSD Wirebox, 1000VDC | 2 | Listed | Already Listed |  | 4685.71
40 | 41 | USIN100-0157 | Inverters | SCA60KTL-DO/US-T | 1 | Chint 60kW 3Phase String Inverter, 3 MPPT, RSD Wirebox, 1000VDC | 2 | Listed | Already Listed |  | 4742.86
41 | 42 | USIN100-0158 | Inverters | SCA60KTL-DO/US -APS | 1 | Chint 60kW 3Phase String Inverter, 3 MPPT, RSD Wirebox, 1000VDC | 2 | Listed | Already Listed |  | 4742.86
42 | 43 | USIN100-0159 | Inverters | SCA36KTL-DO/US-480 V2 | 1 | Chint 36kW 3-Phase 480VAC, 1000VDC String Inverter, Standard Wirebox) | 1 | Price Updated in Shopify | Already Listed |  | 4000
43 | 44 | USIN100-0160 | Inverters | SCA25KTL-DO-R/US-TIGO | 1 | Chint 25kW 3Phase String Inverter 480Vac (Tigo RSD Wiring Box) | 1 | Listed | Already Listed |  | 2400
44 | 45 | USIN100-0162 | Inverters | SCA25KTL-DO-R/US-APS | 1 | Chint 25kW 3Phase String Inverter 480Vac (APS RSD Wiringbox) | 1 | Price Updated in Shopify | Already Listed |  | 2400
45 | 46 | USIN100-0161 | Inverters | SCA 25KTL-DO-R/US-208-TIGO | 1 | Chint 25Kw 3-Phase String Inverter, 208Vac, Tigo RSD Wiring Box | 1 | Listed | Already Listed |  | 4171.43
46 | 47 | USIN100-0163 | Inverters | SCA25KTL-DO/US-208-APS | 1 | Chint 25kW 3-Phase String Inverter, 208Vac, APS RSD Wirebox) | 1 | Listed | Already Listed |  | 4526.48
47 | 48 | USIN100-0164 | 1500V Total Boss | DBA04-600V/US | 1 | Chint AC Combiner, 4:1, 100/125kW, 600Va | 1 | Listed | Already Listed |  | 2400
48 | 49 |  | Monitoring and Services | FlexOM | 1 | Chint Flex Gateway data logger hardware | 1 | Confirmed for Lisiting | Not Listed |  | 1000
49 | 50 |  | Monitoring and Services | FlexOM-PP | 1 | Chint Flex Performance Package; HW + Portal, Services | 1 | Confirmed for Lisiting | Not Listed |  | 2114.29
50 | 51 |  | Monitoring and Services | FlexOM-PP-4G | 1 | Chint Flex Performance Package; HW + Portal, Services & Cellular | 1 | Confirmed for Lisiting | Not Listed |  | 3314.29
51 | 52 | USSE100-0069 | Monitoring and Services | FlexOM-PP-Meter | 1 | Chint Flex Performance Package with Revenue Meter, Services | 1 | Listed | Already Listed |  | 3657.14
52 | 53 | USSE100-0070 | Monitoring and Services | FlexOM-PP-Meter-4G | 1 | Chint Flex Performance Package with Revenue Meter, Services & Cellular | 1 | Listed | Already Listed |  | 4685.71
53 | 54 |  | Monitoring and Services | COM-5YR-MON-US | 1 | Chint Monitoring-5YR-extension to 10 years data | 1 | Confirmed for Lisiting | Not Listed |  | 1542.86
54 | 55 | USSE100-0071 | Monitoring and Services | EN-CT-200-SPLIT | 1 | Enphase split-core current transformer for consumption metering. Compatible with IQ and S series metered envoys. Two CTs are required for most residential 240v applications. Three (or six) for commercial. | 1 | Listed | Already Listed |  | 22.96
55 | 56 | USSE100-0072 | Monitoring and Services | EN-COMMS-KIT-01 | 1 | Enphase SB adapter kit for IQ Envoy / IQ Combiner boxes. Required for wireless communication with Encharge and Enpower. | 1 | Listed | Already Listed |  | 119.15
56 | 57 | USEC001-0051 | Monitoring and Services | EN-CELLMODEM-M1-06-SP-05 | 1 | Enphase Mobile Connect. LTE CAT M1 cellular modem with 5-year data plan from Sprint/T-Mobile. Sim for US, Puerto Rico, US Virgin Islands and Canada. For systems up to 60 microinverters. | 1 | Listed | Already Listed |  | 367.23
57 | 58 | USSE100-0191 | Monitoring and Services | EN-COMMS-CELL-M1 | 1 | Enphase Combination of Ensemble Communication Kit (COMMS-KIT) with the Envoy IQ LTE-M1 Cellular Modem Device. Required for Ensemble commissioning | 1 | Listed | Already Listed |  | 472.55
58 | 59 | USSS100-0024 | Monitoring and Services | EN-B10T-C-1290-O | 1 | Enphase IQ Battery 10T cover kit with cover, mounting bracket, screws, and interconnect cable for wiring between batteries Enphase IQ Battery (T Version) sold separately: See EN- B03-T01-US00-1-3 (3 Units Required). For UL9540A installations, the 10T requires: EN- B10T-MWM-1280-O ***Installer Certification via Enphase University required for battery commissioning.*** |  | Listed | Already Listed |  | 541.09
59 | 60 | USSS100-0023 | Monitoring and Services | EN-B03-T01-US00-1-3 | 1 | Enphase IQ Battery 3T Base Kit with one 1.28 kVA, 3.36 kWh,single phase battery unit with 4 integrated IQ8X-BAT Microinverters and backup feature (1) B03-T01-US00-1-3 and (1) B03T-C-0430-O are required to be ordered for an installable ENCHARGE-3T-1P-NA unit. (3) B03-T01-US00-1-3 and (1) B10T-C-1290-O are required to be ordered for an installable ENCHARGE-10T-1P-NA unit IQ Battery 3T Cover Kit sold separately, see: EN-B03T-C-0430- O IQ Battery 10T Cover Kit sold separately, see: EN-B10T-C-1290-O ***Installer Certification via Enphase University required for battery commissioning. |  | Listed | Already Listed |  | 2234.75
60 | 61 | USMI100-0001 | Monitoring and Services | ENCHARGE-3-1P | 1 | Enphase Encharge-3 Base Kit with one 1.28 kVA, 3.36 kWh, single phase battery unit with 4 integrated IQ8X-BAT microinverters and backup feature Enphase Encharge-3 cover kit with Encharge-3 cover, mounting bracket, and screws (PART NUMBER CHANGE) | 1 | Listed | Already Listed
61 | 62 | USBE100-0015 | Monitoring and Services | EN-B03-C-0430-O | 1 | Enphase IQ Battery 3T cover kit with cover, mounting bracket, and screws Enphase IQ Battery (T Version) sold separately: See EN-B03-T01-US00-1-3 (one unit required). ***Installer Certification via Enphase University required for battery commissioning.*** | 1 | Listed | Already Listed |  | 181.16
62 | 63 | USSE100-0099 |  | BR220 | 1 | Eaton BR 20 Amp 2 Pole Circuit Breaker for Enphase Combiner Box | 1 | Listed | Already Listed |  | 22.47
63 | 64 | USCG001-0001 |  | EN-ENV-IQ-AM1-240-M | 1 | Enphase IQ Envoy, single phase, metered. Revenue grade accuracy (ANSI C12.20 +/- 0.5%) with calibrated solid-core CT | 1 | Listed | Already Listed |  | 480.83
64 | 65 | USCG001-0004 |  | ENV-IQ-AM3-3P | 1 | Enphase IQ Commercial Envoy with (3) solid-core CTs for Production Monitoring. Compatible with IQ microinverters in 3-phase configurations: 208V or 220V 3-wire, and 240V 4-wire. | 1 | Listed | Already Listed |  | 800.27
65 | 66 | USIN100-0165 |  | EN-EP200G-SC2-RSD-KIT | 1 | Enphase IQ System Controller 2 Kit, 200A, Grid side installation, includes NFT, include Intelligent load control, Generator Interconnection, supports multi-mode, 240V voltage and includes RSD switch with color coded cables and a breaker for the IQ gateway, US01 This kit is made up of the following items: 1. IQ System Controller 2 (EP200G101-M240US01) 2. RSD switch (EP200G-NA-02-RSD) 3. Breaker for IQ Gateway pre-installed in generator spot of IQ System Controller (BRK-20A-2P-240V) 4. 20 ft of color-coded wires (along with corresponding color-coded labels) to improve installation experience. |  | Listed | Already Listed |  | 1826.28
66 | 67 | USEC001-0052 |  | EN-EP200G-NA-02-RSD | 1 | Enphase IQ System Controller (Enpower) R2 connects the home to the grid, PV, and IQ batteries. It supports IQ microinverters (also supports backwards compatibility with M215 or M250 microinverters). Enphase Rapid Shutdown Switch (EN-EP200G-NA-02-RSD) is required when an IQ8 microinverter is installed with an IQ System Controller 2; sold separately. |  | Listed | Already Listed |  | 72.47
67 | 68 | USSS100-0029 |  | EN-EP-NA-LK02-040 | 1 | Enphase Load Control Kit for use with Enpower's auxiliary contacts to shed heavy loads or M-series, IQ series microinverters. | 1 | Listed | Already Listed |  | 487.09
68 | 69 | USIN100-0113 |  | IQ8A-72-2-US | 1 | Enphase IQ8A microinverter, compatible with 72-cell PV modules, 240V, 366VA peak power, Enphase Q Bulkhead Connector. | 1 | Listed | Already Listed
69 | 70 | USIN100-0119 |  | IQ8PLUS-72-2-US | 1 | Enphase IQ8+ microinverter, compatible with 72-cell PV modules, 240V, 300VA peak power, Enphase Q Bulkhead Connector. | 1 | Listed | Already Listed |  | 147.83
70 | 71 | USIN100-0114 |  | IQ8M-72-2-US | 1 | Enphase IQ 8M microinverter, compatible with 60 and 72-cell PV modules MC4 connectors | 1 | Listed | Already Listed |  | 165.83
71 | 72 | USIN100-0108 |  | IQ8H-240-72-2-US | 1 | Enphase IQ8H microinverter, compatible with 72-cell PV modules, 240V, 384VA peak power, Enphase Q Bulkhead Connector | 1 | Listed | Already Listed |  | 193.72
72 | 73 | USWC001-0027 |  | EN-Q-12-10-240 | 1 | Enphase Q Cable for 60/72 cell 1.0m portrait module pitch. Connector pitch is 1.3m. BULK 240 Male connectors plus 2 bonus link connectors | 1 | Listed | Already Listed |  | 15.5
73 | 74 | USWC001-0028 |  | EN-Q-12-17-240 | 1 | Enphase Q Cable for 60 cell 1.7m landscape module pitch. Connector pitch is 2.0m. BULK 240 Male connectors plus 2 bonus link connectors | 1 | Listed | Already Listed |  | 18.23
74 | 75 | USWC001-0029 |  | EN-Q-12-20-200 | 1 | Enphase Q Cable for 72 cell landscape module bulk roll. Connector spacing is 2.3m. BULK = 200 Male connectors plus 2 bonus link connectors | 1 | Listed | Already Listed |  | 27.32
75 | 76 | USWC001-0030 |  | EN-Q-12-RAW-300 | 1 | Enphase BULK Q Cable, 12 AWG, no connectors. Each spool is 300m long. | 1 | Listed | Already Listed |  | 1241.27
76 | 77 | USSE100-0073 |  | Q-CLIP-100 | 1 | Enphase Q Cable Rail Mount Cable Management Clip. Pack of 100 | 1 | Listed | Already Listed |  | 37.99
77 | 78 | USSE100-0074 |  | Q-CONN-10F | 1 | Enphase Female Field-wireable connector for Q Cable. Each bag contains 10 Female connector bodies with 25 Female MC4 Tool crimpable pins. | 1 | Listed | Already Listed |  | 111.15
78 | 79 | USSE100-0075 |  | Q-CONN-10M | 1 | Enphase Male Field-wireable connector for Q Cable. Each bag includes 10 Q connector bodies with 25 Male MC4 Tool crimpable pins | 1 | Listed | Already Listed |  | 111.15
79 | 80 | USSE100-0076 |  | Q-BA-CAP-01 | 1 | Enphase Q-BA-CAP-01 (Male sealing cap for Branch Aggregator and Microinverter AC bulkhead... | 1 | Listed | Already Listed |  | 2.61
80 | 81 | USWC001-0067 |  | EN-Q-CUT-LAND-01 | 1 | Enphase Q Cable for 60 cell 1.7m landscape module pitch. Connector pitch is 2.0m. Custom Cut Connector Drops - Each | 1 | Listed | Already Listed |  | 18.23
81 | 82 | USWC001-0068 |  | EN-Q-CUT-PORT-01 | 1 | Enphase Q Cable for 60/72 cell 1.0m portrait module pitch. Connector pitch is 1.3m. Custom Cut Connector Drops - Each | 1 | Listed | Already Listed |  | 15.5
82 | 83 | USSE100-0079 |  | EN-Q-DCC-2 | 1 | Enphase IQ Microinverter Replacement Adaptor for MultiContact MC4 DC Connector | 1 | Listed | Already Listed |  | 9.46
83 | 84 | USSE100-0006 |  | Q-DISC-10 | 1 | Enphase Disconnect tool for Q Cable connectors, MC and Amphenol DC connectors, and AC module mount. | 1 | Listed | Already Listed |  | 3.25
84 | 85 | USSE100-0081 |  | Q-LCF-250-3P | 1 | Enphase Q Commercial Line Filter, 250A, 3 Phase | 1 | Listed | Already Listed |  | 877.51
85 | 86 | USIN100-0107 |  | EN-Q-LCF-064-1P | 1 | Enphase 1-phase line communication filter, 64A, L-L Communication | 1 | Listed | Already Listed |  | 379.37
86 | 87 | USSE100-0082 |  | EN-Q-SEAL-01 | 1 | Enphase Female Sealing Cap for unused Q Cable connectors. | 1 | Listed | Already Listed |  | 3.25
87 | 88 | USEC001-0124 |  | Q-TERM-10 | 1 | Enphase Terminator Cap for Q Cable ends. Center Feed Requires 1 Per Branch. | 1 | Listed | Already Listed |  | 16.35
88 | 89 | USBE100-0016 |  | EN-X-IQ-AM1-240-3-ES | 1 | Enphase AC Combiner Box with IQ Envoy PCB, 80A, Single-Phase. -ES version, CTs included. | 1 | Listed | Already Listed |  | 631.57
89 | 90 | USSPO001-0005 |  | EN-X-IQ-AM1-240-4 | 1 | Enphase AC Combiner box with Envoy PCBA. 80A. Includes Pair of CT. Allows 4 branch PV circuits. | 1 | Confirmed for Lisiting | Not Listed |  | 631.57
90 | 91 | USBE100-0017 |  | EN-X-IQ-AM1-240-4C | 1 | Enphase IQ Combiner 4C supports IQ8 PV grid independent systems for NA. Includes Cellmodem (CELLMODEM-M1-06-SP-05). Also includes a solar shield (XA-SOLARSHIELD- ES) that matches with the Ensemble aesthetics and deflects heat. **Update Enphase Combiner to latest software prior to installing the EN-COMMS-KIT-01** |  | Listed | Already Listed
91 | 92 | USBE100-0018 |  | X-IQ-AM1-240-B M | 1 | Enphase AC combiner with IQ Envoy, 60A, single phase, Revenue grade accuracy (ANSI C12.20 +/- 0.5%) with calibrated solid-core CT | 1 | Listed | Already Listed |  | 479.53
92 | 93 | USBE100-0019 |  | JB-1.2 | 1 | EZ Solar Rooftop PV Junction Box - Asphault Shingle Includes DIN RAIL and GROUND BAR | 1 | Listed | Already Listed |  | 39.04
93 | 94 | USBE100-0020 |  | JB-1.XL | 1 | EZ Solar XL Rooftop PV Junction Box - Asphalt Shingle includes DIN RAIL and GROUND BAR | 1 | Listed | Already Listed |  | 41.45
94 | 95 | USSS100-0008 |  | eVault Max 18.5 | 1 | Fortress Lithium Ferro Phosphate (LFP) 51.2V(48V), 360 AH, 18.5 KWH total capacity, LCD display; max. 20 units in parallel for 370 KWH; 10 yrs warranty. Product dimension (WXDXH): 20.3"x20.3x42.2", product weight: 520b;bs; Package dimension (WXDXH): 41"x24"x31", package weight: 590lbs; Hazmat material, UN3480, Class 9, Package group II |  | Listed | Already Listed |  | 8800
95 | 96 | USSS100-0013 |  | eFlex 5.4 G2 | 1 | Fortress Lithium Ferro Phosphate (LFP), 51.2V(48V),105 AH, 5.374 KWH total capacity, max. 15 units in parallel; 10 yrs warranty. Built-in Wifi for on-line monitoring, close-loop communication with inverters. Product dimension (WXDXH): 18” x 23” x 7.3”, product weight: 108 lbs;Hazmat material, UN3480, Class 9, Package group II |  | Listed | Already Listed |  | 2742.86
96 | 97 | USSS100-0007 |  | Durarack | 1 | Fortress IP65 Outdoor Rated Enclosure, holds 4 eFlex units per rack. Includes busbars and 4 sets of "+" and "-" battery cables. | 1 | Same Product as USBE100-0022 | Already Listed |  | 891.43
97 | 98 | USSS100-0009 |  | FlexTower | 1 | Fortress IP65 Outdoor rated enclosure to hold Sol-Ark 12K or 15K Inverter | 1 | Listed | Already Listed |  | 960
98 | 99 | USCG001-0005 |  | Guardian Battery Monitoring | 1 | Fortress Battery Unit level monitoring for SOC, Voltage, Current; remote firmware update; warranty registration; live technical support; Supports eFlex and eVault Max | 1 | Listed | Already Listed |  | 285.71
99 | 100 |  |  | Envy Inverter 12kW | 1 | Fortress Whole Home Solar hybrid inverter; Max 21kW PV Array. Max 18 kW AC Outpost to Grid + battery; 12kW Backup Power; 200A Transfer Switch. IP 65 outdoor rated, pre-built AC & DC breakers, Built-in APSmart RSD Transmitter. 10 year warranty | 1 | Confirmed for Lisiting | Not Listed |  | 5314.29
100 | 101 | USIN100-0166 |  | Apower | 1 | FranklinWH AC battery with Built-In Advanced Inverter | 1 | Listed | Already Listed |  | 8571.43
101 | 102 | USEC001-0050 |  | Agate | 1 | FranklinWH energy management device | 1 | Listed | Already Listed
102 | 103 |  |  | GC0008 | 1 | FranklinWH 200A Generator-backup Smart Controller with software license, works with FWH APP | 1 | Confirmed for Lisiting | Not Listed |  | 457.14
103 | 104 | USSE100-0067 |  | ACCY-SCV1-US | 1 | FranklinWH Smart Controllable Circuits module, 3 Smart Circuits, 80A@240Vac, 50A*2@120Vac, works with Franklin WH APP | 1 | Listed | Already Listed |  | 228.57
104 | 105 |  |  | ACCY-GENV1-US | 1 | FranklinWH Generator backup Smart Controller, 200A, 120/240Vac, with CTs. Works with FranklinWH App | 1 | Confirmed for Lisiting | Not Listed |  | 457.14
105 | 106 | USIN100-0017 | Fronius Primo Lite | 4210064801 | 1 | Fronius Primo 3.8-1 208-240VAC LITE (WIFI Communication not included) | 1 | Price Updated in Shopify | Already Listed
106 | 107 | USIN100-0016 | Fronius Primo Lite | 4210063801 | 1 | Fronius Primo 5.0-1 208-240VAC LITE (WIFI Communication not included) | 1 | Price Updated in Shopify | Already Listed
107 | 108 | USIN100-0015 | Fronius Primo Lite | 4210062801 | 1 | Fronius Primo 6.0-1 208-240VAC LITE (WIFI Communication not included) | 1 | Price Updated in Shopify | Already Listed
108 | 109 |  | Fronius Primo Lite | 4210061801 | 1 | Fronius Primo 7.6-1 208-240VAC LITE (WIFI Communication not included) | 1 | Confirmed for Lisiting | Not Listed
109 | 110 | USIN100-0014 | Fronius Primo Lite | 4210060801 | 1 | Fronius Primo 8.2-1 208-240VAC LITE (WIFI Communication not included) | 1 | Price Updated in Shopify | Already Listed
110 | 111 | USIN100-0013 | Fronius Primo Lite | 4210075801 | 1 | Fronius Primo 10.0-1 208-240VAC LITE (WIFI Communication not included) | 1 | Price Updated in Shopify | Already Listed
111 | 112 | USIN100-0320 | Fronius Primo Lite | 4210076801 | 1 | Fronius Primo 11.4-1 208-240VAC LITE (WIFI Communication not included) | 1 | Price Updated in Shopify | Already Listed
112 | 113 | USIN100-0167 | Fronius Primo Lite | 4210077801 | 1 | Fronius Primo 12.5-1 208-240VAC LITE (WIFI Communication not included) | 1 | Price Updated in Shopify | Already Listed
113 | 114 | USIN100-0012 | Fronius Primo Lite | 4210078801 | 1 | Fronius Primo 15.0-1 208-240VAC LITE (WIFI Communication not included) | 1 | Price Updated in Shopify | Already Listed
114 | 115 | USBE100-0023 | Fronius RAPID SHUTDOWN BOX | 4240153 | 1 | Fronius Rapid Shutdown Box-Duo | 1 | Listed | Already Listed
115 | 116 | USBE100-0024 | Fronius RAPID SHUTDOWN BOX | 4240154 | 1 | Fronius Rapid Shutdown Box-Quattro | 1 | Listed | Already Listed
116 | 117 |  | Fronius RAPID SHUTDOWN BOX | 4,240,034,Z | 1 | Fronius Datamanager 2.0 WLAN IG(PI) US) | 1 | Confirmed for Lisiting | Not Listed |  | 279.78
117 | 118 | USIN100-0011 | Fronius DATACOM Components | 4,240,038,Z | 1 | Fronius Datamanager 2.0 WLAN GalSymPrim | 1 | Listed | Already Listed |  | 279.78
118 | 119 | USIN100-0010 | Fronius DATACOM Components | 4300013529 | 1 | Fronius Smart Meter WR 100-600v-3 | 1 | Listed | Already Listed
119 | 120 | USIN100-0253 | Fronius Symo LITE version - without the Datamanager 2.0 Card. | 4210090801 | 1 | Fronius Symo Advanced 10.0-3 208-240VAC | 1 | Price Updated in Shopify | Already Listed
120 | 121 | USIN100-0169 | Fronius Symo LITE version - without the Datamanager 2.0 Card. | 4210091801 | 1 | Fronius Symo Advanced 12.0-3 208-240VAC | 1 | Listed | Already Listed
121 | 122 | USIN100-0170 | Fronius Symo LITE version - without the Datamanager 2.0 Card. | 4210052841 | 1 | Fronius Symo 15.0-3 208VAC (Not Advanced) | 1 | Price Updated in Shopify | Already Listed
122 | 123 | USIN100-0307 | Fronius Symo LITE version - without the Datamanager 2.0 Card. | 4210092801 | 1 | Fronius Symo Advanced 15.0-3 480VAC | 1 | Price Updated in Shopify | Already Listed
123 | 124 | USIN100-0147 | Fronius Symo LITE version - without the Datamanager 2.0 Card. | 4210093801 | 1 | Fronius Symo Advanced 20.0-3 480VAC | 1 | Price Updated in Shopify | Already Listed
124 | 125 | USIN100-0173 | Fronius Symo LITE version - without the Datamanager 2.0 Card. | 4210094801 | 1 | Fronius Symo Advanced 22.7-3 480VAC | 1 | Price Updated in Shopify | Already Listed
125 | 126 | USIN100-0252 | Fronius Symo LITE version - without the Datamanager 2.0 Card. | 4210095801 | 1 | Fronius Symo Advanced 24.0-3 480VAC | 1 | Price Updated in Shopify | Already Listed
126 | 127 | USIN100-0175 | Fronius Symo Accessories | 4300045998 | 1 | Fronius Symo MC4 Connectors (Symo 24K only) | 1 | Listed | Already Listed
127 | 128 | USSE100-0083 | Fronius Symo Accessories | CA2,0201,5443 | 1 | Fronius Symo Shade Cover 7035FS (Symo 10-24K) | 1 | Listed | Already Listed |  | 78.22
128 | 129 | USSE100-0084 | Fronius Symo Accessories | 4202014479 | 1 | Fronius Busbar DC+ z0122738 Symo 10-24KW & Primo 10-15KW | 1 | Listed | Already Listed
129 | 130 | USSE100-0167 | Fronius Symo Accessories | 4202014480 | 1 | Fronius Busbar DC- z0122738 Symo 10-24KW & Primo 10-15KW | 1 | Listed | Already Listed
130 | 131 | USIN100-0322 |  | XVT076A03 | 1 | Generac 7.6kW 1Ø PWRcell Inverter w/ CTs (previously APKE00014) | 1 | Listed | Already Listed |  | 2973.08
131 | 132 | USIN100-0176 |  | XVT114G03 | 1 | Generac 11.4kW 3Ø PWRcell Inverter w/ CTs (previously APKE00013) | 1 | Listed | Already Listed |  | 4233.28
132 | 133 | USSB100-0097 |  | G0080003 | 1 | Generac 3.0kWh PWRcell EX Battery Module | 1 | Listed | Already Listed |  | 1685.36
133 | 134 | USSB100-0002 |  | G0080040 | 1 | Generac 3.0 kWh DCB PWRcell Battery Module (previously 8004) | 1 | Listed | Already Listed |  | 1685.36
134 | 135 | USEC001-0081 |  | 8009 | 1 | Generac PWRmanager Energy Management Module | 1 | Listed | Already Listed
135 | 136 | USSB100-0003 |  | APKE00042 | 1 | Generac PWRcell Outdoor Rated Battery Cabinet (Foot Bracket Sold Separately) (Previously APKE00028) | 1 | Listed | Already Listed |  | 2548.85
136 | 137 | USSB100-0004 |  | APKE00043 | 1 | Generac PWRcell Battery Foot Bracket Kit | 1 | Listed | Already Listed |  | 98.47
137 | 138 | USIN100-0178 |  | 8005 | 1 | Generac 9kW DC PWRGenerator | 1 | Listed | Already Listed
138 | 139 | USEC001-0024 |  | 8006 | 1 | Generac PWRcell ATS Controller Kit | 1 | Listed | Already Listed
139 | 140 | USSE100-0086 |  | RS802 | 1 | Generac SnapRS RS802- Inline Disconnect Switch for 2017 NEC PV RSD, Generation 2. 15A Max input current. 75V PV module max | 1 | Listed | Already Listed |  | 35.97
140 | 141 | USIN100-0134 |  | APKE00008 | 1 | Generac PWRcell Upgrade Kit | 1 | Listed | Already Listed |  | 103.48
141 | 142 | USSE100-0287 |  | APKE00009 | 1 | Generac PV Link - 2500W MPPT Substring Optimizer | 1 | Listed | Already Listed |  | 136.69
142 | 143 | USSE100-0087 |  | APKE00010 | 1 | Generac 600A CT | 1 | Listed | Already Listed |  | 478.99
143 | 144 | USSE100-0088 |  | APKE00006 | 1 | Generac 264A CT Acessory Kit w/ Adapter | 1 | Listed | Already Listed |  | 209.42
144 | 145 | USSE100-0089 |  | APKE00032 | 1 | Generac DC Breaker Lockout Kit | 1 | Listed | Already Listed |  | 103.48
145 | 146 | USIN100-0130 |  | APKE00036 | 1 | Generac Demo PWRcell Energy Storage System | 2 | Listed | Already Listed |  | 41.39
146 | 147 |  |  | APKE00026 | 1 | Generac Demo PWRcell Energy Storage System | 2 |  |  |  | 586.25
147 | 148 |  |  | 8007 | 1 | Generac Sure Start 208/230v (08-16) RLA | 1 | Confirmed for Lisiting | Not Listed
148 | 149 |  |  | 8008 | 1 | Generac Sure Start 208/230v (16-32) RLA | 1 | Confirmed for Lisiting | Not Listed
149 | 150 |  |  | DISPCVR001 | 1 | Generac Powercell Inverter Display Cover | 1 | Confirmed for Lisiting | Not Listed |  | 664.18
150 | 151 |  |  | DISPCVR002 | 1 | Generac Powercell Battery Cabinet Display Cover | 1 | Confirmed for Lisiting | Not Listed |  | 1156.01
151 | 152 | USIN100-0180 |  | CXSW100A3 | 1 | Generac 100 Amp PWRcell Service Rated 120/240 1Ø NEMA 3R | 1 | Listed | Already Listed |  | 672.64
152 | 153 | USIN100-0181 |  | CXSW200A3 | 1 | Generac 200 Amp PWRcell Service Rated 120/240 1Ø NEMA 3R | 1 | Listed | Already Listed |  | 885.91
153 | 154 | USIN100-0129 |  | CXSC100A3 | 1 | Generac 100 Amp PWRcell 120/240 1Ø NEMA 3R | 1 | Listed | Already Listed |  | 496.82
154 | 155 | USSS100-0121 |  | 7000 | 1 | Generac Smart Management Module (SMM) - 50 Amps | 1 | Price Updated in Shopify | Already Listed
155 | 156 | USSS100-0114 |  | 7006 | 1 | Generac Smart Management Module (SMM) - 100 Amps | 1 | Price Updated in Shopify | Already Listed
156 | 157 | USEC001-0025 |  | PCLTE1 | 1 | Generac PWRcell LTE Cellular Accessory Kit | 1 | Listed | Already Listed
157 | 158 | USIN100-0182 | A-ES Series | GW5000A-ES | 1 | Hybrid Inverter Single Phase, 5000W 2 MPPT With AC bypass; specify if with APS or TIGO rapid shutdown transmitter | 1 | Listed | Already Listed
158 | 159 | USIN100-0183 | A-ES Series | GW6000A-ES | 1 | Hybrid Inverter Single Phase, 6000W 2 MPPT With AC bypass; specify if with APS or TIGO rapid shutdown transmitter | 1 | Listed | Already Listed
159 | 160 | USIN100-0184 | A-ES Series | GW7000A-ES | 1 | Hybrid Inverter Single Phase, 7000W 4 MPPT With AC bypass, specify if with APS or TIGO rapid shutdown transmitter | 1 | Listed | Already Listed
160 | 161 | USIN100-0185 | A-ES Series | GW7600A-ES | 1 | Hybrid Inverter Single Phase, 7600W 4 MPPT With AC bypass, specify if with APS or TIGO rapid shutdown transmitter | 1 | Listed | Already Listed
161 | 162 | USIN100-0186 | A-ES Series | GW8600A-ES | 1 | Hybrid Inverter Single Phase, 8600W 4 MPPT With AC bypass, specify if with APS or TIGO rapid shutdown transmitter | 1 | Listed | Already Listed
162 | 163 | USIN100-0187 | A-ES Series | GW9600A-ES | 1 | Hybrid Inverter Single Phase, 9600W 4 MPPT With AC bypass, specify if with APS or TIGO rapid shutdown transmitter | 1 | Listed | Already Listed
163 | 164 | USIN100-0188 | A-BP Series | GW5000A-BP | 1 | AC coupled Inverter Single-phase, 5000W | 1 | Listed | Already Listed
164 | 165 | USIN100-0189 | A-BP Series | GW6000A-BP | 1 | AC coupled Inverter Single-phase, 6000W | 1 | Listed | Already Listed
165 | 166 | USIN100-0190 | A-BP Series | GW7000A-BP | 1 | AC coupled Inverter Single-phase, 7000W | 1 | Listed | Already Listed
166 | 167 | USIN100-0191 | A-BP Series | GW7600A-BP | 1 | AC coupled Inverter Single-phase, 7600W | 1 | Listed | Already Listed
167 | 168 | USIN100-0192 | A-BP Series | GW8600A-BP | 1 | AC coupled Inverter Single-phase, 8600W | 1 | Listed | Already Listed
168 | 169 | USIN100-0193 | A-BP Series | GW9600A-BP | 1 | AC coupled Inverter Single-phase, 9600W | 1 | Listed | Already Listed
169 | 170 | USIN100-0194 | Optional Items for A-ES & A-BP | GW9600A-TX | 1 | Auto-Transformer for back-up function with 120V output 9600W | 1 | Listed | Already Listed
170 | 171 |  | Optional Items for A-ES & A-BP | 4G Dongle | 1 | Goodwe Goodwe 4G Celluar Communication Dongle | 1 | Confirmed for Lisiting | Not Listed
171 | 172 | USMS100-0074 |  | 156-02225 | 1 | Cable Tie & Edge Clip, 8.0" Long, EC5B, 1–3 mm Panel, 50lb, PA66HIRHSUV/PA66HIRHSUVR5, Bk, 25/pkg | 1 | Listed | Already Listed
172 | 173 |  |  | 156-02229 | 1 | Cable Tie & Edge Clip, 8.0" Long, EC4B, 1–3 mm Panel, 50lb, PA66HIRHSUV/PA66HIRHSUVR5, Bk, 25/pkg | 1 | Confirmed for Lisiting | Not Listed | USMS100-0440
173 | 174 | USSE100-0092 |  | 156-02227 | 1 | Cable Tie & Edge Clip, 8.0" Long, EC5A, 1–3 mm Panel, 50lb, PA66HIRHSUV/PA66HIRHSUVR5, Bk, 25/pkg | 1 | Listed | Already Listed
174 | 175 | USWC001-0065 |  | 111-00931 | 1 | High-Temp Cable Tie, 8" Long, UL Rated, 50lb Tensile Strength, PA66HIRHSUV, Black, 25/pkg | 1 | Listed | Already Listed
175 | 176 | USSE100-0094 |  | T120R0HIRH5 | 1 | Heavy Duty Cable Tie, 15.2" Long, UL Rated, 120lb Tensile Strength, PA66HIRHSUV, Black, 25/pkg | 1 | Listed | Already Listed
176 | 177 | USWC001-0066 |  | 111-01752 | 1 | Heavy Duty Cable Tie, 21" Long, UL Rated, 175lb Tensile Strength, PA12, Black, 25/bag | 1 | Listed | Already Listed
177 | 178 | USMS100-0579 |  | 151-00982 | 1 | Heavy Duty Metal Edge Clip, 1–3mm Panel Thickness, 5–7.6mm Cable Range, SS304, 100/bag | 1 | Listed | Already Listed
178 | 179 | USMS100-0154 |  | 151-01699 | 1 | Low Profile Metal Edge Clip, 1.5–2.0mm Panel Thickness, 4.1–7mm Cable Range, SS304, 100/bag | 1 | Listed | Already Listed
179 | 180 | USMS100-0580 |  | 151-02189 | 1 | Low Profile 90° Metal Edge Clip, 1.5–2.0mm Panel Thickness, 6–6.2mm Cable Range, SS304, 100/bag | 1 | Listed | Already Listed
180 | 181 |  |  | HG-MC100-200M2 | 1 | Base/BMS | 1 | Confirmed for Lisiting | Not Listed |  | 1416
181 | 182 |  |  | HG-FS48100-15OSJ1 | 1 | 4.8 kWh Module | 1 | Confirmed for Lisiting | Not Listed |  | 2422.86
182 | 183 | USSB100-0006 | Complete Systems | HG- 2-Stack | 1 | 2 Stack: 9.6 kWh/9.6kW LiFePO4 Battery System | 1 | Listed | Already Listed |  | 6261.71
183 | 184 | USSB100-0007 | Complete Systems | HG- 3-Stack | 1 | 3 Stack: 14.4kWh/14.4kW LiFePO4 Battery System | 1 | Listed | Already Listed |  | 8684.57
184 | 185 | USSS100-0056 | Complete Systems | HG- 4-Stack | 1 | 4 Stack: 19.2kWh/15kW LiFePO4 Battery System | 1 | Listed | Already Listed |  | 11107.43
185 | 186 |  | Complete Systems | HG- 5-Stack | 1 | 5 Stack: 24kWh/15kW LiFePO4 Battery System | 1 | Confirmed for Lisiting | Not Listed |  | 13530.29
186 | 187 | USSB100-0008 | Complete Systems | HG- 6-Stack | 1 | 6 Stack: 28.8 kWh/15kW LiFePO4 Battery System | 1 | Listed | Already Listed |  | 15953.14
187 | 188 | USSB100-0101 | Complete Systems | HG- 7-Stack | 1 | 7 Stack: 33.6 kWh/15kW LiFePO4 Battery System | 1 | Listed | Already Listed |  | 18376
188 | 189 |  | Complete Systems | HG- 8-Stack | 1 | 8 Stack 38.4kWh/15kW LiFePO4 Battery System | 1 | Confirmed for Lisiting | Not Listed |  | 20798.86
189 | 190 | USSB100-0102 | Additional Base/Modules | HG-MC100-200M2-P | 1 | HomeGrid Stainless BMS and Base | 1 | Price Updated in Shopify | Already Listed |  | 1458.29
190 | 191 | USSB100-0103 | Additional Base/Modules | HG-FS48100-15OSJ1-H | 1 | HomeGrid Heated Module | 1 | Price Updated in Shopify | Already Listed |  | 2549.71
191 | 192 |  | Additional Base/Modules | HG-FS48100-15OSJ1-H/P | 1 | HomeGrid Stainless + Heated Module | 1 | Confirmed for Lisiting | Not Listed |  | 2592
192 | 193 | USSB100-0010 | Additional Base/Modules | C1-LFP05120-1A01 | 1 | HomeGrid 5.12 kWh Compact | 1 | Listed | Already Listed |  | 2828.57
193 | 194 | USIN100-0198 | Cabinet | HG-FS48100-INT-A1 | 1 | HomeGrid Integrated Series Cabinet | 1 | Listed | Already Listed |  | 1269.71
194 | 195 | USIN100-0199 | Cabinet | HG-FS48100-PB-A1 | 1 | HomeGrid HG Cube | 1 | Listed | Already Listed |  | 15294.86
195 | 196 |  | Accessories | Sol-Ark 15K Busbar Pair | 1 | HomeGrid Sol-Ark 15K Busbar (Pair) | 1 | Confirmed for Lisiting | Not Listed |  | 45.71
196 | 197 | USMS100-0068 |  | XR-10-168A | 1 | IronRidge XR10, 168" (14 Foot) Clear Rail | 1 | Listed | Already Listed |  | 33.59
197 | 198 | USMS100-0069 |  | XR-10-168B | 1 | IronRidge XR10, 168" (14 Foot) Black Rail | 1 | Listed | Already Listed |  | 37.15
198 | 199 | USMS100-0070 |  | XR-10-204A | 1 | IronRidge XR10, Rail 204" (17 Feet) Clear | 1 | Listed | Already Listed |  | 40.74
199 | 200 | USMS100-0071 |  | XR-10-204B | 1 | IronRidge XR10, Rail 204" (17 Feet) Black | 1 | Listed | Already Listed |  | 45.08
200 | 201 | USMS100-0072 |  | XR-100-168A | 1 | IronRidge XR100, Rail 168" (14 Feet) Clear | 1 | Listed | Already Listed |  | 46.99
201 | 202 | USMS100-0075 |  | XR-100-168B | 1 | IronRidge XR100, Rail 168" (14 Feet) Black | 1 | Listed | Already Listed |  | 50.78
202 | 203 | USMS100-0076 |  | XR-100-204A | 1 | IronRidge XR100 , 204" (17 Foot) Clear Rail | 1 | Listed | Already Listed |  | 57.05
203 | 204 | USMS100-0077 |  | XR-100-204B | 1 | IronRidge XR100 , 204" (17 Foot) Black Rail | 1 | Listed | Already Listed |  | 61.7
204 | 205 | USMS100-0078 |  | XR-1000-168A | 1 | IronRidge XR1000 , 168" (14 Foot) Clear Rail | 1 | Listed | Already Listed |  | 74.14
205 | 206 | USMS100-0079 |  | XR-1000-204A | 1 | IronRidge XR1000 , 204" (17 Foot) Clear Rail | 1 | Listed | Already Listed |  | 89.86
206 | 207 | USMS100-0080 |  | XR-1000-SPLC-M1 | 1 | IronRidge XR1000 Bonded Splice (Incl. Self-tapping Screws) (discontinued)) | 1 | Product Discontinued as per TPS Catalogue | Already Listed |  | 5.26
207 | 208 | USMS100-0081 |  | XR10-BOSS-01-M1 | 1 | IronRidge Bonded Splice, XR10 | 1 | Listed | Already Listed |  | 5.4
208 | 209 | USMS100-0082 |  | XR100-BOSS-01-M1 | 1 | IronRidge Bonded Splice, XR100 | 1 | Listed | Already Listed |  | 6.19
209 | 210 | USMS100-0083 |  | XR-10-CAP | 1 | IronRidge XR10 End Cap (10 sets) | 1 | Listed | Already Listed |  | 10.69
210 | 211 | USMS100-0084 |  | XR-100-CAP | 1 | IronRidge XR 100 End Cap (10 sets) | 1 | Listed | Already Listed |  | 10.69
211 | 212 | USMS100-0085 |  | XR-1000-CAP | 1 | IronRidge XR1000 End Cap (10 sets) | 1 | Listed | Already Listed |  | 11.46
212 | 213 | USMS100-0086 |  | CAMO-01-M1 | 1 | IronRidge Hidden End Cam (universal clamp) | 1 | Listed | Already Listed |  | 5.26
213 | 214 | USMS100-0087 |  | UFO-CL-01-A1 | 1 | IronRidge Universal Module Clamp, Clear | 1 | Listed | Already Listed |  | 2.61
214 | 215 | USMS100-0088 |  | UFO-CL-01-B1 | 1 | IronRidge Universal Module Clamp, Black | 1 | Listed | Already Listed |  | 2.83
215 | 216 | USMS100-0089 |  | UFO-STP-30MM-M1 | 1 | IronRidge Stopper Sleeve, 30MM, Mill | 1 | Listed | Already Listed |  | 0.46
216 | 217 | USMS100-0090 |  | UFO-STP-30MM-B1 | 1 | IronRidge Stopper Sleeve, 30MM, Black | 1 | Listed | Already Listed |  | 0.48
217 | 218 | USMS100-0091 |  | UFO-STP-32MM-M1 | 1 | IronRidge Stopper Sleeve, 32MM, Mill | 1 | Listed | Already Listed |  | 0.46
218 | 219 | USMS100-0092 |  | UFO-STP-32MM-B1 | 1 | IronRidge Stopper Sleeve, 32MM, Black | 1 | Listed | Already Listed |  | 0.48
219 | 220 | USMS100-0096 |  | UFO-STP-33MM-M1 | 1 | IronRidge Stopper Sleeve, 33MM, Mill | 1 | Listed | Already Listed |  | 0.46
220 | 221 | USMS100-0097 |  | UFO-STP-33MM-B1 | 1 | IronRidge Stopper Sleeve, 33MM, Black | 1 | Listed | Already Listed |  | 0.49
221 | 222 | USMS100-0098 |  | UFO-STP-35MM-M1 | 1 | IronRidge Stopper Sleeve, 35MM, Mill | 1 | Listed | Already Listed |  | 0.46
222 | 223 | USMS100-0099 |  | UFO-STP-35MM-B1 | 1 | IronRidge Stopper Sleeve, 35MM, Black | 1 | Listed | Already Listed |  | 0.48
223 | 224 | USMS100-0100 |  | UFO-STP-38MM-M1 | 1 | IronRidge Stopper Sleeve, 38MM, Mill | 1 | Listed | Already Listed |  | 0.46
224 | 225 | USMS100-0101 |  | UFO-STP-38MM-B1 | 1 | IronRidge Stopper Sleeve, 38MM, Black | 1 | Listed | Already Listed |  | 0.49
225 | 226 | USMS100-0102 |  | UFO-STP-40MM-M1 | 1 | IronRidge Stopper Sleeve, 40MM, Mill | 1 | Listed | Already Listed |  | 0.46
226 | 227 | USMS100-0103 |  | UFO-STP-40MM-B1 | 1 | IronRidge Stopper Sleeve, 40MM, Black | 1 | Listed | Already Listed |  | 0.48
227 | 228 | USMS100-0104 |  | UFO-STP-42MM-M1 | 1 | IronRidge Stopper Sleeve, 42MM, Mill (discontinued) | 1 | Product Discontinued as per TPS Catalogue | Already Listed
228 | 229 | USMS100-0105 |  | UFO-STP-42MM-B1 | 1 | IronRidge Stopper Sleeve, 42MM, Black (discontinued) | 1 | Product Discontinued as per TPS Catalogue | Already Listed
229 | 230 | USMS100-0106 |  | UFO-STP-46MM-M1 | 1 | IronRidge Stopper Sleeve, 46MM, Mill | 1 | Listed | Already Listed |  | 0.48
230 | 231 | USMS100-0107 |  | UFO-STP-46MM-B1 | 1 | IronRidge Stopper Sleeve, 46MM, Black | 1 | Listed | Already Listed |  | 0.53
231 | 232 | USMS100-0108 |  | LFT-03-M1 | 1 | IronRidge Slotted L-Foot, Mill | 1 | Listed | Already Listed |  | 2.05
232 | 233 | USMS100-0680 |  | LFT-03-B1 | 1 | IronRidge Slotted L-Foot, Black | 1 | Listed | Already Listed |  | 2.28
233 | 234 | USMS100-0110 |  | FV-01-M1 | 1 | IronRidge FlashVue, Mill | 1 | Listed | Already Listed |  | 8.09
234 | 235 | USMS100-0111 |  | FV-01-B1 | 1 | IronRidge FlashVue, Black | 1 | Listed | Already Listed |  | 8.68
235 | 236 | USMS100-0664 |  | FV-GCP-01-B1 | 1 | Ironridge GripCap Plus for FlashVue, Black | 1 | Listed | Already Listed |  | 3.59
236 | 237 | USMS100-0113 |  | FF2-01-M2 | 1 | IronRidge FlashFoot2, Mill (Box of 20) (now has new part number) | 1 | Listed | Already Listed |  | 12.36
237 | 238 | USMS100-0114 |  | FF2-01-B2 | 1 | IronRidge FlashFoot2, Black (now has a new part number) | 1 | Listed | Already Listed |  | 13
238 | 239 | USMS100-0116 |  | FF2-02-M2 | 1 | Ironridge Flashfoot2, Mill | 1 | Listed | Already Listed |  | 11.56
239 | 240 | USMS100-0117 |  | FF2-02-B2 | 1 | Ironridge Flashfoot2, Black | 1 | Listed | Already Listed |  | 13
240 | 241 | USMS100-0115 |  | ATH-01-M1 | 1 | IronRidge All Tile Hook (Incl. 2 Lags) | 1 | Listed | Already Listed |  | 8.69
241 | 242 | USMS100-0118 |  | QM-THDF-01-M1 | 1 | IronRidge Tile Hook Deck Flashing, Mill | 1 | Listed | Already Listed |  | 2.4
242 | 243 | USSP100-0119 |  | BHW-SQ-02-A1 | 1 | IronRidge Square-Bolt Bonding Hardware | 1 | Listed | Already Listed |  | 1.51
243 | 244 | USMS100-0047 |  | BHW-TB-02-A1 | 1 | IronRidge T-Bolt Bonding Hardware | 1 | Listed | Already Listed |  | 1.75
244 | 245 | USMS100-0051 |  | BHW-MI-01-A1 | 1 | IronRidge Microinverter Bonding Hardware, T-Bolt | 1 | Listed | Already Listed |  | 1.15
245 | 246 | USMS100-0119 |  | XR-LUG-03-A1 | 1 | IronRidge Grounding Lug, Low Profile | 1 | Listed | Already Listed |  | 5.11
246 | 247 | USMS100-0120 |  | FM-CM-001-B | 1 | IronRidge Kit, 4pcs, Conduit Mount, Black | 1 | Listed | Already Listed |  | 56.65
247 | 248 | USMS100-0048 |  | FMLS-BHW | 1 | IronRidge Kit, 4pcs, Frameless Module Clamp Bonding Hardware, T-Bolt | 1 | Listed | Already Listed |  | 3.65
248 | 249 | USMS100-0049 |  | FMLS-EC-001-B | 1 | IronRidge Frameless Module End Clamp, Black | 1 | Listed | Already Listed |  | 9.61
249 | 250 | USMS100-0050 |  | FMLS-MC-001-B | 1 | IronRidge Frameless Module Mid Clamp, Black | 1 | Listed | Already Listed |  | 10.71
250 | 251 | USMS100-0038 |  | FRA-BASE-01-M1 | 1 | IronRidge Flat Roof Attachment, Mill | 1 | Listed | Already Listed |  | 32.14
251 | 252 | USMS100-0044 |  | FRA-M60K-CA-W1 | 1 | IronRidge Flat Roof Attachment, Membrane, 60 mil, KEE, Carlisle, White | 1 | Listed | Already Listed |  | 13.9
252 | 253 | USMS100-0040 |  | FRA-M60P-GF-W1 | 1 | IronRidge Flat Roof Attachment, Membrane, 60 mil, PVC, GAF, White | 1 | Listed | Already Listed |  | 13.9
253 | 254 | USMS100-0121 |  | FRA-M60P-MH-W1 | 1 | IronRidge Flat Roof Attachment, Membrane, 60 mil, PVC, Mule Hide, White | 1 | Listed | Already Listed |  | 13.9
254 | 255 | USMS100-0045 |  | FRA-M60P-SN-W1 | 1 | IronRidge Flat Roof Attachment, Membrane, 60 mil, PVC, Sarnafil, White | 1 | Listed | Already Listed |  | 13.9
255 | 256 | USMS100-0043 |  | FRA-M60T-CA-W1 | 1 | IronRidge Flat Roof Attachment, Membrane, 60 mil, TPO, Carlisle, White | 1 | Listed | Already Listed |  | 12.16
256 | 257 | USMS100-0122 |  | FRA-M60T-FS-W1 | 1 | IronRidge Flat Roof Attachment, Membrane, 60 mil, TPO, Firestone, White | 1 | Listed | Already Listed |  | 12.16
257 | 258 | USMS100-0039 |  | FRA-M60T-GF-W1 | 1 | IronRidge Flat Roof Attachment, Membrane, 60 mil, TPO, GAF, White | 1 | Listed | Already Listed |  | 12.16
258 | 259 | USMS100-0041 |  | FRA-M60T-JM-W1 | 1 | IronRidge Flat Roof Attachment, Membrane, 60 mil, TPO, Johns Manville, White | 1 | Listed | Already Listed |  | 12.16
259 | 260 | USMS100-0042 |  | FRA-M60T-MH-W1 | 1 | IronRidge Flat Roof Attachment, Membrane, 60 mil, TPO, Mule Hide, White | 1 | Listed | Already Listed |  | 12.16
260 | 261 | USMS100-0123 |  | KOB-1L01-B1 | 1 | IronRidge Tile Replacement Base (Incl. 1 L-Foot (Black), 1 Lag and Hardware) (now has new | 1 | Listed | Already Listed |  | 12.68
261 | 262 | USMS100-0124 |  | KOB-1L02-B1 | 1 | IronRidge Tile Replacement Base (Incl. 1 L-Foot (Black), 1 Lag and Hardware | 1 | Listed | Already Listed |  | 11.85
262 | 263 | USMS100-0125 |  | KOF-F01-T1 | 1 | IronRidge Tile Replacement Flashing Flat, Tan | 1 | Listed | Already Listed |  | 11.85
263 | 264 | USMS100-0126 |  | KOF-S01-T1 | 1 | IronRidge Tile Replacement Flashing S, Tan | 1 | Listed | Already Listed |  | 11.94
264 | 265 | USMS100-0129 |  | KOF-W01-T1 | 1 | IronRidge Tile Replacement Flashing W, Tan | 1 | Listed | Already Listed |  | 11.94
265 | 266 | USMS100-0130 |  | TM-FTL-010 | 1 | IronRidge 10" Fixed Tilt Leg, Mill | 1 | Listed | Already Listed |  | 24.88
266 | 267 | USMS100-0131 |  | TM-FTL-015 | 1 | IronRidge 15" Fixed Tilt Leg, Mill | 1 | Listed | Already Listed |  | 26.39
267 | 268 | USMS100-0132 |  | TM-FTL-020 | 1 | IronRidge 20" Fixed Tilt Leg, Mill | 1 | Listed | Already Listed |  | 28.24
268 | 269 | USMS100-0133 |  | TM-FTL-025 | 1 | IronRidge 25" Fixed Tilt Leg, Mill | 1 | Listed | Already Listed |  | 29.74
269 | 270 | USMS100-0134 |  | TM-FTL-030 | 1 | IronRidge 30" Fixed Tilt Leg, Mill | 1 | Listed | Already Listed | USMS100-0134 | 31.25
270 | 271 | USMS100-0135 |  | 29-4000-077 | 1 | IronRidge Wire Clip (Polybag 20pcs) | 1 | Listed | Already Listed |  | 9.99
271 | 272 | USMS100-0136 |  | GM-BRC-002 | 1 | IronRidge Ground Mount Bonded Rail Connector - 2" | 1 | Listed | Already Listed |  | 13.25
272 | 273 | USMS100-0053 |  | GM-BRC-003 | 1 | IronRidge Ground Mount Bonded Rail Connector - 3" | 1 | Listed | Already Listed |  | 13.25
273 | 274 | USMS100-0054 |  | GM-HSHW-01-M1 | 1 | IronRidge Hex Head Set Screw for Ground Screws | 1 | Listed | Already Listed |  | 1.79
274 | 275 | USMS100-0055 |  | 70-0200-CBR | 1 | IronRidge SGA 2” (7.5’) Brace Assembly (Box 1 of 2) SGA 2" (7.5') Brace Assembly (Box 2 of 2) (DISCONTINUED) | 1 | Product Discontinued as per TPS Catalogue | Already Listed |  | 139.45
275 | 276 | USMS100-0056 |  | 70-0205-CBR | 1 | IronRidge SSGA 2” (9’) Brace Assembly, 5-Panel (Box 1 of 2) SGA 2" (9') Brace Assembly, 5-Panel (Box 2 of 2) (DISCONTINUED) | 1 | Product Discontinued as per TPS Catalogue | Already Listed |  | 176.15
276 | 277 | USMS100-0052 |  | 70-0200-SGA | 1 | IronRidge SGA Top Cap at 2” | 1 | Listed | Already Listed |  | 36.84
277 | 278 | USMS100-0137 |  | 70-0300-SGA | 1 | IronRidge SGA Top Cap at 3” | 1 | Price Updated in Shopify | Already Listed |  | 47.89
278 | 279 | USMS100-0057 |  | 70-0300-CBR | 1 | IronRidge SGA 3” (7.5’) Brace Assembly (Box 1 of 2) SGA 3" (7.5') Brace Assembly (Box 2 of 2) (DISCONTINUED) | 1 | Product Discontinued as per TPS Catalogue | Already Listed |  | 161.48
279 | 280 | USMS100-0058 |  | 70-0305-CBR | 1 | IronRidge SGA 3” (9’) Brace Assembly, 5-Panel (Box 1 of 2) SGA 3" (9') Brace Assembly, 5-Panel (Box 2 of 2) (DISCONTINUED) | 1 | Product Discontinued as per TPS Catalogue | Already Listed |  | 209.18
280 | 281 | USMS100-0138 |  | GM-DB2-SLV01-M1 | 1 | IronRidge GM 2" Sleeve, Diagonal Brace | 1 | Listed | Already Listed |  | 20.43
281 | 282 | USMS100-0139 |  | GM-DB2-TB01-M1 | 1 | IronRidge GM Diagonal Brace, 2" Square Tube, 88.5" LG (For 2" Pipe) | 1 | Listed | Already Listed |  | 79.55
282 | 283 | USMS100-0140 |  | GM-DB2-TB02-M1 | 1 | IronRidge GM Diagonal Brace, 2" Square Tube, 106.5" LG (For 2" Pipe) | 1 | Listed | Already Listed |  | 114.16
283 | 284 | USMS100-0141 |  | GM-DB3-SLV01-M1 | 1 | IronRidge GM 3" Sleeve, Diagonal Brace | 1 | Listed | Already Listed |  | 23.11
284 | 285 | USMS100-0142 |  | GM-DB3-TB01-M1 | 1 | IronRidge GM Diagonal Brace, 2.5" Square Tube, 87.0" LG (For 3" Pipe) | 1 | Listed | Already Listed |  | 95.09
285 | 286 | USMS100-0143 |  | GM-DB3-TB02-M1 | 1 | IronRidge GM Diagonal Brace, 2.5" Square Tube, 105.0" LG (For 3" Pipe) | 1 | Listed | Already Listed |  | 139.68
286 | 287 | USMS100-0408 |  | GM-DB-HW01-M1 | 1 | IronRidge GM Diagonal Brace Hardware (For 2" & 3" Pipe) | 1 | Price Updated in Shopify | Already Listed | USSE100-0286 | 9.68
287 | 288 | USMS100-0157 |  | QM-LF-M1 | 1 | IronRidge QM-LF-M1 (L-Foot Open Slotted, Mill) | 1 | Listed | Already Listed |  | 2.03
288 | 289 | USMS100-0670 |  | QM-TLF5-M1 | 1 | IronRidge L-Foot, Fixed Tilt, 5 Degree, Mill | 1 | Price Updated in Shopify | Already Listed |  | 2.31
289 | 290 | USSS100-0035 |  | QM-TLF10-M1 | 1 | IronRidge L-Foot, Fixed Tilt, 10 Degree, Mill | 1 | Listed | Already Listed |  | 2.31
290 | 291 | USMS100-0159 |  | QM-LM-01-M1 | 1 | IronRidge L-Mount, 9” x 12”, Mill | 1 | Listed | Already Listed |  | 6.76
291 | 292 | USMS100-0160 |  | QM-LM-01-B1 | 1 | IronRidge L-Mount, 9”x 12”, Black | 1 | Listed | Already Listed |  | 7.56
292 | 293 | USMS100-0161 |  | QM-LMST-01-B1 | 1 | IronRidge L-Mount, Structural Screw, 9”x12”, Black | 1 | Listed | Already Listed |  | 7.56
293 | 294 | USMS100-0162 |  | QM-LYNX-SS-M1 | 1 | IronRidge Lynx Standing Seam Metal Clamp (incl. h/w) | 1 | Listed | Already Listed |  | 5.38
294 | 295 | USMS100-0163 |  | QM-QBB-01-M1 | 1 | IronRidge Quickmount QBase Base (incl.base to post h/w), Mill | 1 | Listed | Already Listed |  | 9.79
295 | 296 | USSSP110-1001 |  | QM-QBP-3.25-M1 | 1 | IronRidge QBase 3.25" Post (incl. post to rack h/w), Mill | 1 | Listed | Already Listed |  | 3.51
296 | 297 | USMS100-0709 |  | QM-QBP-4.5-M1 | 1 | IronRidge QBase 4.5" Post (incl. post to rack h/w), Mill | 1 | Price Updated in Shopify | Already Listed |  | 4
297 | 298 | USSS100-0136 |  | QM-QBP-6.5-M1 | 1 | IronRidge QBase 6.5" Post (incl. post to rack h/w), Mill | 1 | Price Updated in Shopify | Already Listed |  | 4.75
298 | 299 | USMS100-0663 |  | QM-QBP-8.5-M1 | 1 | IronRidge QBase 8.5" Post (incl. post to rack h/w), Mill | 1 | Listed | Already Listed |  | 6.28
299 | 300 | USMS100-0662 |  | QM-QBP-11.5-M1 | 1 | IronRidge QBase 11.5" Post (incl. post to rack h/w), Mill | 1 | Listed | Already Listed |  | 6.54
300 | 301 | USMS100-0710 |  | QM-QBP-12.5-M1 | 1 | IronRidge QBase 12.5" Post (incl. post to rack h/w), Mill | 1 | Price Updated in Shopify | Already Listed |  | 6.78
301 | 302 | USMS100-0186 |  | QM-QBP-14.5-M1 | 1 | IronRidge QBase 14.5" Post (incl. post to rack h/w), Mill | 1 | Listed | Already Listed | USMS100-0186 | 7.54
302 | 303 | USMS100-0171 |  | QM-QBP-17.5-M1 | 1 | IronRidge QBase 17.5" Post (incl. post to rack h/w), Mill | 1 | Listed | Already Listed |  | 10.56
303 | 304 | USMS100-0172 |  | 51-6004-500L | 1 | IronRidge 51-6004-500L (Flush Mount Standoff 4" Standoff,Mill) | 1 | Listed | Already Listed |  | 9.6
304 | 305 | USMS100-0173 |  | CTR-CAP-01-B1 | 1 | IronRidge CTR-CAP-01-B1 (Ironridge Contour End Caps (L-R Pair) ) | 1 | Listed | Already Listed |  | 3.09
305 | 306 | USMS100-0174 |  | CTR-CL-01-B1 | 1 | IronRidge CTR-CL-01-B1 (Ironridge Contour Clamp (incl. Torx bit) ) | 1 | Listed | Already Listed |  | 5.96
306 | 307 | USMS100-0175 |  | CTR-IN-01-B1 | 1 | IronRidge CTR-IN-01-B1 (Ironridge Contour Corner Cap, Inner ) | 1 | Listed | Already Listed |  | 28.65
307 | 308 | USMS100-0176 |  | CTR-OUT-01-B1 | 1 | IronRidge CTR-OUT-01-B1 (Ironridge Contour Corner Cap, Outer ) | 1 | Listed | Already Listed |  | 28.65
308 | 309 | USMS100-0177 |  | CTR-SPLC-01-M1 | 1 | IronRidge CTR-SPLC-01-M1 (Ironridge Contour Splice ) | 1 | Listed | Already Listed |  | 1.91
309 | 310 | USMS100-0178 |  | CTR-TR84-01-B1 | 1 | IronRidge CTR-TR84-01-B1 (Ironridge Contour Trim, 84"LG) | 1 | Listed | Already Listed |  | 31.23
310 | 311 | USMS100-0059 | IronRidge (BX Series) | BX-5D-P1 | 1 | IronRidge BX Chassis 5 deg | 1 | Listed | Already Listed |  | 44.93
311 | 312 | USMS100-0060 | IronRidge (BX Series) | BX-10D-P1 | 1 | IronRidge BX Chassis 10 deg | 1 | Listed | Already Listed |  | 44.93
312 | 313 | USSE100-0090 | IronRidge (BX Series) | BX-TCL-30MM-M1 | 1 | IronRidge BX Top Clamp, 30mm, Mill | 1 | Listed | Already Listed |  | 1.19
313 | 314 | USSE100-0100 | IronRidge (BX Series) | BX-TCL-32MM-M1 | 1 | IronRidge BX Top Clamp, 32mm, Mill | 1 | Listed | Already Listed |  | 1.19
314 | 315 | USMS100-0062 | IronRidge (BX Series) | BX-TCL-33MM-M1 | 1 | IronRidge BX Top Clamp, 33mm, Mill | 1 | Listed | Already Listed |  | 1.19
315 | 316 | USMS100-0063 | IronRidge (BX Series) | BX-TCL-35MM-M1 | 1 | IronRidge BX Top Clamp, 35mm, Mill | 1 | Listed | Already Listed |  | 1.19
316 | 317 | USMS100-0064 | IronRidge (BX Series) | BX-TCL-38MM-M1 | 1 | IronRidge BX Top Clamp, 38mm, Mill | 1 | Listed | Already Listed |  | 1.19
317 | 318 | USMS100-0179 | IronRidge (BX Series) | BX-TCL-40MM-M1 | 1 | IronRidge BX Top Clamp, 40mm, Mill | 1 | Listed | Already Listed |  | 1.19
318 | 319 | USMS100-0065 | IronRidge (BX Series) | BX-TCL-46MM-M1 | 1 | IronRidge BX Top Clamp, 46mm, Mill | 1 | Listed | Already Listed |  | 1.19
319 | 320 | USMS100-0066 | IronRidge (BX Series) | BX-BCL-M1 | 1 | IronRidge BX Bottom clamp w/ hardware | 1 | Listed | Already Listed |  | 1.48
320 | 321 | USMS100-0067 | IronRidge (BX Series) | BX-MB8-M1 | 1 | IronRidge 8" module bonding jumper | 1 | Listed | Already Listed |  | 3.7
321 | 322 | USMS100-0073 | IronRidge (BX Series) | BX-RB38-M1 | 1 | IronRidge 38" row bonding jumper | 1 | Listed | Already Listed |  | 8.5
322 | 323 | USEC001-0026 | IronRidge (BX Series) | PV-LUG-01-A1 | 1 | IronRidge PV grounding lug | 1 | Listed | Already Listed |  | 5.19
323 | 324 | USMS100-0093 | IronRidge (BX Series) | BX-CMA-SI-M1 | 1 | IronRidge BX inverter mounting assembly (incl. rail and mounting h/w) | 1 | Listed | Already Listed |  | 85.2
324 | 325 | USMS100-0094 | IronRidge (BX Series) | BX-CMA-MI-M1 | 1 | IronRidge BX MLPE mounting assembly | 1 | Listed | Already Listed |  | 1.3
325 | 326 | USMS100-0095 | IronRidge (BX Series) | BX-MA-FRA-M1 | 1 | IronRidge BX flat roof mounting hardware (incl. L feet) | 1 | Listed | Already Listed |  | 10.86
326 | 327 | USEC001-0027 | IronRidge (BX Series) | BX-CT-EC-P1 | 1 | IronRidge Cable tie and edge clip, UV rated, black | 1 | Listed | Already Listed |  | 0.74
327 | 328 | USMS100-0180 | IronRidge (BX Series) | BX-CT-UV-P1 | 1 | IronRidge Cable tie, UV rated, black | 1 | Listed | Already Listed |  | 0.15
328 | 329 | USMS100-0037 | IronRidge (QRail Series) | QMR-RL14-A-60 | 1 | IronRidge QRail Light, 14 ft., Mill | 1 | Listed | Already Listed |  | 28.24
329 | 330 | USMS100-0127 | IronRidge (QRail Series) | QMR-RL14-B-60 | 1 | IronRidge QRail Light, 14 ft., Black | 1 | Listed | Already Listed |  | 36.74
330 | 331 | USMS100-0128 | IronRidge (QRail Series) | QMR-RS14-A-60 | 1 | IronRidge QRail Standard, 14 ft., Mill | 1 | Listed | Already Listed |  | 35.66
331 | 332 | USMS100-0144 | IronRidge (QRail Series) | QMR-RS14-B-60 | 1 | IronRidge QRail Standard, 14 ft., Black | 1 | Listed | Already Listed |  | 49.68
332 | 333 | USMS100-0145 | IronRidge (QRail Series) | QMR-QS14-B-24 | 1 | IronRidge QSkirt 14ft | 1 | Listed | Already Listed |  | 69.8
333 | 334 | USMS100-0146 | IronRidge (QRail Series) | QMR-QSS-A-12 | 1 | IronRidge QSkirt Splice | 1 | Listed | Already Listed |  | 2.18
334 | 335 | USMS100-0147 | IronRidge (QRail Series) | QMR-QSE-B-12 | 1 | IronRidge QSkirt End Cap Pairs | 1 | Listed | Already Listed |  | 15.84
335 | 336 | USMS100-0148 | IronRidge (QRail Series) | QMR-ISL-A-15 | 1 | IronRidge QSplice Internal, Light, Mill | 1 | Listed | Already Listed |  | 5.03
336 | 337 | USMS100-0409 | IronRidge (QRail Series) | QMR-ISS-A-15 | 1 | IronRidge QSplice Internal, Standard, Mill | 1 | Listed | Already Listed |  | 5.76
337 | 338 | USMS100-0149 | IronRidge (QRail Series) | QMR-CPL-B-50 | 1 | IronRidge End Cap Light, Black [5 bags of 10] | 1 | Listed | Already Listed |  | 1.09
338 | 339 | USMS100-0150 | IronRidge (QRail Series) | QMR-CPS-B-50 | 1 | IronRidge End Cap Standard, Black [5 bags of 10] | 1 | Listed | Already Listed |  | 1.24
339 | 340 | USMS100-0181 | IronRidge (QRail Series) | QMR-UMC3045BP1.2 A 20 | 1 | IronRidge Universal Mid Clamp, 30-45mm, w/ Bonding, Mill | 1 | Listed | Already Listed |  | 2.51
340 | 341 | USMS100-0151 | IronRidge (QRail Series) | QMR-UMC3045-B-20 | 1 | IronRidge Universal Mid Clamp, 30-45mm, w/ Bonding, Black | 1 | Listed | Already Listed |  | 2.64
341 | 342 | USMS100-0687 | IronRidge (QRail Series) | QMR-UEC3045-A-20 | 1 | IronRidge Universal End Clamp, 30-45mm, Mill | 1 | Listed | Already Listed |  | 2.54
342 | 343 | USMS100-0153 | IronRidge (QRail Series) | QMR-UEC3045-B-20 | 1 | IronRidge Universal End Clamp, 30-45mm, Black | 1 | Listed | Already Listed |  | 2.68
343 | 344 | USMS100-0658 | IronRidge (QRail Series) | QMR-HEC-A-20 | 1 | IronRidge Hidden End Clamp, Mill | 1 | Listed | Already Listed | USMS100-0214 | 3.59
344 | 345 | USMS100-0681 | IronRidge (QRail Series) | QMC-LF-A-12 | 1 | IronRidge L-foot, Mill | 1 | Listed | Already Listed |  | 2.09
345 | 346 | USMS100-0217 | IronRidge (QRail Series) | QMC-LF-B-12 | 1 | IronRidge L-foot, Black | 1 | Listed | Already Listed | USMS100-0215 | 2.2
346 | 347 | USMS100-0218 | IronRidge (Qrail Series) | QMNC-A-12 | 1 | IronRidge QBase Composition Mount, 3.25" Post - 3.75" Net, 12" x 12", Mill | 1 | Listed | Already Listed |  | 22.8
347 | 348 | USMS100-0183 | IronRidge (Qrail Series) | QMSRC-B-12 | 1 | IronRidge Shared Rail Mount, Comp, Black | 1 | Listed | Already Listed |  | 14.55
348 | 349 | USMS100-0683 | IronRidge (Qrail Series) | QMLC-A-12 | 1 | IronRidge Classic Shake Mount, 18" x 18", Mill | 1 | Listed | Already Listed |  | 30.83
349 | 350 | USMS100-0220 | IronRidge (Qrail Series) | QMNS-A-12 | 1 | IronRidge QBase Metal, Shake & Slate, 3.25" Post - 3.75" Net, 18" x 18", Mill | 1 | Listed | Already Listed |  | 33.1
350 | 351 | USMS100-0156 | IronRidge (Qrail Series) | QMHSS-NF-A-12 | 1 | IronRidge Quick Hook Standard Height Hook for Side Mounted Rails, (No Flashing), Mill | 1 | Listed | Already Listed |  | 12.76
351 | 352 | USMS100-0684 | IronRidge (Qrail Series) | QMHLS-NF-A-12 | 1 | IronRidge Quick Hook Low Height Hook for Side Mounted Rails, (No Flashing), Mill | 1 | Listed | Already Listed |  | 12.76
352 | 353 | USMS100-0158 | IronRidge (Qrail Series) | QMUTM-A-12 | 1 | IronRidge QBase Universal Tile Mount, 6.5" Post - 7" Net, 18" x 18", Mill | 1 | Listed | Already Listed |  | 30.91
353 | 354 | USMS100-0671 | IronRidge (Qrail Series) | QMTR-BM-A-12 | 1 | IronRidge Tile Replacement, Base Mount, Mill | 1 | Listed | Already Listed |  | 15.26
354 | 355 | USMS100-0223 | IronRidge (Qrail Series) | QMTR-S3.25-A-12 | 1 | IronRidge Tile Replacement, S-Tile, 3-1/4" Post, Mill | 1 | Listed | Already Listed |  | 11.76
355 | 356 | USMS100-0673 | IronRidge (Qrail Series) | QMTR-S3.25-B-12 | 1 | IronRidge Tile Replacement, S-Tile, 3-1/4" Post, Black | 1 | Listed | Already Listed | USMS100-0224 | 12.16
356 | 357 | USMS100-0672 | IronRidge (Qrail Series) | QMTR-F3.25-A-12 | 1 | IronRidge Tile Replacement, Flat Tile, 3-1/4" Post, Mill | 1 | Listed | Already Listed |  | 11.76
357 | 358 | USMS100-0508 | IronRidge (Qrail Series) | QMTR-F3.25-B-12 | 1 | IronRidge Tile Replacement, Flat Tile, 3-1/4" Post, Black | 1 | Listed | Already Listed |  | 12.16
358 | 359 | USMS100-0227 | IronRidge (Qrail Series) | QMTR-W4-A-12 | 1 | IronRidge Tile Replacement, W-Tile, 4" Post, Mill | 1 | Listed | Already Listed |  | 11.76
359 | 360 | USMS100-0228 | IronRidge (Qrail Series) | QMTR-W4-B-12 | 1 | IronRidge Tile Replacement, W-Tile, 4" Post, Black | 1 | Listed | Already Listed |  | 12.16
360 | 361 | USMS100-0496 | IronRidge (Qrail Series) | QMC-TRF-F-A-12 | 1 | IronRidge Tile Replacement Flashing, Flat Tile, Mill | 1 | Listed | Already Listed |  | 7.18
361 | 362 | USMS100-0230 | IronRidge (Qrail Series) | QMC-TRF-S-A-12 | 1 | IronRidge Tile Replacement Flashing, S-Tile, Mill | 1 | Listed | Already Listed |  | 7.18
362 | 363 | USMS100-0231 | IronRidge (Qrail Series) | QMC-TRF-W-A-12 | 1 | IronRidge Tile Replacement Flashing, W-Tile, Mill | 1 | Listed | Already Listed | USMS100-0362 | 7.18
363 | 364 | USMS100-0434 | IronRidge (Qrail Series) | QMC-F9X9-A-1 | 1 | IronRidge Seamless Flashing, 9" x 9", 3003, Mill | 1 | Listed | Already Listed |  | 7.14
364 | 365 | USMS100-0233 | IronRidge (Qrail Series) | QMC-F12X12-A-1 | 1 | IronRidge Seamless Flashing, 12" x 12", Mill, 3003 | 1 | Listed | Already Listed |  | 10.98
365 | 366 | USMS100-0234 | IronRidge (Qrail Series) | QMC-F18X18-A-1 | 1 | IronRidge Seamless Flashing, 18" x 18", Mill, 3003 | 1 | Listed | Already Listed |  | 15.34
366 | 367 | USMS100-0235 | IronRidge (Qrail Series) | QMCC-A-12 | 1 | IronRidge Classic Conduit Composition Mount, 9" x 12", Mill | 1 | Listed | Already Listed |  | 9.41
367 | 368 | USMS100-0591 | IronRidge (Qrail Series) | QMCMT-A-12 | 1 | IronRidge Conduit Mount for Tile, Mill | 1 | Listed | Already Listed |  | 6.75
368 | 369 | USMS100-0237 | IronRidge (Qrail Series) | QMCPC-A-12 | 1 | IronRidge Conduit Penetration Flashing, Mill | 1 | Listed | Already Listed |  | 12.06
369 | 370 | USMS100-0238 | IronRidge (Qrail Series) | QMCPT-A-12 | 1 | IronRidge Conduit Penetration Flashing, Tile, Mill | 1 | Listed | Already Listed | USMS100-0248 | 20.25
370 | 371 | USMS100-0607 | IronRidge (Qrail Series) | QMR-TB20P-A-300 | 1 | IronRidge 20mm T-Bolt w/ Nut, Patch, SS [6 bags of 50] | 1 | Price Updated in Shopify | Already Listed |  | 0.65
371 | 372 | USMS100-0240 | IronRidge (Qrail Series) | QMR-GLQ-A-50 | 1 | IronRidge Grounding lug, QRail, AL, w/T-Bolt | 1 | Listed | Already Listed |  | 4.56
372 | 373 | USMS100-0241 | IronRidge (Qrail Series) | QMR-ECW-A-50 | 1 | IronRidge WEEB BMC, SS [5 bags of 10] | 1 | Listed | Already Listed |  | 2.01
373 | 374 | USMS100-0442 | IronRidge (Qrail Series) | QMR-WC-A-300 | 1 | IronRidge Trunk/PV Cable, SS [25 bags of 12] | 1 | Listed | Already Listed | USMS100-0428 | 0.28
374 | 375 | USMS100-0611 | IronRidge (Qrail Series) | QMAFBU-A-25 | 1 | IronRidge Accessory Frame Bracket, Universal, Mill | 1 | Listed | Already Listed |  | 4.93
375 | 376 | USSSP110-1004 | Jay Box | QM-JBX-RF02-B1 | 1 | IronRidge The roof-mount JayBox comes with a JayBox, a flashing, and two deck screws. | 1 | Listed | Already Listed |  | 53.45
376 | 377 | USMS100-0507 | Jay Box | QM-JBX-RL02-B1 | 1 | IronRidge JayBox, Rail-Mounted | 1 | Listed | Already Listed |  | 37.13
377 | 378 |  |  | FRS-01 | 1 | Rapid Shutdown Module. 2 to 1 or 1 to 1 depending on PV VOC - Under 40v 2 to 1 - Higher than 40v 1 to 1 | 1 | Confirmed for Lisiting | Not Listed |  | 47.33
378 | 379 |  |  | FRS-ESW1 | 1 | Emergency Shutdown Switch IP66 Includes 24VDC Power Supply. Handles 20 FRS-01 Modules | 1 | Confirmed for Lisiting | Not Listed |  | 108.49
379 | 380 | USEC001-0125 |  | FRS-ESW1-24 | 1 | Emergency Shutdown Switch IP66 Includes 24VDC Power Supply. Handles 50 FRS-01 Modules | 1 | Listed | Already Listed |  | 135.76
380 | 381 |  |  | FRS-ESW1-610 | 1 | Emergency Shutdown Switch IP66 Includes 24VDC Power Supply. Handles 125 FRS-01 Modules | 1 | Confirmed for Lisiting | Not Listed |  | 312.26
381 | 382 | USEC001-0031 |  | BG10P34-11 | 1 | IMO Rapid Shutdown Initiator. IMO Outdoor rated UL Listed - 300-00253 | 1 | Listed | Already Listed |  | 28.31
382 | 383 | USEC001-0032 |  | FRS-ESW1-K | 1 | Emergency Shutdown Switch IP66 Includes 24VDC Power Supply. Handles 20 FRS-01 Modules - Key Lock *END OF LIFE* | 1 | Listed | Already Listed |  | 89.16
383 | 384 | USWC001-0031 |  | FRS-SIGCAB1.8-F | 1 | FireRaptor Power Cable - 1.8m with female connector and flying leads on other end | 1 | Listed | Already Listed |  | 4.24
384 | 385 |  |  | FRS-BLD | 1 | Bleed Down Box. Needed for Inverters that do not have built in bleed circuitry | 1 | Confirmed for Lisiting | Not Listed
385 | 386 | USEC001-0033 |  | PE69-30100 | 1 | Enclosed AC Disconnect Switch, NEMA 4X (IP65), 100A 600VAC 3 Pole, Yellow Body With Red Rotary , UL508 approved. | 1 | Listed | Already Listed |  | 145.11
386 | 387 | USEC001-0034 |  | PE69-3032 | 1 | IMO Rapid Shut Down Initiator. 32A 600Vac 3P, Yellow Body with Red Rotary Switch. Lockable | 1 | Listed | Already Listed |  | 26.54
387 | 388 | USEC001-0035 |  | PE69-3063 | 1 | Enclosed AC Disconnect, Switch Disconnector, 3 Pole, 415 V, 63 A, IP65, Screw, Side Mount | 1 | Listed | Already Listed |  | 52.01
388 | 389 | USEC001-0036 |  | SI25-PEL64R-4 | 1 | Switch Disconnector, Rotary Actuator, 4 Pole,2 String, 600 V, 25 A, IP66, Screw, Front Mount | 1 | Listed | Already Listed |  | 51.33
389 | 390 | USEC001-0049 |  | SI32-PEL64R-8 | 1 | Switch Disconnector, Rotary Actuator, 8 Pole, 4 String, 600 V, 32 A, IP66, Screw, Front Mount | 1 | Listed | Already Listed |  | 213.69
390 | 391 | USBE100-0025 |  | PLC+C180FT | 1 | 12V 180Ahr (C20) VRLA Pure Lead With Carbon, 1800 Cycles at 50% DoD | 1 | Listed | Already Listed
391 | 392 | USBE100-0026 | Midnite Battery Enclosures | MNBE-A | 1 | Battery enclosure with locking door and one shelf. Holds three group 31 or 27 sealed batteries per shelf. | 1 | Listed | Already Listed |  | 499.38
392 | 393 | USBE100-0027 | Midnite Battery Enclosures | MNBE-D | 1 | Battery enclosure with locking door and (2) shelves. Holds (8) golf cart batteries. | 1 | Listed | Already Listed |  | 703.13
393 | 394 | USBE100-0028 | Midnite Battery Enclosures | MNSHELF | 1 | Extra shelf for MNBE-C, MNBE-D, & MNBE-E | 1 | Listed | Already Listed |  | 82.5
394 | 395 | USSB100-0011 | Midnite Battery Enclosures | BATTERY ENCLOSUREKEY | 1 | Battery Enclosure key | 1 | Listed | Already Listed |  | 7.5
395 | 396 | USSB100-0012 | Midnite Battery Accessories | MNHYDROMETER | 1 | Battery Hydrometer for use on flooded batteries to check specific gravity | 1 | Listed | Already Listed |  | 31.25
396 | 397 | USSB100-0013 | Midnite Battery Accessories | MNBCB 1000/50 | 1 | MidNite 1000amp battery combiner box. Incl. 1000A 50mV shunt | 1 | Listed | Already Listed |  | 708.75
397 | 398 | USSB100-0014 | Midnite Battery Accessories | MNBCB 1000/100 | 1 | MidNite 1000amp battery combiner box. Incl. 1000A 100mV shunt | 1 | Listed | Already Listed |  | 708.75
398 | 399 | USSB100-0015 | Midnite Battery Accessories | MNBCB-BUSBAR | 1 | 1000amp +ve or -ve busbar for use in battery combiner boxes | 1 | Listed | Already Listed |  | 141.88
399 | 400 | USSB100-0016 | Midnite Battery Accessories | MNGBB-BUSBAR | 1 | MidNite ground busbar 3.45" long with Green screws! Two 1/0 & ... | 1 | Listed | Already Listed |  | 9.38
400 | 401 | USSB100-0017 | Midnite Breakers | MNDC-GFP63 | 1 | 63A, 150VDC DIN Rail mount DC ground fault protector. | 1 | Listed | Already Listed |  | 55
401 | 402 | USSB100-0018 | Midnite Breakers | MNDC-GFP80 | 1 | 80A, 150VDC panel mount DC ground fault protector. | 1 | Listed | Already Listed |  | 55
402 | 403 | USEC001-0037 | Midnite Breakers | MNDC-GFP100RT-2P | 1 | 100A, 150VDC panel mount dual DC Ground fault protector. | 1 | Listed | Already Listed |  | 103.13
403 | 404 | USEC001-0103 | Midnite Breakers | MNEDC5 | 1 | Black 5A 150VDC panel mount | 1 | Listed | Already Listed |  | 16.88
404 | 405 | USBE100-0054 | Midnite Breakers | MNEDC10 | 1 | Black 10A 150VDC panel mount | 1 | Listed | Already Listed |  | 16.88
405 | 406 | USBE100-0056 | Midnite Breakers | MNEDC15 | 1 | Black 15A 150VDC panel mount | 1 | Listed | Already Listed |  | 16.88
406 | 407 | USBE100-0057 | Midnite Breakers | MNEDC20 | 1 | Black 20A 150VDC panel mount | 1 | Listed | Already Listed |  | 16.88
407 | 408 | USEC001-0100 | Midnite Breakers | MNEDC30 | 1 | Black 30A 150VDC panel mount | 1 | Listed | Already Listed |  | 16.88
408 | 409 | USEC001-0102 | Midnite Breakers | MNEDC40 | 1 | Black 40A 150VDC panel mount | 1 | Listed | Already Listed |  | 16.88
409 | 410 | USEC001-0104 | Midnite Breakers | MNEDC50 | 1 | Black 50A 150VDC panel mount | 1 | Listed | Already Listed |  | 16.88
410 | 411 | USEC001-0105 | Midnite Breakers | MNEDC60 | 1 | Black 60A 150VDC panel mount | 1 | Listed | Already Listed |  | 16.88
411 | 412 | USEC001-0107 | Midnite Breakers | MNEDC80 | 1 | Black 80A 150VDC panel mount | 1 | Listed | Already Listed |  | 16.88
412 | 413 | USEC001-0109 | Midnite Breakers | MNEDC90 | 1 | Black 90A 150VDC panel mount | 1 | Listed | Already Listed |  | 16.88
413 | 414 | USWC001-0074 | Midnite Breakers | MNEDC100 | 1 | Black 100A 150VDC panel mount | 1 | Listed | Already Listed |  | 16.88
414 | 415 | USEC001-0097 | Midnite Breakers | MNEDC175 | 1 | Black 175A 125VDC panel mount | 1 | Listed | Already Listed |  | 88.75
415 | 416 | USEC001-0098 | Midnite Breakers | MNEDC250 | 1 | Black 250A 125VDC panel mount | 1 | Listed | Already Listed |  | 88.75
416 | 417 | USEC001-0101 | Midnite Breakers | MNEDC30-300 | 1 | 30A 300VDC panel mount breaker | 1 | Listed | Already Listed |  | 33.75
417 | 418 | USEC001-0106 | Midnite Breakers | MNEDC60-300 | 1 | 60A 300VDC panel mount breaker | 1 | Listed | Already Listed |  | 33.75
418 | 419 | USEC001-0108 | Midnite Breakers | MNEDC80-300 | 1 | 80A 300VDC panel mount breaker | 1 | Listed | Already Listed |  | 33.75
419 | 420 | USBE100-0055 | Midnite Breakers | MNEDC125RT | 1 | 125A 125VDC panel mount Remote Trip breaker for use with Midnite Battery Disconnect module and the Rapid Shutdown | 1 | Listed | Already Listed |  | 43.75
420 | 421 | USMS100-0195 | Midnite Breakers | MNEDC175RT | 1 | 175A 125VDC panel mount Remote Trip breaker for use with Midnite Battery Disconnect module and the Rapid Shutdown | 1 | Listed | Already Listed |  | 109.38
421 | 422 | USEC001-0099 | Midnite Breakers | MNEDC250RT | 1 | 250A 125VDC panel mount Remote Trip breaker for use with Midnite Battery Disconnect module and the Rapid Shutdown | 1 | Listed | Already Listed |  | 109.38
422 | 423 | USMS100-0197 | Midnite Breakers con't | MNEPV1 | 1 | 1A 150VDC Din Rail mount breaker | 1 | Listed | Already Listed |  | 12.5
423 | 424 | USEC001-0114 | Midnite Breakers con't | MNEPV2 | 1 | 2A 150VDC Din Rail mount breaker | 1 | Listed | Already Listed |  | 12.5
424 | 425 | USMS100-0199 | Midnite Breakers con't | MNEPV3 | 1 | 3A 150VDC Din Rail mount breaker | 1 | Listed | Already Listed |  | 12.5
425 | 426 | USMS100-0200 | Midnite Breakers con't | MNEPV4 | 1 | 4A 150VDC Din Rail mount breaker | 1 | Listed | Already Listed |  | 12.5
426 | 427 | USMS100-0201 | Midnite Breakers con't | MNEPV5 | 1 | 5A 150VDC Din Rail mount breaker | 1 | Listed | Already Listed |  | 12.5
427 | 428 | USMS100-0202 | Midnite Breakers con't | MNEPV6 | 1 | 6A 150VDC Din Rail mount breaker | 1 | Listed | Already Listed |  | 12.5
428 | 429 | USMS100-0203 | Midnite Breakers con't | MNEPV7 | 1 | 7A 150VDC Din Rail mount breaker | 1 | Listed | Already Listed |  | 12.5
429 | 430 | USMS100-0424 | Midnite Breakers con't | MNEPV8 | 1 | 8A 150VDC Din Rail mount breaker | 1 | Listed | Already Listed |  | 12.5
430 | 431 | USMS100-0421 | Midnite Breakers con't | MNEPV9 | 1 | 9A 150VDC Din Rail mount breaker | 1 | Listed | Already Listed |  | 12.5
431 | 432 | USMS100-0420 | Midnite Breakers con't | MNEPV10 | 1 | 10A 150VDC Din Rail mount breaker | 1 | Listed | Already Listed |  | 12.5
432 | 433 | USEC001-0112 | Midnite Breakers con't | MNEPV15 | 1 | 15A 150VDC Din Rail mount breaker | 1 | Listed | Already Listed |  | 12.5
433 | 434 | USEC001-0115 | Midnite Breakers con't | MNEPV20 | 1 | 20A 150VDC Din Rail mount breaker | 1 | Listed | Already Listed |  | 12.5
434 | 435 | USMS100-0417 | Midnite Breakers con't | MNEPV30 | 1 | 30A 150VDC Din Rail mount breaker | 1 | Listed | Already Listed |  | 12.5
435 | 436 | USMS100-0416 | Midnite Breakers con't | MNEPV40 | 1 | 40A 150VDC Din Rail mount breaker | 1 | Listed | Already Listed |  | 12.5
436 | 437 | USMS100-0415 | Midnite Breakers con't | MNEPV50 | 1 | 50A 150VDC Din Rail mount breaker | 1 | Listed | Already Listed |  | 12.5
437 | 438 | USEC001-0023 | Midnite Breakers con't | MNEPV60 | 1 | 60A 150VDC Din Rail mount breaker | 1 | Listed | Already Listed |  | 12.5
438 | 439 | USMS100-0413 | Midnite Breakers con't | MNEPV63 | 1 | 63A 150VDC Din Rail mount breaker | 1 | Listed | Already Listed |  | 12.5
439 | 440 | USSE100-0254 | Midnite Breakers con't | MNEPV80 | 1 | 80A 150VDC Din Rail Mount breaker | 1 | Listed | Already Listed |  | 40.63
440 | 441 | USSE100-0253 | Midnite Breakers con't | MNEPV100 | 1 | 100A 150VDC Din Rail Mount breaker | 1 | Listed | Already Listed |  | 40.63
441 | 442 | USSE100-0251 | Midnite Breakers con't | MNEPV7-300 | 1 | 7A 300VDC Din Rail mount breaker | 1 | Listed | Already Listed |  | 28.75
442 | 443 | USEC001-0110 | Midnite Breakers con't | MNEPV10-300 | 1 | 10A 300VDC Din Rail mount breaker | 1 | Listed | Already Listed |  | 28.75
443 | 444 | USEC001-0111 | Midnite Breakers con't | MNEPV12-300 | 1 | 12A 300VDC Din Rail mount breaker | 1 | Listed | Already Listed |  | 28.75
444 | 445 | USEC001-0113 | Midnite Breakers con't | MNEPV15-300 | 1 | 15A 300VDC Din Rail mount breaker | 1 | Listed | Already Listed |  | 28.75
445 | 446 | USSE100-0247 | Midnite Breakers con't | MNEPV20-300 | 1 | 20A 300VDC Din Rail mount breaker | 1 | Listed | Already Listed |  | 28.75
446 | 447 | USSE100-0246 | Midnite Breakers con't | MNEPV30-300 | 1 | 30A 300VDC Din Rail mount breaker | 1 | Listed | Already Listed |  | 28.75
447 | 448 | USSE100-0245 | Midnite Breakers con't | MNEPV50-300 | 1 | 50A 300VDC Din Rail mount breaker | 1 | Listed | Already Listed |  | 28.75
448 | 449 | USSE100-0244 | Midnite Breakers con't | MNEPV16-600RT | 1 | 20A 600VDC Remote Trip Din Rail mount breaker | 2 | Listed | Already Listed |  | 95
449 | 450 | USSE100-0243 | Midnite Breakers con't | MNEPV20-600RT | 1 | 20A 600VDC Remote Trip Din Rail mount breaker | 2 | Listed | Already Listed |  | 95
450 | 451 | USEC001-0096 | Midnite Breakers con't | MNEAC60QZD-2P | 1 | MidNite Solar white 60 amp din rail mount 277VAC | 1 | Price Updated in Shopify | Already Listed |  | 28.44
451 | 452 | USEC001-0095 | Midnite Breakers con't | MNEAC5 | 1 | 5A 120VAC Din Rail Mount breaker | 1 | Listed | Already Listed |  | 13.59
452 | 453 | USSE100-0241 | Midnite Breakers con't | MNEAC10 | 1 | 10A 120VAC Din Rail Mount breaker | 1 | Listed | Already Listed |  | 13.59
453 | 454 |  | Midnite Breakers con't | MNEAC15 | 1 | 15A 120VAC Din Rail Mount breaker | 1 | Confirmed for Lisiting | Not Listed |  | 13.59
454 | 455 | USMS100-0206 | Midnite Breakers con't | MNEAC20 | 1 | 20A 120VAC Din Rail Mount breaker | 1 | Listed | Already Listed |  | 13.59
455 | 456 | USSE100-0126 | Midnite Breakers con't | MNEAC25 | 1 | 25A 120VAC Din Rail Mount breaker | 1 | Listed | Already Listed |  | 13.59
456 | 457 | USSE100-0127 | Midnite Breakers con't | MNEAC30 | 1 | 30A 120VAC Din Rail Mount breaker | 1 | Listed | Already Listed |  | 13.59
457 | 458 | USEC001-0038 | Midnite Breakers con't | MNEAC40 | 1 | 40A 120VAC Din Rail Mount breaker | 1 | Listed | Already Listed |  | 13.59
458 | 459 | USEC001-0039 | Midnite Breakers con't | MNEAC50 | 1 | 50A 120VAC Din Rail Mount breaker | 1 | Listed | Already Listed |  | 13.59
459 | 460 | USEC001-0046 | Midnite Breakers con't | MNEAC60 | 1 | 60A 120VAC Din Rail Mount breaker | 1 | Listed | Already Listed |  | 13.59
460 | 461 | USEC001-0092 | Midnite Breakers con't | MNEAC15-2P | 1 | 15A 120VAC 2-pole Din Rail Mount breaker | 1 | Listed | Already Listed |  | 28.44
461 | 462 | USSE100-0161 | Midnite Breakers con't | MNEAC20-2P | 1 | 20A 120VAC 2-pole Din Rail Mount breaker | 1 | Listed | Already Listed |  | 28.44
462 | 463 | USEC001-0040 | Midnite Breakers con't | MNEAC25-2P | 1 | 25A 120VAC 2-pole Din Rail Mount breaker | 1 | Listed | Already Listed |  | 28.44
463 | 464 | USEC001-0041 | Midnite Breakers con't | MNEAC30-2P | 1 | 30A 120VAC 2-pole Din Rail Mount breaker | 1 | Listed | Already Listed |  | 28.44
464 | 465 | USEC001-0094 | Midnite Breakers con't | MNEAC35-2P | 1 | 35A 120VAC 2-pole Din Rail Mount breaker | 1 | Listed | Already Listed |  | 28.44
465 | 466 | USEC001-0043 | Midnite Breakers con't | MNEAC40-2P | 1 | 40A 120VAC 2-pole Din Rail Mount breaker | 1 | Listed | Already Listed |  | 28.44
466 | 467 | USEC001-0044 | Midnite Breakers con't | MNEAC50-2P | 1 | 50A 120VAC 2-pole Din Rail Mount breaker | 1 | Listed | Already Listed |  | 28.44
467 | 468 | USEC001-0045 | Midnite Breakers con't | MNEAC60-2P | 1 | 60A 120VAC 2-pole Din Rail Mount breaker | 1 | Listed | Already Listed |  | 28.44
468 | 469 | USSSP110-1005 | Midnite Breakers con't | MNBREAKER PROTECTOR | 1 | MidNite The Breaker Protector will keep the 175 or 250 Amp Breaker from being accidentally hit. | 1 | Listed | Already Listed |  | 20.94
469 | 470 |  | Midnite Breakers con't | MNBREAKER ADAPTER | 1 | MidNite Breaker Adapter 1" wide breakers | 1 | Re-Validation Required | Not Listed |  | 4.5
470 | 471 | USEC001-0096 | Midnite Breakers con't | MNEAC60QZD | 1 | MidNite White 60A Din Rail Mount | 1 | Confirmed for Lisiting | Not Listed |  | 13.59
471 | 472 | USSSP110-1007 | Midnite Breakers con't | MNTBB-W | 1 | Four 1/0 & eleven #6 useable wire slots. 180 amps - white | 1 | Listed | Already Listed |  | 15.63
472 | 473 | USSSP110-2128 | Midnite Breakers con't | MNBIGBUSBAR | 1 | MidNite Five, 5/16 studs for battery connections. Comes with auxiliary terminal busbar for six small wires #14-1/0 | 1 | Listed | Already Listed |  | 61.88
473 | 474 | USSE100-0162 | Midnite Breakers con't | MNTBB2-5 | 1 | MidNite 2/0 Busbar, insulator and cover sold as unit. Has 5 wire locations, 3 take up to #6 wire and 2 take up to 2/0 wire | 1 | Listed | Already Listed |  | 16.25
474 | 475 | USSSP110-1009 | Midnite Breakers con't | MNPV6-250 BUSBAR | 1 | MidNite 1/8" thick tin plated copper accommodates up to three 300VDC MidNite circuit breakers. | 1 | Listed | Already Listed |  | 33.75
475 | 476 | USMS100-0210 | Midnite Breakers con't | MNPV3-BUSBAR | 1 | MidNite 60A Breaker. This .093" thick copper bus has three fingers spaced at 1/2" (13mm) intervals one box lug is provided to accommodate 14-1/0 AWG wire. | 1 | Listed | Already Listed |  | 21.25
476 | 477 | USMS100-0211 | Midnite Breakers con't | MNAC BUSBAR MICRO | 1 | MidNite 168A Breaker 2 bus bars 1/8" thick tin plated copper accommodates up to three 240VAC MidNite circuit breakers. | 1 | Listed | Already Listed |  | 67.5
477 | 478 | USMS100-0212 | Midnite Breakers con't | MNPV6-BREAKER-BB | 1 | MidNite 120A Breaker and Busbar | 1 | Listed | Already Listed |  | 19.38
478 | 479 | USMS100-0213 | Midnite Breakers con't | MNPV6-FUSE-BUSBAR | 1 | MidNite 80A This .063" thick copper bus has four fingers spaced at 3/4" (19mm) intervals One box lug is provided that accommodates 14-1/0 AWG wire. | 1 | Listed | Already Listed |  | 20
479 | 480 | USSE100-0109 | Midnite Breakers con't | MNPV12FA | 1 | MidNite Replacement Fuse Adapter For MNPV12 | 1 | Listed | Already Listed |  | 10
480 | 481 | USEC001-0077 | Midnite Breakers con't | MNTBB2-5 R | 1 | MidNite 2/0 Busbar, 5 wire locations, 3 x #6 & 2 x 2/0 wire - red | 1 | Listed | Already Listed |  | 16.25
481 | 482 | USSE100-0110 | Midnite Breakers con't | MNTBB2-5 W | 1 | MidNite 2/0 Busbar, 5 wire locations, 3 x #6 & 2 x 2/0 wire - white | 1 | Listed | Already Listed |  | 16.25
482 | 483 | USMS100-0437 | Midnite Breakers con't | MNTBB2-5 Blk | 1 | MidNite 2/0 Busbar, 5 wire locations, 3 x #6 & 2 x 2/0 wire - black | 1 | Listed | Already Listed |  | 16.25
483 | 484 | USSSP110-1010 | Midnite Breakers con't | MNSBB | 1 | MidNite 2.3" long. Two 1/0 & four #6 wire slots. 180 amps. Comes with mounting screw& nut #10-32 x 7/8" | 1 | Listed | Already Listed |  | 14.38
484 | 485 | USSSP110-1011 | Midnite Breakers con't | MNSBB-B | 1 | Midnite Short Busbar Shorter version of the insulated bus bars. - Black | 1 | Listed | Already Listed |  | 14.38
485 | 486 | USSSP110-1012 | Midnite Breakers con't | MNSBB-W | 1 | Midnite Short Busbar Shorter version of the insulated bus bars. White. | 1 | Listed | Already Listed |  | 14.38
486 | 487 | USSSP110-1013 | Midnite Breakers con't | MNSBB-R | 1 | Midnite Short Busbar Shorter version of the insulated bus bars. Red. | 1 | Listed | Already Listed |  | 14.38
487 | 488 |  |  | MN1/0LBBC | 1 | MidNite These busbar insulator covers help protect from accidental shorts. | 9 | Re-Validation Required | Not Listed |  | 2.03
488 | 489 | USSSP110-1015 |  | MN1/0SBBC-W (Short white) | 1 | MidNite These busbar insulator covers help protect from accidental shorts. | 9 | Listed | Already Listed |  | 2.03
489 | 490 | USSSP110-1016 |  | MN1/0LBBC-G (Long green) | 1 | MidNite These busbar insulator covers help protect from accidental shorts. | 9 | Listed | Already Listed |  | 2.03
490 | 491 | USSSP110-1017 |  | MN1/0SBBC-G (Short green) | 1 | MidNite These busbar insulator covers help protect from accidental shorts. | 9 | Listed | Already Listed |  | 2.03
491 | 492 | USSSP110-1018 |  | MN1/0LBBC-BLK (Long black) | 1 | MidNite These busbar insulator covers help protect from accidental shorts. | 9 | Listed | Already Listed |  | 2.03
492 | 493 | USSSP110-1019 |  | MN1/0SBBC-BLK (Short black) | 1 | MidNite These busbar insulator covers help protect from accidental shorts. | 9 | Listed | Already Listed |  | 2.03
493 | 494 | USSSP110-1020 |  | MN1/0LBBC-W (Long white) | 1 | MidNite These busbar insulator covers help protect from accidental shorts. | 9 | Listed | Already Listed |  | 2.03
494 | 495 | USSSP110-1021 |  | MN1/0LBBC-R (Long red) | 1 | MidNite These busbar insulator covers help protect from accidental shorts. | 9 | Listed | Already Listed |  | 2.03
495 | 496 | USSSP110-1022 |  | MN1/0SBBC-R (Short red) | 1 | MidNite These busbar insulator covers help protect from accidental shorts. | 9 | Listed | Already Listed |  | 2.03
496 | 497 | USSE100-0239 | Midnite Charge Controllers & Accessories | MNBRAT | 1 | 30A Charge controller | 1 | Listed | Already Listed |  | 87.5
497 | 498 | USCC100-0105 | Midnite Charge Controllers & Accessories | MNBRATKIT | 1 | Brat charge controller KIT, With breakers and wire etc | 1 | Listed | Already Listed |  | 195.94
498 | 499 | USCC100-0016 | Midnite Charge Controllers & Accessories | CLASSIC 150 | 1 | Charge Controller 96A, 150V works with 12-72 VDC batteries | 1 | Price Updated in Shopify | Already Listed |  | 578.13
499 | 500 | USCC100-0014 | Midnite Charge Controllers & Accessories | CLASSIC 150-SL | 1 | Solar only C.C. 96A, 150V works with 12-72VDC batts. No AFCI. | 1 | Listed | Already Listed |  | 518.75
500 | 501 | USCC100-0013 | Midnite Charge Controllers & Accessories | CLASSIC 200 | 1 | Charge Controller 79A, 200V works with 12-72 VDC batteries | 1 | Listed | Already Listed |  | 578.13
501 | 502 | USCC100-0012 | Midnite Charge Controllers & Accessories | CLASSIC 200-SL | 1 | Solar only C.C. 79A, 200V works with 12-72VDC batts. No AFCI. | 1 | Listed | Already Listed |  | 525
502 | 503 | USCC100-0018 | Midnite Charge Controllers & Accessories | CLASSIC 250 | 1 | Charge Controller 63A, 250V works with 12-72 VDC batteries | 1 | Listed | Already Listed |  | 656.25
503 | 504 | USCC100-0044 | Midnite Charge Controllers & Accessories | CLASSIC 250-SL | 1 | Solar only C.C. 63A, 250V works with 12-72VDC batts. No AFCI. | 1 | Listed | Already Listed |  | 624.38
504 | 505 | USCC100-0011 | Midnite Charge Controllers & Accessories | MNGP | 1 | MidNite Graphics Panel for the Classic line of Charge Controllers. | 1 | Listed | Already Listed |  | 140.63
505 | 506 | USCC100-0020 | Midnite Charge Controllers & Accessories | MNKID-B | 1 | Black KID 30A charge controller | 1 | Listed | Already Listed |  | 274.38
506 | 507 |  | Midnite Charge Controllers & Accessories | MNKID-M-B | 1 | Black Marine Grade KID 30A charge controller | 1 | Re-Validation Required | Not Listed |  | 311.88
507 | 508 | USCC100-0114 | Midnite Charge Controllers & Accessories | MNKID-W | 1 | White KID 30A charge controller | 1 | Listed | Already Listed |  | 274.38
508 | 509 | USCC100-0009 | Midnite Charge Controllers & Accessories | MNKID-M-W | 1 | White Marine Grade KID 30A charge controller | 1 | Listed | Already Listed |  | 311.88
509 | 510 | USCC100-0008 | Midnite Charge Controllers & Accessories | MNKID-HWB | 1 | MN KID for wind and hydro applications | 1 | Listed | Already Listed
510 | 511 | USCC100-0104 | Midnite Charge Controllers & Accessories | MNWBJR | 1 | Module that attaches to the standard 50mv/500A shunt | 1 | Listed | Already Listed |  | 50.63
511 | 512 | USSE100-0238 | Midnite Charge Controllers & Accessories | MNBTS | 1 | 15ft Battery temperature sensor | 1 | Listed | Already Listed |  | 20.32
512 | 513 | USCC100-0103 | Midnite Charge Controllers & Accessories | MNKID-BREAKER-30A | 1 | 30A resettable breaker | 1 | Listed | Already Listed |  | 12.5
513 | 514 | USMS100-0411 | Midnite Charge Controllers & Accessories | MNKID-M-BKT-B | 1 | Black Marine mounting bracket for KID | 1 | Listed | Already Listed |  | 61.88
514 | 515 | USCC100-0102 | Midnite Charge Controllers & Accessories | MNKID-M-BKT-W | 1 | White Marine mounting bracket for KID | 1 | Listed | Already Listed |  | 61.88
515 | 516 | USMS100-0001 | Midnite Charge Controllers & Accessories | MNKID-WMBB-B | 1 | Black wall mounting bracket for KID. Incl. front accessible terminal strip for easy wiring. | 1 | Listed | Already Listed |  | 41.25
516 | 517 | USCC100-0010 | Midnite Charge Controllers & Accessories | MNKID-WMBB-W | 1 | White wall mounting bracket for KID. Incl. front accessible terminal strip for easy wiring. | 1 | Listed | Already Listed |  | 41.25
517 | 518 | USMS100-0656 | Midnite Charge Controllers & Accessories | MNSHUNT | 1 | 50mV/500amp Current shunt | 1 | Listed | Already Listed |  | 31.25
518 | 519 | USSE100-0223 | Midnite Charge Controllers & Accessories | MNSHUNT BUSBAR | 1 | MidNite MN - Midnite Solar Busbar mounts onto MNSHUNT Same busbar, Four battery cable studs and six position aux terminals | 1 | Listed | Already Listed |  | 49.38
519 | 520 | USSE100-0237 | Midnite Charge Controllers & Accessories | MNSHUNT-1000/50 | 1 | This is the 1000 amp 50 miV shunt. | 1 | Listed | Already Listed |  | 71.88
520 | 521 | USSE100-0236 | Midnite Charge Controllers & Accessories | MNSHUNT-1000/100 | 1 | This is the 1000 amp 100 miV shunt | 1 | Listed | Already Listed |  | 81.25
521 | 522 | USSE100-0235 | Midnite Charge Controllers & Accessories | MNKID-ASSY-KIT-B | 1 | Black MNKID Accessory mounting kit | 1 | Listed | Already Listed |  | 93.75
522 | 523 | USSE100-0234 | Midnite Charge Controllers & Accessories | MNKID-ASSY-KIT-W | 1 | White MNKID Accessory mounting kit | 1 | Listed | Already Listed |  | 93.75
523 | 524 | USSE100-0233 | Midnite Charge Controllers & Accessories | MNKID-CDT-KIT | 1 | MNKID Conduit kit | 1 | Listed | Already Listed |  | 26.88
524 | 525 | USSE100-0232 | Midnite Charge Controllers & Accessories | MNNWC3 | 1 | 3 foot cable used to network MidNite products together. | 1 | Listed | Already Listed |  | 6.72
525 | 526 | USSE100-0230 | Midnite Charge Controllers & Accessories | MNNW10 | 1 | MidNite MNNW10 (Midnite, MNNW10, Control Newtork Cable 10 in) | 1 | Listed | Already Listed |  | 3.75
526 | 527 | USSE100-0229 | Midnite Charge Controllers & Accessories | MNPV6DF | 1 | MidNite Replacement dead front for the MNPV6, MNPV6 Disco and MNPV4-MC4. | 1 | Listed | Already Listed |  | 19.38
527 | 528 | USSE100-0228 | Midnite Charge Controllers & Accessories | MNSR-600 | 1 | MidNite MNSR-600 (MN - Midnite Solar 1/2" 600V Heyco Strain Relief) | 1 | Listed | Already Listed |  | 0.94
528 | 529 | USSE100-0227 | Midnite Charge Controllers & Accessories | MNSR-1000 | 1 | MidNite 1/2" 600V Heyco Strain Relief accepts two 5mm PV wires | 1 | Listed | Already Listed |  | 1.86
529 | 530 | USSE100-0226 | Midnite Charge Controllers & Accessories | MNTRANSITION | 1 | MidNite Solar transition box is made to transition from PV wire t | 1 | Listed | Already Listed |  | 91.25
530 | 531 | USSE100-0225 | Midnite Combiners | MNPV3 | 1 | Three String Combiner Box | 1 | Listed | Already Listed |  | 96.25
531 | 532 |  | Midnite Combiners | MNPV6 | 1 | Six String Cominer Box | 1 | Re-Validation Required | Not Listed |  | 119.38
532 | 533 | USSE100-0224 | Midnite Combiners | MNPV6-250 | 1 | MidNite combiner for 200 and 250 VDC charge controllers | 1 | Listed | Already Listed |  | 128.13
533 | 534 | USBE100-0005 | Midnite Combiners | MNPV12-250 | 1 | MidNite Enclosure only (For 200 and 250VDC charge controllers) | 1 | Listed | Already Listed |  | 213.75
534 | 535 | USSB100-0052 | Midnite Combiners | MNLBC | 1 | MidNite 14 string non-disconnecting lithium battery combiner, rated to 1/0 input, 5/16 stud | 1 | Listed | Already Listed |  | 270
535 | 536 | USSB100-0054 | Midnite Combiners | MNLBC-W250 | 1 | MidNite 10 string disconnecting lithium battery combiner, rated to 1/0 input, 5/16 stud output | 1 | Price Updated in Shopify | Already Listed |  | 399.38
536 | 537 | USBE100-0004 | Midnite Combiners | MNPV4-1000 | 1 | MidNite 1000Vdc Four String Combiner Box | 1 | Listed | Already Listed |  | 140.63
537 | 538 | USBE100-0001 | Midnite Combiners | MNPV10-1000 | 1 | MidNite 1000Vdc Ten String Combiner Box | 1 | Listed | Already Listed |  | 212.5
538 | 539 | USMS100-0209 | Midnite Combiners | MNPV6-DISCO AC MICRO | 1 | MidNite Enclosure only - NOT COMPATIBLE WITH THE BIRDHOUSE. This 3R enclosure includes 2 busbars. | 1 | Price Updated in Shopify | Already Listed |  | 234.38
539 | 540 | USEC001-0064 | Midnite Combiners | MNPV6-Disco | 1 | MidNite 6 String DC Combiner with Disconnect | 1 | Listed | Already Listed |  | 209.38
540 | 541 | USBE100-0003 | Midnite Combiners | MNPV4-MC4 | 1 | MidNite Pre-Wired MNPV4 Combiner | 1 | Listed | Already Listed |  | 247.5
541 | 542 | USBE100-0002 | Midnite Combiners | MNPV8-MC4 | 1 | MidNite Pre-Wired MNPV8 Combiner | 1 | Listed | Already Listed |  | 446.88
542 | 543 | USEC001-0063 | Midnite Combiners | MNPV4HV-DISCO 3R-DLX | 1 | MNPV4HV Disco 3R - Four 15A fused inputs disconnecting combiner | 1 | Listed | Already Listed |  | 515
543 | 544 | USEC001-0062 | Midnite Combiners | MNTPW2 | 1 | Designed to combine 2 of the High Voltage batteries. It has 15 amp fuses included for the positive and negative of each battery pack (Discontinued) | 1 | Product Discontinued as per TPS Catalogue | Already Listed |  | 143.75
544 | 545 |  | Midnite Fuses and Fuseholder | MN600FUSE-10 | 1 | 10amp, 600v Fuse UL2579 (discontinued) | 1 | Product Discontinued as per TPS Catalogue | Not Listed
545 | 546 | USEC001-0061 | Midnite Fuses and Fuseholder | MN1000FUSE-01 | 1 | 1 amp, 1000v Fuse UL2579 | 1 | Listed | Already Listed |  | 3.16
546 | 547 | USEC001-0060 | Midnite Fuses and Fuseholder | MN1000FUSE-08 | 1 | 8 amp, 1000v Fuse UL2579 | 1 | Listed | Already Listed |  | 3.16
547 | 548 | USEC001-0059 | Midnite Fuses and Fuseholder | MN1000FUSE-10 | 1 | 10 amp, 1000v Fuse UL2579 | 1 | Listed | Already Listed |  | 3.16
548 | 549 | USEC001-0058 | Midnite Fuses and Fuseholder | MN1000FUSE-12 | 1 | 12 amp, 1000v Fuse UL2579 | 1 | Listed | Already Listed |  | 3.16
549 | 550 | USEC001-0057 | Midnite Fuses and Fuseholder | MN1000FUSE-15 | 1 | 15 amp, 1000v Fuse UL2579 | 1 | Listed | Already Listed |  | 3.16
550 | 551 | USEC001-0056 | Midnite Fuses and Fuseholder | MN1000FUSE-20 | 1 | 20 amp, 1000v Fuse UL2579 | 1 | Listed | Already Listed |  | 3.16
551 | 552 | USEC001-0055 | Midnite Fuses and Fuseholder | MN1000FUSE-30 | 1 | 30 amp, 1000v Fuse UL2579 | 1 | Listed | Already Listed |  | 3.16
552 | 553 |  | Midnite Fuses and Fuseholder | MNTS | 1 | Midget Fuse Holder UL2579 | 1 | Re-Validation Required | Not Listed |  | 4.38
553 | 554 | USSSP110-1023 | Midnite Fuses and Fuseholder | MNTS-AD | 1 | MidNite MidNite SolarTouch Safe Fuse Holder by Adler for10x38 mm fuses 1000VDC 30 amp Din rail mount Use in the MNPV combiners for | 1 | Listed | Already Listed |  | 2.82
554 | 555 | USSSP110-1024 | Midnite DC Disconnect Boxes | MNDC15 | 1 | General use enclosure for 15 panel mount type breakers from 5 - 100 Amp as well as a single 125, 175 or 250 amp breaker if so desired | 1 | Listed | Already Listed |  | 265.63
555 | 556 | USSSP110-1025 | Midnite DC Disconnect Boxes | MNDC125 | 1 | 125A Mini DC Disconnect Box | 1 | Listed | Already Listed |  | 193.75
556 | 557 | USSSP110-1026 | Midnite DC Disconnect Boxes | MNDC175 | 1 | 175A Mini DC Disconnect Box | 1 | Listed | Already Listed |  | 225
557 | 558 |  | Midnite DC Disconnect Boxes | MNDC250 | 1 | 250A Mini DC Disconnect Box | 1 | Re-Validation Required | Not Listed |  | 225
558 | 559 | USSSP110-1027 | Midnite DC Disconnect Boxes | MNDC250-X2 | 1 | MidNite MNDC250-X2 (Midnite Solar MNDC250-X2 250A 125Vdc Mini DC Disconnect Box) | 1 | Listed | Already Listed |  | 462.5
559 | 560 | USSSP110-1028 | Midnite DC Disconnect Boxes | MNDC125PLUS | 1 | MidNite MNDC Plus version of the popular MNDC adds another din rail allowing up to ten din rail mount breaker | 1 | Listed | Already Listed |  | 237.5
560 | 561 | USSSP110-1029 | Midnite DC Disconnect Boxes | MNDC175PLUS | 1 | MidNite MNDC Plus version of the popular MNDC adds another din rail allowing up to ten din rail mount breakers. | 1 | Listed | Already Listed |  | 265.63
561 | 562 |  | Midnite DC Disconnect Boxes | MNDC250PLUS | 1 | MidNite 250A Mini DC Disconnect Box with additional DIN rail (Additional 10 breakers max). | 1 | Re-Validation Required | Not Listed |  | 265.63
562 | 563 | USSSP110-1031 | Midnite DC Disconnect Boxes | MNBABYBOX | 1 | MidNite General use powder coated aluminum enclosure for retrofits, small inverter disconnect, PV disconnect, AC or DC distribution. | 1 | Listed | Already Listed |  | 36.88
563 | 564 | USSSP110-1032 | Midnite DC Disconnect Boxes | MNBIGBABY | 1 | MidNite General use powder coated aluminum enclosure - holds up to 4 13mm wide din rail breakers from 1-63 amps. | 1 | Listed | Already Listed |  | 44.38
564 | 565 | USSSP110-1033 | Midnite DC Disconnect Boxes | MNEDCQUAD | 1 | MidNite General use powder coated aluminum enclosure for 4 panel mount type breakers from 5 - 100 Amp. | 1 | Listed | Already Listed
565 | 566 | USSSP110-1034 | Midnite Surge Protection Devices | MNSPD-115 | 1 | 115V Surge Protector Device | 1 | Listed | Already Listed |  | 78.13
566 | 567 | USSSP110-1035 | Midnite Surge Protection Devices | MNSPD-300-AC | 1 | 300V AC Surge Protector Device | 1 | Listed | Already Listed |  | 78.13
567 | 568 | USSSP110-1036 | Midnite Surge Protection Devices | MNSPD-300-DC | 1 | 300V Surge protector device | 1 | Listed | Already Listed |  | 78.13
568 | 569 | USSSP110-1037 | Midnite Surge Protection Devices | MNSPD-600 | 1 | 600V Surge protector Device | 1 | Listed | Already Listed |  | 78.13
569 | 570 | USSSP110-1038 | Midnite Surge Protection Devices | MNSPD300ACFM | 1 | SPD 300 AC Surge Arrestor along with our new Flush mount box. | 1 | Listed | Already Listed |  | 124.38
570 | 571 | USSSP110-1039 | Midnite Surge Protection Devices | MNSPDFMB | 1 | MidNite MNSPDFMB (Surge Protector Flush Mounting Kit) | 1 | Listed | Already Listed |  | 61.88
571 | 572 | USSSP110-1040 | Midnite Rapid Shutdown | MN SOB4X-4P | 1 | MidNite MNSOB4X-4P. 4 channel 600VDC disconnect (+ve & -ve) for rapid shutdown system | 1 | Listed | Already Listed |  | 618.75
572 | 573 | USSSP110-1041 | Midnite Transfer Switches | MNTRANSFER-30A | 1 | Dual 30A, 240VAC transfer switch | 1 | Listed | Already Listed |  | 150
573 | 574 | USSSP110-1042 | Midnite Transfer Switches | MNTRANSFER-60A | 1 | Dual 60A, 240VAC transfer switch | 1 | Listed | Already Listed |  | 150
574 | 575 | USSSP110-1043 | Midnite Wind & Hydro Accessories | MNCLIP4KACX.X | 1 | 4000Watt AC Clipper for Wind or Hydro | 1 | Listed | Already Listed |  | 1581.25
575 | 576 | USSSP110-1044 | Midnite Wind & Hydro Accessories | MNCLIP4KDCX.X | 1 | 4000Watt DC Clipper for Wind or Hydro | 1 | Listed | Already Listed |  | 1665.63
576 | 577 | USSSP110-1045 | Midnite E Panels | MNE125STS | 1 | MidNite MMNE125STS-L.Gray Steel Stretched E-Panel 125 Amp breaker for 48 Volt inverters. Come with all the properly sized over-current devices like circuit breakers and DC disconnects. | 1 | Listed | Already Listed |  | 532.5
577 | 578 | USSSP110-1046 | Midnite E Panels | MNSW-BP | 1 | MidNite MNSW-BP (MN - Midnite Solar Back plate for the Conext SW inverter and Epanel.) | 1 | Listed | Already Listed |  | 181.88
578 | 579 | USSSP110-1047 |  | MNE175SW | 1 | MidNite E-Panel for a single Schneider Electric Conext SW inverter/charger. With a 175A breaker for use with the SW2524 or SW4048 | 1 | Listed | Already Listed |  | 431.88
579 | 580 | USSSP110-1048 |  | MNE250SW | 1 | MidNite E-Panel for a single Schneider Electric Conext SW inverter/charger. With a 250A breaker for use with the SW4024 | 1 | Listed | Already Listed |  | 431.88
580 | 581 | USSSP110-1049 |  | MNE175AL-PLUS | 1 | MidNite MN - Midnite Solar Stretched aluminum OB with FM/60/80/Classic mounting on the door. Left hand hinge standard, Right hand hinged optional (Right hand order P/N MNE250AL-PLUS-R) | 1 | Listed | Already Listed |  | 606.25
581 | 582 |  |  | MNSW-SLIDER-30 | 1 | MidNite AC Bypass for a Single SW E-Panel | 1 | Re-Validation Required | Not Listed |  | 148.75
582 | 583 | USSSP110-1051 |  | MNE250STS | 1 | MidNite Stretched White Steel E-Panel with 250A/125VDC breaker. | 1 | Listed | Already Listed |  | 556.25
583 | 584 | USSSP110-1052 |  | MNE250STSLT | 1 | MidNite Generic E-panel, 250A 125VDC breaker, shunt & busbars | 1 | Listed | Already Listed |  | 449.38
584 | 585 | USIN100-0143 | Midnite Pre Wired Off-Grid | MNEMS4448PAECL150 | 1 | Off-Grid Prewired system using Magnum MS4448 4.4KW 120/240VAC inverter/charger with Classic 150, breakers, surge protection and remote. | 1 | Listed | Already Listed |  | 4840.63
585 | 586 | USIN100-0144 | Midnite Pre Wired Off-Grid | MN5048DIY | 1 | MidNite MN5048DIY (MidNite Solar Inverter/charger DIY Series -5,000 watt continuous outpu... | 1 | Listed | Already Listed |  | 778.75
586 | 587 | USSSP110-1053 | Midnite Pre Wired Off-Grid | MNSW4024-KID-B | 1 | Pre Wired Schneider Electric Conext SW4024 4kW 120/240VAC 24V inverter with AC Bypass Assembly and KID. | 1 | Listed | Already Listed |  | 3968.75
587 | 588 | USSSP110-1054 | Midnite Pre Wired Off-Grid | MNSW4048-KID-B | 1 | Pre Wired Schneider Electric Conext SW4048 4kW 120/240VAC 48V Inverter with AC Bypass Assembly and KID. | 1 | Listed | Already Listed |  | 4140.63
588 | 589 | USSSP110-1055 | Midnite Pre Wired Off-Grid | MNSW4024-CL150 | 1 | Pre Wired Schneider Electric Conext SW4024 4kW 120/240VAC 24V Inverter with AC Bypass Assembly and a Class 150. | 1 | Listed | Already Listed |  | 4530.63
589 | 590 | USSSP110-1056 | Midnite Pre Wired Off-Grid | MNSW4024-CL200 | 1 | With Classic 200 and High Voltage breakers. | 3 | Listed | Already Listed |  | 4546.88
590 | 591 | USSSP110-1057 | Midnite Pre Wired Off-Grid | MNSW4024-CL250 | 1 | With Classic 250 and High Voltage breakers. | 3 | Listed | Already Listed |  | 4696.88
591 | 592 | USSSP110-1058 | Midnite Pre Wired Off-Grid | MNSW4048-CL150 | 1 | Pre Wired Schneider Electric Conext SW4048 4kW 120/240VAC 48V Inverter with AC Bypass Assembly and a Class 150. | 1 | Listed | Already Listed |  | 4700
592 | 593 | USSSP110-1059 | Midnite Pre Wired Off-Grid | MNSW4048-CL200 | 1 | With Classic 200 and High Voltage breakers. | 3 | Listed | Already Listed |  | 4712.5
593 | 594 | USSSP110-1060 | Midnite Pre Wired Off-Grid | MNSW4048-CL250 | 1 | With Classic 250 and High Voltage breakers. | 3 | Listed | Already Listed |  | 4712.5
594 | 595 | USSSP110-1061 | Midnite Pre Wired Off-Grid | MNXWP6848-CL150 | 1 | Pre Wired Schneider Electric Conext XW+ 6848 6.8kW 120/240VAC 48V Inverter with AC Bypass Assembly and a Classic 150. | 1 | Listed | Already Listed |  | 7406.25
595 | 596 | USSSP110-1062 | Midnite Pre Wired Off-Grid | MNXWP6848-CL200 | 1 | With Classic 200 and High Voltage breakers. | 3 | Listed | Already Listed |  | 7421.88
596 | 597 | USSSP110-1063 | Midnite Pre Wired Off-Grid | MNXWP6848-CL250 | 1 | With Classic 250 and High Voltage breakers. | 3 | Listed | Already Listed |  | 7575
597 | 598 | USSSP110-1064 | Midnite Pre Wired Off-Grid | MNXWP6848-2CL150 | 1 | Comes with additional Classic 150. The second Classic will include left hand mounting bracket, SPD300, 2 DC breakers and wiring. | 1 | Listed | Already Listed |  | 8225
598 | 599 | USSSP110-1065 | Midnite Pre Wired Off-Grid | MNXWP6848-2CL200 | 1 | Comes with additional Classic 200. The second Classic will include left hand mounting bracket, SPD300, 2 DC breakers and wiring. | 1 | Listed | Already Listed |  | 8256.25
599 | 600 | USSSP110-1066 | Midnite Pre Wired Off-Grid | MNXWP6848-2CL250 | 1 | Comes with additional Classic 250. The second Classic will include left hand mounting bracket, SPD300, 2 DC breakers and wiring. | 1 | Listed | Already Listed |  | 8550
600 | 601 | USSSP110-1067 | Midnite Pre Wired Off-Grid | MNXWP6848D-2CL150 | 1 | Pre Wired Dual Schneider Electric Conext XW+ 6848 6.8kW 120/240VAC 48V Inverters with AC Bypass Assembly and dual Classic 150s. | 1 | Listed | Already Listed |  | 8225
601 | 602 | USSSP110-1068 | Midnite Pre Wired Off-Grid | MNXWP6848D-2CL200 | 1 | Comes with additional Classic 200. The second Classic will include left hand mounting bracket, SPD300, 2 DC breakers, wiring and high voltage input breakers. | 1 | Listed | Already Listed |  | 8256.25
602 | 603 | USSSP110-1069 | Midnite Pre Wired Off-Grid | MNXWP6848D-2CL250 | 1 | Comes with additional Classic 250. The second Classic will include left hand mounting bracket, SPD300, 2 DC breakers, wiring and high voltage input breakers. | 1 | Same Product as USSSP110-1066 | Not Listed |  | 8550
603 | 604 | USSSP110-1070 | Midnite Pre Wired Off-Grid | MNXWP6848D-3CL150 | 1 | Comes with 2 additional Classic 150s. The additional Classic will each include left hand mounting bracket, SPD300, 2 DC breakers, and wiring. | 1 | Listed | Already Listed |  | 15137.5
604 | 605 | USSSP110-1071 | Midnite Pre Wired Off-Grid | MNXWP6848D-3CL200 | 1 | Comes with 2 additional Classic 200s. The additional Classic will each include left hand mounting bracket, SPD300, 2 DC breakers, wiring and high voltage input breakers. | 1 | Listed | Already Listed |  | 15281.25
605 | 606 | USSSP110-1072 | Midnite Pre Wired Off-Grid | MNXWP6848D-3CL250 | 1 | Comes with 2 additional Classic 250s. The additional Classic will each include left hand mounting bracket, SPD300, 2 DC breakers, wiring and high voltage input breakers. | 1 | Listed | Already Listed |  | 15728.13
606 | 607 | USSSP110-1073 | Midnite Pre Wired Off-Grid (con't) | MNXWP6848D-4CL150 | 1 | Comes with 3 additional Classic 150s. The additional Classic will each include left hand mounting bracket, SPD300, 2 DC breakers, and wiring. | 1 | Listed | Already Listed |  | 15956.25
607 | 608 | USSSP110-1074 | Midnite Pre Wired Off-Grid (con't) | MNXWP6848D-4CL200 | 1 | Comes with 3 additional Classic 200s. The additional Classic will each include left hand mounting bracket, SPD300, 2 DC breakers, wiring and high voltage input breakers. | 1 | Listed | Already Listed |  | 16112.5
608 | 609 | USSSP110-1075 | Midnite Pre Wired Off-Grid (con't) | MNXWP6848D-4CL250 | 1 | Comes with 3 additional Classic 250s. The additional Classic will each include left hand mounting bracket, SPD300, 2 DC breakers, wiring and high voltage input breakers. | 1 | Listed | Already Listed |  | 16706.25
609 | 610 | USSSP110-1076 | Midnite Pre Wired Off-Grid (con't) | 8-003-10 | 1 | MidNite 8-003-10 (Classic 150, 150 Lite & 150 SL Replacement Control Board) | 1 | Listed | Already Listed |  | 218.75
610 | 611 | USSSP110-1077 | Midnite Pre Wired Off-Grid (con't) | 8-003-12 | 1 | MidNite 8-003-12 (Midnite Solar 8-003-12 Replacement Control Board) | 1 | Listed | Already Listed |  | 218.75
611 | 612 | USSSP110-1078 | Midnite Pre Wired Off-Grid (con't) | MNBCM | 1 | MidNite MNBCM (MN - Midnite Solar Battery Capacity Meter) | 1 | Listed | Already Listed |  | 58.75
612 | 613 | USSSP110-1079 | Midnite Pre Wired Off-Grid (con't) | MNBCMS | 1 | MidNite MNBCMS (MN - Midnite The "S" version (MNBCMS) of the meter has an additional shor... | 1 | Listed | Already Listed |  | 43.13
613 | 614 | USIN100-0200 | Outback 48V Pre-wired system | FPR-4048A-01 | 1 | GS4048A-01 (UL1741-SA) Inverter/Charger 4000W, 48Vdc FLEXpower Radian, pre-wired GSLC with 120/240Vac Bypass, 175A DC breaker, PNL-GFDI-80 and 80Amp charge controller breaker, MATE3, HUB 10.3, FN-DC, RTS, plus a FLEXmax 80 charge controller. | 1 | Listed | Already Listed |  | 4569.66
614 | 615 | USIN100-0201 | Outback 48V Pre-wired system | FPR-4048A-300AFCI | 1 | GS4048A-01 Inverter/Charger 4.0 kW, 48 VDC FLEXpower Radian AFCI, pre-wired GSLC with 120/240 VAC Bypass, 175 Amp DC breaker, 125 Amp charge controller breaker, 80 Amp PV breaker, MATE3s, HUB 10.3, FN-DC, RTS, plus one FLEXmax 100 AFCI charge controllers. Listed to UL1741-SA |  | Listed | Already Listed |  | 4955.06
615 | 616 | USIN100-0202 | Outback 48V Pre-wired system | FPR-8048A-01 | 1 | GS8048A-01 (UL1741-SA) Inverter/Charger 8000W,48Vdc FLEXpower Radian,pre-wired GSLC with 120/240Vac Bypass,175A DC breakers,PNL-GFDI-80D and 80Amp charge controller breakers,MATE3,HUB 10.3,FN-DC,RTS,plus two FLEXmax 80 charge controllers. | 1 | Listed | Already Listed |  | 6900
616 | 617 | USIN100-0203 | Outback 48V Pre-wired system | FPR-8048A-300AFCI | 1 | GS8048A-01 Inverter/Charger 8.0 kW, 48 VDC FLEXpower Radian AFCI, pre-wired GSLC with 120/240 VAC Bypass, 175 Amp DC breakers, 125 Amp charge controller breakers, 80 Amp PV breaker, MATE3s, HUB 10.3, FN-DC, RTS, plus two FLEXmax 100 AFCI charge controllers. Listed to UL1741-SA |  | Listed | Already Listed |  | 7115.73
617 | 618 | USIN100-0204 | Outback 48V Pre-wired system | FPR-8048A-300A-LT | 1 | Single FM100-300VDC-AFCI version - GS8048A-01 Inverter/Charger 8.0 kW, 48 VDC FLEXpower Radian AFCI, pre-wired GSLC with 120/240 VAC Bypass, 175 Amp DC breakers, 125 Amp charge controller breakers, 80 Amp PV breakers, MATE3s, HUB 10.3, FN DC, RTS, plus one FLEXmax 100 AFCI charge controller. Listed to UL1741-SA |  | Listed | Already Listed |  | 7407.87
618 | 619 | USIN100-0205 | Outback 48V Pre-wired system | FP1 FXR3048A-01 | 1 | FLEXpower One 3.0kW- 48Vdc solution, single FXR3048A-01 , prewired AC and DC boxes with 120Vac Bypass, NEMA 5-20R GFCI Outlet, 175A DC breaker, GFDI, 80Amp charge controller breaker, Mate 3s HUB 10.3, RTS, FLEXmax 80, FLEXnet DC and surge protector | 1 | Listed | Already Listed |  | 3806.74
619 | 620 | USIN100-0206 | Outback 48V Pre-wired system | FP1 VFXR3648A-01 | 1 | FLEXpower ONE 3.6kW - 48Vdc solution, single VFXR3648A-01 (UL1741-SA), prewired AC and DC boxes with 120Vac Bypass, NEMA 5-20R GFCI Outlet, 175A DC breaker, GFDI, 80Amp charge controller breaker, Mate 3 HUB 10.3, RTS, FLEXmax 80, FLEXnet DC and surge protector |  | Listed | Already Listed |  | 3941.57
620 | 621 | USIN100-0207 | Outback 48V Pre-Wire System (con't) | FP3 FXR3048A-01 | 1 | FLEXpower THREE 9kW-48Vdc solution, triple FXR3048A-01, pre-wired AC and DC boxes with AC Bypass, 175A DC breakers, PNL-GFDI-80Q and 80 Amp charge controller breakers, HUB 10.3, RTS, FLEXnet DC and surge protectors, three FLEXmax 80 MPPT charge controllers, MATE3s and brackets |  | Listed | Already Listed |  | 12568.54
621 | 622 | USIN100-0208 | Outback 48V Pre-Wire System (con't) | FP3 VFXR3648A-01 | 1 | FLEXpower THREE 10.8kW-48Vdc solution, triple VFXR3648A-01, pre-wired AC and DC boxes with AC Bypass, 175A DC breakers, PNL-GFDI-80Q and 80 Amp charge controller breakers, HUB 10.3, RTS, FLEXnet DC and surge protectors, three FLEXmax 80 MPPT charge controllers, MATE3s and brackets |  | Listed | Already Listed |  | 13147.19
622 | 623 | USIN100-0209 | Outback 48V Pre-Wire System (con't) | FP4 FXR3048A-01 | 1 | FLEXpower FOUR 12kW - 48Vdc solution, quad FXR3048A-01, pre-wired AC and DC boxes with AC Bypass, 175A DC breakers, PNL-GFDI-80Q and 80 Amp charge controller breakers, HUB 10.3, RTS, FLEXnet DC, surge protectors, four FLEXmax 80 MPPT charge controllers, MATE3s and brackets |  | Listed | Already Listed
623 | 624 | USIN100-0210 | Outback 48V Pre-Wire System (con't) | FP4 VFXR3648A-01 | 1 | FLEXpower FOUR 14.4kW -48Vdc solution, quad VFR3648A-01, pre-wired AC and DC boxes with AC Bypass, 175A DC breakers, PNL-GFDI-80Q and 80 Amp charge controller breakers, HUB 10.3, RTS, FLEXnet DC, surge protectors, four FLEXmax 80 MPPT charge controllers, MATE3s and brackets |  | Listed | Already Listed
624 | 625 | USIN100-0211 | Outback 48V Pre-Wire System (con't) | FP1 VFXR3048E | 1 | FLEXpower One 3.0kW - 48Vdc solution, single VFXR3048E, prewired AC and DC boxes with 230Vac Bypass, 175A DC breaker, GFDI, 80Amp charge controller breaker, Mate 3s HUB 10.3, RTS, FLEXmax 80, FLEXnet DC and surge protector | 1 | Listed | Already Listed
625 | 626 | USIN100-0212 | Outback 48V Pre-Wire System (con't) | FP2 VFXR3048E | 1 | Outback Power FLEXpower THREE 9kW-48Vdc solution, triple FXR3048A-01, pre-wired AC and DC boxes with AC Bypass, 175A DC breakers, PNL-GFDI-80Q and 80 Amp charge controller breakers, HUB 10.3, RTS, FLEXnet DC and surge protectors, three FLEXmax 80 MPPT charge controllers, MATE3s and brackets *Custom Order* |  | Listed | Already Listed
626 | 627 | USIN100-0213 | Outback 48V Pre-Wire System (con't) | FP3 VFXR3048E | 1 | Outback Power FLEXpower FOUR 14.4kW -48Vdc solution, quad VFR3648A-01, pre-wired AC and DC boxes with AC Bypass, 175A DC breakers, PNL-GFDI-80Q and 80 Amp charge controller breakers, HUB 10.3, RTS, FLEXnet DC, surge protectors, four FLEXmax 80 MPPT charge controllers, MATE3s and brackets *Custom Order* |  | Listed | Already Listed
627 | 628 | USSSP110-1081 | Outback 48V Pre-Wire System (con't) | FP4 FXR2348E | 1 | Outback Power FLEXpower FOUR 9.2 kW, 48 VDC solution, quad VFXR2348E, prewired AC and DC boxes with AC Bypass, 175 Amp DC breakers, PNL-GFDI-80Q and 80 Amp PV breaker, HUB 10.3, RTS, FLEXnet DC, surge protectors plus four FLEXmax 80 MPPT charge controllers, MATE3s and brackets *Custom Order* |  | Listed | Already Listed |  | 13443.82
628 | 629 | USSSP110-1082 | Outback 48V Pre-Wire System (con't) | FP4 VFXR3048E | 1 | Outback Power FLEXpower FOUR 12kW - 48Vdc solution, quad VFXR3048E, pre-wired AC and DC boxes with AC Bypass, 250A DC breakers, PNL-GFDI-80Q and 80 Amp charge controller breakers, HUB 10.3, RTS, FLEXnet DC, surge protectors plus four FLEXmax 80 MPPT charge controllers, MATE3s and brackets *Custom Order* |  | Listed | Already Listed |  | 15408.99
629 | 630 | USIN100-0215 | Outback 48V Pre-Wire System (con't) | SE-420BLU-300AFCI | 1 | Bundled FPR-4048A-300AFCI 4.0 kW FLEXpower Radian with an IBR-2-48-175 battery rack and eight BLUE+ batteries providing 19.2 kWh of nameplate energy storage. Includes 16 OBFRS-01 module level shutdown devices, an OBFRS-ESW1 shutdown switch, 1A breaker and 24V relay to shutdown the charge controller, and one FWPV6-FH600 combiner box. Ideal for Back Up applications. |  | Listed | Already Listed | USIN100-0215 | 11477.53
630 | 630 | USIN100-0215 | Outback 48V Pre-Wire System (con't) | SE-420BLU-300AFCI | 1 | Bundled FPR-4048A-300AFCI 4.0 kW FLEXpower Radian with an IBR-2-48-175 battery rack and eight BLUE+ batteries providing 19.2 kWh of nameplate energy storage. Includes 16 OBFRS-01 module level shutdown devices, an OBFRS-ESW1 shutdown switch, 1A breaker and 24V relay to shutdown the charge controller, and one FWPV6-FH600 combiner box. Ideal for Back Up applications. |  | Listed | Already Listed | USIN100-0215 | 11477.53
631 | 631 | USIN100-0217 | Outback 48V Pre-Wire System (con't) | SE-830BLU-300AFCI | 1 | Bundled FPR-8048A-300AFCI 8.0 kW FLEXpower Radian with an IBR-3-48-175 battery rack and twelve BLUE+ batteries providing 28.8 kWh of nameplate energy storage. Includes 32 OBFRS-01 module level shutdown devices, an OBFRS-ESW1 shutdown switch, 1A breaker and 24V relay to shutdown the charge controllers, and two FWPV6-FH600 combiner boxes. Ideal for Back Up applications. |  | Listed | Already Listed |  | 17066.29
632 | 631 | USIN100-0217 | Outback 48V Pre-Wire System (con't) | SE-830BLU-300AFCI | 1 | Bundled FPR-8048A-300AFCI 8.0 kW FLEXpower Radian with an IBR-3-48-175 battery rack and twelve BLUE+ batteries providing 28.8 kWh of nameplate energy storage. Includes 32 OBFRS-01 module level shutdown devices, an OBFRS-ESW1 shutdown switch, 1A breaker and 24V relay to shutdown the charge controllers, and two FWPV6-FH600 combiner boxes. Ideal for Back Up applications. |  | Listed | Already Listed |  | 17066.29
633 | 632 | USBE100-0058 | Outback 48V Pre-Wire System (con't) | SE-420PLR-300AFCI | 1 | Bundled FPR-4048A-300AFCI 4.0 kW FLEXpower Radian with an IBR-2-48-175 battery rack and eight 200PLR batteries providing 19.2 kWh of nameplate energy storage. Includes 16 OBFRS-01 module level shutdown devices, an OBFRS-ESW1 shutdown switch, 1A breaker and 24V relay to shutdown the charge controller, and one FWPV6-FH600 combiner box. Ideal for Back Up applications. |  | Listed | Already Listed
634 | 633 | USBE100-0059 | Outback 48V Pre-Wire System (con't) | SE-830PLR-300AFCI | 1 | Bundled FPR-8048A-300AFCI 8.0 kW FLEXpower Radian with an IBR-3-48-175 battery rack and twelve 200PLR batteries providing 28.8 kWh of nameplate energy storage. Includes 32 OBFRS-01 module level shutdown devices, an OBFRS-ESW1 shutdown switch, 1A breaker and 24V relay to shutdown the charge controllers, and two FWPV6-FH600 combiner boxes. Ideal for Back Up applications. |  | Listed | Already Listed
635 | 634 | USIN100-0220 | Outback 48V Pre-Wire System (con't) | SE-860XLC-300AFCI | 1 | Bundled FPR-8048A-300AFCI 8.0 kW FLEXpower Radian with a 1000XLC high capacity battery providing 59 kWh of nameplate energy storage. Includes 32 OBFRS-01 module level shutdown devices, an OBFRS-ESW1 shutdown switch, 1A breaker and 24V relay to shutdown the charge controllers, and two FWPV6-FH600 combiner boxes. FULL SYSTEM 10 YEAR GLOBAL WARRANTY INCLUDED. Ideal for Energy Management and Off Grid applications. |  | Listed | Already Listed
636 | 635 | USIN100-0221 | Outback 24V Pre-Wire System | FP1 FXR2524A-01 | 1 | FLEXpower ONE 2.5kW - 24Vdc solution, single FXR2524A-01 (UL1741-SA), prewired AC and DC boxes with 120Vac Bypass, NEMA 5-20R GFCI Outlet, 175A DC breaker, GFDI, 80Amp charge controller breaker, Mate 3 HUB 10.3, RTS, FLEXmax 80, FLEXnet DC and surge protector |  | Listed | Already Listed |  | 3855.06
637 | 635 | USIN100-0221 | Outback 24V Pre-Wire System | FP1 FXR2524A-01 | 1 | FLEXpower ONE 2.5kW - 24Vdc solution, single FXR2524A-01 (UL1741-SA), prewired AC and DC boxes with 120Vac Bypass, NEMA 5-20R GFCI Outlet, 175A DC breaker, GFDI, 80Amp charge controller breaker, Mate 3 HUB 10.3, RTS, FLEXmax 80, FLEXnet DC and surge protector |  | Listed | Already Listed |  | 3855.06
638 | 636 | USIN100-0222 | Outback 24V Pre-Wire System | FP1 VFXR3524A-01 | 1 | FLEXpower One 3.5kW - 24Vdc solution, single VFXR3524A-01, prewired AC and DC boxes with 120Vac Bypass, NEMA 5-20R GFCI Outlet, 250A DC breaker, GFDI, 80Amp charge controller breaker, Mate 3s HUB 10.3, RTS, FLEXmax 80, FLEXnet DC and surge protector | 1 | Listed | Already Listed |  | 3986.52
639 | 636 | USIN100-0222 | Outback 24V Pre-Wire System | FP1 VFXR3524A-01 | 1 | FLEXpower One 3.5kW - 24Vdc solution, single VFXR3524A-01, prewired AC and DC boxes with 120Vac Bypass, NEMA 5-20R GFCI Outlet, 250A DC breaker, GFDI, 80Amp charge controller breaker, Mate 3s HUB 10.3, RTS, FLEXmax 80, FLEXnet DC and surge protector | 1 | Listed | Already Listed |  | 3986.52
640 | 637 | USIN100-0223 | Outback 24V Pre-Wire System | FP2 FXR2524A-01 | 1 | FLEXpower TWO 5.0kW - 24Vdc solution, dual FXR2524A-01 (UL1741-SA), prewired AC & DC boxes with AC bypass 250A DC breakers, PNL-GFDI-80D and 80 Amp charge controller breakers, HUB 10.3, RTS, FLEXnet DC, surge protectors plus two FLEXmax 80 MPPT controllers, MATE3 and brackets |  | Listed | Already Listed |  | 7035.96
641 | 637 | USIN100-0223 | Outback 24V Pre-Wire System | FP2 FXR2524A-01 | 1 | FLEXpower TWO 5.0kW - 24Vdc solution, dual FXR2524A-01 (UL1741-SA), prewired AC & DC boxes with AC bypass 250A DC breakers, PNL-GFDI-80D and 80 Amp charge controller breakers, HUB 10.3, RTS, FLEXnet DC, surge protectors plus two FLEXmax 80 MPPT controllers, MATE3 and brackets |  | Listed | Already Listed |  | 7035.96
642 | 638 | USIN100-0224 | Outback 24V Pre-Wire System | FP2 VFXR3524A-01 | 1 | FLEXpower TWO 7.0kW - 24Vdc solution, dual VFXR3524A-01 (UL1741-SA), prewired AC & DC boxes with AC bypass 250A DC breakers, PNL-GFDI-80D and 80 Amp charge controller breakers, HUB 10.3, RTS, FLEXnet DC, surge protectors plus two FLEXmax 80 MPPT controllers, MATE3 and brackets |  | Listed | Already Listed | USIN100-0224 | 7301.12
643 | 638 | USIN100-0224 | Outback 24V Pre-Wire System | FP2 VFXR3524A-01 | 1 | FLEXpower TWO 7.0kW - 24Vdc solution, dual VFXR3524A-01 (UL1741-SA), prewired AC & DC boxes with AC bypass 250A DC breakers, PNL-GFDI-80D and 80 Amp charge controller breakers, HUB 10.3, RTS, FLEXnet DC, surge protectors plus two FLEXmax 80 MPPT controllers, MATE3 and brackets |  | Listed | Already Listed | USIN100-0224 | 7301.12
644 | 639 | USIN100-0225 | Outback 24V Pre-Wire System | FP1 VFXR3024E | 1 | FLEXpower One 3.0kW - 24Vdc solution, single VFXR3024E, prewired AC and DC boxes with 230Vac Bypass, 250A DC breaker, GFDI, 80Amp charge controller breaker, Mate 3s HUB 10.3, RTS, FLEXmax 80, FLEXnet DC and surge protector | 1 | Listed | Already Listed |  | 4253.93
645 | 639 | USIN100-0225 | Outback 24V Pre-Wire System | FP1 VFXR3024E | 1 | FLEXpower One 3.0kW - 24Vdc solution, single VFXR3024E, prewired AC and DC boxes with 230Vac Bypass, 250A DC breaker, GFDI, 80Amp charge controller breaker, Mate 3s HUB 10.3, RTS, FLEXmax 80, FLEXnet DC and surge protector | 1 | Listed | Already Listed |  | 4253.93
646 | 640 | USIN100-0226 | Outback 24V Pre-wired system | FP2 VFXR3024E | 1 | FLEXpower TWO 6kW - 24Vdc solution, dual VFXR3024E, pre-wired AC and DC boxes with 230Vac Bypass, 250ADC breakers, PNL-GFDI-80D and 80 Amp charge controller breakers, HUB, RTS, FLEXnet DC, and surge protectors plus two FLEXmax 80 MPPT charge controllers, MATE3s and brackets |  | Listed | Already Listed
647 | 641 | USIN100-0227 | Outback 24V Pre-wired system | FP3 FXR2024E | 1 | FLEXpower THREE 6kW - 24Vdc, triple FXR2024E re-wired AC and DC boxes with AC Bypass, 250A DC breakers, PNL-GFDI-80Q and 80 Amp charge controller breakers, HUB 10.3, RTS, FLEXnet DC, surge protectors plus three FLEXmax 80 MPPT charge controllers, MATE3s and brackets |  | Listed | Already Listed
648 | 642 | USIN100-0228 | Outback 24V Pre-wired system | FP3 VFXR3024E | 1 | FLEXpower THREE 9kW - 24Vdc, triple VFXR3024E, pre-wired AC and DC boxes with AC Bypass, 175A DC breakers, PNL-GFDI-80Q and 80 Amp charge controller breakers, HUB 10.3, RTS, FLEXnet DC, surge protectors plus three FLEXmax 80 MPPT charge controllers, MATE3s and brackets |  | Listed | Already Listed |  | 13604.49
649 | 643 | USIN100-0229 | Outback 12V Inverter/chargers GT & OG | FXR2012A | 1 | FXR Renewable Series Inverter/Charger 2000W, 120Vac, 12Vdc, 100 Amp charger, 60 Amp AC input | 1 | Listed | Already Listed |  | 1548.31
650 | 644 | USIN100-0230 | Outback 12V Inverter/chargers GT & OG | VFXR2812A | 1 | FXR Renewable Series Inverter/Charger 2800W, 120Vac, 12Vdc, 125 Amp charger, 60 Amp AC input | 1 | Listed | Already Listed |  | 1695.51
651 | 645 | USIN100-0231 | Outback 12V Inverter/chargers GT & OG | FXR2012E | 1 | FXR Renewable Series Inverter/Charger 2000W, 230Vac , 12Vdc, 100 Amp charger, 30 Amp AC input | 1 | Listed | Already Listed |  | 1275.28
652 | 646 | USIN100-0232 | Outback 12V Inverter/chargers GT & OG | VFXR2612E | 1 | FXR Renewable Series Inverter/Charger 2600W, 230Vac, 12Vdc, 120 Amp charger, 30 Amp AC input | 1 | Listed | Already Listed |  | 1579.78
653 | 647 | USIN100-0250 | Outback 24V Inverter/chargers GT & OG | FXR2524A-01 | 1 | FXR Renewable Series Inverter/Charger 2500W, 120Vac , 24Vdc, 55 Amp charger, 60 Amp AC input. Listed to UL1741-SA | 2 | Listed | Already Listed |  | 1588.76
654 | 648 | USIN100-0249 | Outback 24V Inverter/chargers GT & OG | VFXR3524A-01 | 1 | FXR Renewable Series Inverter/Charger 3500W, 120Vac, 24Vdc, 85 Amp charger, 60 Amp AC input. Listed to UL1741-SA | 1 | Listed | Already Listed |  | 1739.33
655 | 649 | USIN100-0291 | Outback 24V Inverter/chargers GT & OG | FXR2024E | 1 | FXR Renewable Series Inverter/Charger 2000W, 230Vac, 24Vdc, 55 Amp charger, 30 Amp AC input | 1 | Listed | Already Listed |  | 1505.62
656 | 650 | USIN100-0248 | Outback 24V Inverter/chargers GT & OG | VFXR3024E | 1 | FXR Renewable Series Inverter/Charger, 3000W, 230Vac, 24Vdc, 85 Amp charger, 30 Amp AC input | 1 | Listed | Already Listed |  | 1586.52
657 | 651 | USCC100-0096 | Outback 48V Inverter/Chargers GT & OG | FXR3048A-01 | 1 | FXR Renewable Series Inverter/Charger 3000W, 120Vac, 48Vdc, 35 Amp charger, 60 Amp AC input. Listed to UL1741-SA | 1 | Listed | Already Listed |  | 1538.2
658 | 652 | USSP100-0161 | Outback 48V Inverter/Chargers GT & OG | VFXR3648A-01 | 1 | FXR Renewable Series Inverter/Charger 2500W, 120Vac , 24Vdc, 55 Amp charger, 60 Amp AC input. Listed to UL1741-SA | 2 | Listed | Already Listed |  | 1684.27
659 | 653 | USIN100-0214 | Outback 48V Inverter/Chargers GT & OG | FXR2348E | 1 | FXR Renewable Series Inverter/Charger 2300W, 230Vac, 48Vdc, 35 Amp charger, 30 Amp AC input | 1 | Listed | Already Listed |  | 1493.26
660 | 654 |  | Outback 48V Inverter/Chargers GT & OG | VFXR3048E | 1 | FXR Renewable Series Inverter/Charger 3000W, 230Vac, 48Vdc, 45 Amp charger, 30 Amp AC input | 1 | Re-Validation Required | Not Listed |  | 1506.74
661 | 655 | USSS100-0042 | Outback 48V Inverter/Chargers GT & OG | GS4048A-01 | 1 | 4000W, 48Vdc, 120/240Vac 50/60 Hz Grid-Interactive and Standalone Solution with dual AC inputs and advanced features. Includes mounting plate, hardware and RTS. Listed to UL1741-SA | 1 | Listed | Already Listed |  | 2194.38
662 | 656 | USIN100-0234 | Outback 48V Inverter/Chargers GT & OG | GS4048A-AC-KIT | 1 | Bundled for frequency shifting AC Coupling, one of each - Radian GS4048A-01 inverter, GSLC175-120/240 load center, mounting hardware, RTS, MATE3s and mounting bracket (FW-MB3), generator kit (GS-AC-GEN-KIT) and 30 Amp 120/240 VAC double pole breaker (PNL-30D-AC-120/240) for connecting the grid-tie inverter(s). Listed to UL1741-SA. Not pre- wired FLEXpower system. |  | Listed | Already Listed |  | 3611.24
663 | 657 | USIN100-0308 | Outback 48V Inverter/Chargers GT & OG (con't) | GS8048A-01 | 1 | 8000W, 48Vdc, 120/240Vac 50/60 Hz Grid-Interactive and Standalone Solution with dual AC inputs and advanced features. Includes mounting plate, hardware and RTS. Listed to UL1741-SA | 1 | Price Updated in Shopify | Already Listed |  | 3640.45
664 | 658 | USEC001-0078 | Outback 48V Inverter/Chargers GT & OG (con't) | GS8048A-AC-KIT | 1 | Bundled for frequency shifting AC Coupling, one of each - Radian GS8048A-01 inverter, GSLC175-120/240 load center, mounting hardware, RTS, MATE3s and mounting bracket (FW-MB3), generator kit (GS-AC-GEN-KIT) and 30 Amp 120/240 VAC double pole breaker (PNL-30D-AC-120/240) for connecting the grid-tie inverter(s). Listed to UL1741-SA. Not pre- wired FLEXpower system. |  | Listed | Already Listed |  | 4888.76
665 | 659 | USIN100-0236 | Outback 48V Inverter/Chargers GT & OG (con't) | GS3548E | 1 | 3500W, 48Vdc, 230Vac 50/60 Hz Grid-Interactive and Standalone Solution with dual AC inputs with advanced features. Includes mounting plate, hardware and RTS | 1 | Listed | Already Listed |  | 2286.52
666 | 660 | USIN100-0238 | Outback 48V Inverter/Chargers GT & OG (con't) | GS7048E | 1 | 7000W, 48Vdc, 230Vac 50/60 Hz Grid-Interactive and Standalone Solution with dual AC inputs and advanced features. Includes mounting plate, hardware and RTS | 1 | Listed | Already Listed |  | 4034.83
667 | 661 | USCC100-0002 | Outback MPPT Charge Controllers | FM60-150VDC | 1 | FlexMax 60A, 150VDC MPPT Charge Controller. | 1 | Listed | Already Listed |  | 395.51
668 | 662 | USCC100-0004 | Outback MPPT Charge Controllers | FM80-150VDC | 1 | FlexMax 80A, 150VDC MPPT Charge Controller. | 1 | Listed | Already Listed |  | 444.94
669 | 663 | USCC100-0001 | Outback MPPT Charge Controllers | FM100-300VDC-AFCI | 1 | FlexMax 100A, 300VDC MPPT Charge Controller IP54 enclosure. Integrated AFCI | 1 | Listed | Already Listed |  | 1184.27
670 | 664 | USSB100-0020 | Outback Lead-Acid Batteries (FLA) 6Volt | 290FLA | 1 | EnergyCell 290FLA Deep Cycle Flooded. 290Ah, 6V Top Terminal. Group GC2. kWh Storage Per Battery: 1.74 kWh Nameplate / 0.87 kWh Effective | 1 | Listed | Already Listed |  | 192.13
671 | 665 | USSB100-0019 | Outback Lead-Acid Batteries (FLA) 6Volt | 525FLA | 1 | EnergyCell 525FLA Deep Cycle Flooded. 525Ah, 6V Top Terminal. Group L16. kWh Storage Per Battery: 3.15 kWh Nameplate / 1.575 kWh Effective | 1 | Listed | Already Listed |  | 395.51
672 | 666 | USSB100-0021 | Outback Lead-Acid Batteries (VRLA) 12Volt | 200PLR | 1 | EnergyCell 200PLR VRLA-AGM Pure Lead 200Ah, 12V Front Terminal, kWh Storage Per Battery: 2.44 kWh Nameplate / 1.22 kWh Effective | 1 | Listed | Already Listed
673 | 667 | USSB100-0022 | NorthStar BLUE+ | NSB40FT BLUE+ | 1 | NorthStar BLUE+ VRLA-AGM Pure Lead Carbon 37Ah, 12V Front Terminal kWh Storage Per Battery: 0.44 kWh Nameplate / 0.22 kWh Effective | 1 | Price Updated in Shopify | Already Listed |  | 251.69
674 | 668 | USSB100-0023 | NorthStar BLUE+ | NSB100FT BLUE+ | 1 | NorthStar BLUE+ VRLA-AGM Pure Lead Carbon 100Ah, 12V Front Terminal kWh Storage Per Battery: 1.2 kWh Nameplate / 0.60 kWh Effective | 1 | Listed | Already Listed |  | 303.37
675 | 669 | USSB100-0024 | NorthStar BLUE+ | NSB170FT BLUE+ | 1 | NorthStar BLUE+ VRLA-AGM Pure Lead Carbon 170Ah, 12V Front Terminal kWh Storage Per Battery: 2.04 kWh Nameplate / 1.02 kWh Effective | 1 | Listed | Already Listed |  | 410.11
676 | 670 | USSB100-0025 | NorthStar BLUE+ | NSB190FT BLUE+ | 1 | NorthStar BLUE+ VRLA-AGM Pure Lead Carbon 183Ah, 12V Front Terminal kWh Storage Per Battery: 2.20 kWh Nameplate / 1.10 kWh Effective | 1 | Listed | Already Listed |  | 426.97
677 | 671 | USSB100-0026 | NorthStar BLUE+ | NSB210FT BLUE+ | 1 | NorthStar BLUE+ VRLA-AGM Pure Lead Carbon 200Ah, 12V Front Terminal kWh Storage Per Battery: 2.40 kWh Nameplate / 1.20 kWh Effective | 1 | Listed | Already Listed |  | 462.92
678 | 672 | USSB100-0027 | 2V High Capacity Batteries | 1000XLC | 1 | EnergyCell XLC High Capacity Lead Carbon 1230Ah c/100 kWh Storage Per Battery: 59 kWh Nameplate / 29.5 kWh Effective | 1 | Listed | Already Listed |  | 17976.4
679 | 673 | USSB100-0099 | 2V High Capacity Batteries | 800RE-24 | 1 | EnergyCell RE High Capacity 24V Battery System, 810Ah 4x3 Cell Configuration, Top Termination | 1 | Listed | Already Listed |  | 6002.25
680 | 674 |  | 2V High Capacity Batteries | 1100RE-24 | 1 | EnergyCell RE High Capacity 24V Battery System, 1150Ah 4x3 Cell Configuration, Top Termination | 1 | Re-Validation Required | Not Listed |  | 9052.81
681 | 675 | USSSP110-1084 | 2V High Capacity Batteries | 1300RE-24 | 1 | EnergyCell RE High Capacity 24V Battery System, 1340Ah 4x3 Cell Configuration, Top Termination | 1 | Listed | Already Listed |  | 10347.19
682 | 676 | USSSP110-1085 | 2V High Capacity Batteries (con't) | 1600RE-24 | 1 | EnergyCell RE High Capacity 24V Battery System, 1600Ah 3x4 Cell Configuration, Top Termination | 1 | Listed | Already Listed |  | 11784.27
683 | 677 | USSSP110-1086 | 2V High Capacity Batteries (con't) | 2000RE-24 | 1 | EnergyCell RE High Capacity 24V Battery System, 2070Ah 4x3 Cell Configuration, Top Termination | 1 | Listed | Already Listed |  | 14704.49
684 | 678 |  | 2V High Capacity Batteries (con't) | 2200RE-24 | 1 | EnergyCell RE High Capacity 24V Battery System, 2140Ah 4x3 Cell Configuration, Top Termination | 1 | Re-Validation Required | Not Listed |  | 15843.82
685 | 679 | USSSP110-1087 | 2V High Capacity Batteries (con't) | 2700RE-24 | 1 | EnergyCell RE High Capacity 24V Battery System, 2770Ah 4x3 Cell Configuration, Top Termination | 1 | Listed | Already Listed |  | 19355.06
686 | 680 | USSB100-0035 | 2V High Capacity Batteries (con't) | 800RE | 1 | EnergyCell RE High Capacity 48V Battery System, 810Ah 6x4 Cell Configuration, Top Termination | 1 | Listed | Already Listed |  | 12270.79
687 | 681 | USSB100-0036 | 2V High Capacity Batteries (con't) | 1100RE | 1 | EnergyCell RE High Capacity 48V Battery System, 1150Ah 4x6 Cell Configuration, Top Termination | 1 | Listed | Already Listed |  | 18831.46
688 | 682 | USSB100-0037 | 2V High Capacity Batteries (con't) | 1300RE | 1 | EnergyCell RE High Capacity 48V Battery System, 1340Ah 3x8 Cell Configuration, Top Termination | 1 | Listed | Already Listed |  | 21835.96
689 | 683 | USSB100-0038 | 2V High Capacity Batteries (con't) | 1600RE | 1 | EnergyCell RE High Capacity 48V Battery System, 1600Ah 3x8 Cell Configuration, Top Termination | 1 | Listed | Already Listed |  | 24730.34
690 | 684 | USSB100-0039 | 2V High Capacity Batteries (con't) | 2000RE | 1 | EnergyCell RE High Capacity 48V Battery System, 2070Ah 4x6 Cell Configuration, Top Termination | 1 | Listed | Already Listed |  | 30834.83
691 | 685 | USSB100-0040 | 2V High Capacity Batteries (con't) | 2200RE | 1 | EnergyCell RE High Capacity 48V Battery System, 2140Ah 3x8 Cell Configuration, Top Termination | 1 | Listed | Already Listed |  | 32550.56
692 | 686 | USSB100-0041 | 2V High Capacity Batteries (con't) | 2700RE | 1 | EnergyCell RE High Capacity 48V Battery System, 2770Ah 4x6 Cell Configuration, Top Termination | 1 | Listed | Already Listed |  | 36897.75
693 | 687 | USSB100-0042 | Outback Battery Racks and Enclosures | IBR-2-48-175 | 1 | 2-shelf comprehensive battery enclosure with cabling, series string overcurrent protection and DC disconnects, 48V configuration | 1 | Listed | Already Listed |  | 1228.09
694 | 688 | USSB100-0043 | Outback Battery Racks and Enclosures | IBR-3-48-175 | 1 | 3-shelf comprehensive battery enclosure with cabling, series string overcurrent protection and DC disconnects, 48V configuration | 1 | Listed | Already Listed |  | 2361.8
695 | 689 |  | Outback Radian Accessories | GSLC | 1 | GS Load Center for Radian Series. Includes inverter bus bars, ground bus bar, 500 Amp DC shunt assembly with negative TBB, neutral TBB and two STBB-RED bus bars. Holds up to eighteen 1 to 80A and two 175 or 250A panel mount breakers (not included) | 1 | Re-Validation Required | Not Listed |  | 657.3
696 | 690 | USBE100-0051 | Outback Radian Accessories | GSLC175-120/240 | 1 | Prewired GSLC with two 175A inverter disconnects, 120/240VAC inverter bypass and dual AC inputs | 1 | Listed | Already Listed |  | 1162.92
697 | 691 | USWC001-0034 | Outback Radian Accessories | GSLC175-PV-120/240 | 1 | Prewired GSLC with two 175A inverter disconnects, GFDI and PV disconnects for two charge controllers, FLEXnet DC w/ 3 shunts, 120/240VAC inverter bypass and dual AC inputs | 1 | Listed | Already Listed |  | 1404.49
698 | 692 | USCC100-0077 | Outback Radian Accessories | GSLC-PV-300VDC | 1 | Prewired 300 VDC GSLC for FM100 charge controllers with two 175 Amp inverter disconnects, 120/240 VAC inverter bypass, dual AC inputs, FLEXnet DC, two PV disconnects and three 500 Amp DC shunts (GFDI integrated in FLEXmax 100) | 1 | Listed | Already Listed |  | 1376.4
699 | 693 | USBE100-0053 | Outback Radian Accessories | GSLC175PV1-120/240 | 1 | Prewired GSLC with one 175A inverter disconnect, GFDI and PV disconnects for one charge controller | 2 | Listed | Already Listed |  | 1292.13
700 | 694 | USCC100-0078 | Outback Radian Accessories | GSLC-PV1-300VDC | 1 | Prewired 300 VDC GSLC for FM100 charge controllers with one 175 Amp inverter disconnect, 120/240 VAC inverter bypass, dual AC inputs, FLEXnet DC, one PV disconnect and two 500 Amp DC shunts (GFDI integrated in FLEXmax 100) | 1 | Listed | Already Listed |  | 1473.03
701 | 695 | USCC100-0079 | Outback Radian Accessories (con't) | GSLC-PV-300VDC-230 | 1 | Prewired 300 VDC GSLC for FM100 charge controllers with two 175 Amp inverter disconnects, 230 VAC inverter bypass, dual AC inputs, FLEXnet DC, two PV disconnects and three 500 Amp DC shunts (GFDI integrated in FLEXmax 100) | 1 | Listed | Already Listed |  | 1650.56
702 | 696 | USCC100-0080 | Outback Radian Accessories (con't) | GSLC-PV1-300VDC-230 | 1 | Prewired 300 VDC GSLC for FM100 charge controllers with one 175 Amp inverter disconnect, 230 VAC inverter bypass, dual AC inputs, FLEXnet DC, one PV disconnect and two 500 Amp DC shunts (GFDI integrated in FLEXmax 100) | 1 | Listed | Already Listed
703 | 697 | USBE100-0052 | Outback Radian Accessories (con't) | GSLC175-230 | 1 | Prewired GSLC with 175A inverter disconnects, 230VAC inverter bypass and dual AC inputs | 1 | Listed | Already Listed |  | 1226.97
704 | 698 | USCC100-0082 | Outback Radian Accessories (con't) | GSLC175-PV-230 | 1 | Prewired GSLC with two 175A inverter disconnects, GFDI and PV disconnects for two charge controllers, FLEXnet DC w/ 3 shunts, 230VAC inverter bypass and dual AC inputs | 1 | Listed | Already Listed |  | 1471.91
705 | 699 | USCC100-0083 | Outback Radian Accessories (con't) | GSLC175PV1-230 | 1 | Prewired GSLC with one 175A inverter disconnect, GFDI and PV disconnects for one charge controller | 2 | Listed | Already Listed |  | 1400
706 | 700 | USSE100-0133 | Outback Radian Accessories (con't) | GS-IOB-120/240VAC | 1 | GS Bypass kit for split phases (120/240VAC) | 1 | Listed | Already Listed |  | 274.16
707 | 701 | USSE100-0134 | Outback Radian Accessories (con't) | GS-IOB-230VAC | 1 | GS Bypass kit single phase (230VAC) | 1 | Listed | Already Listed |  | 219.1
708 | 702 | USSE100-0135 | Outback Radian Accessories (con't) | GS-SBUS | 1 | DC Shunt Bus for GS Load Center | 1 | Listed | Already Listed |  | 19.1
709 | 703 | USSE100-0136 | Outback Radian Accessories (con't) | GS-AC-GEN-KIT | 1 | Optional generator protection kit for AC Coupled Radian systems. Protects connected generators from incidental current backfeed using standard transfer relay. | 1 | Listed | Already Listed |  | 175.28
710 | 704 | USSE100-0137 | Outback Radian Accessories (con't) | PNL-30D-AC-120/240 | 1 | 30 Amp 120/240 VAC double pole panel mount breaker with 1/4" stud terminals for connecting AC Coupled grid tie inverters inside of the GSLC. | 1 | Listed | Already Listed |  | 42.7
711 | 704 | USSE100-0137 | Outback Radian Accessories (con't) | PNL-30D-AC-120/240 | 1 | 30 Amp 120/240 VAC double pole panel mount breaker with 1/4" stud terminals for connecting AC Coupled grid tie inverters inside of the GSLC. | 1 | Listed | Already Listed |  | 42.7
712 | 705 | USSE100-0138 | Outback Radian Accessories (con't) | PNL-50D-AC-120/240 | 1 | 50A 120/240VAC double pole panel mount breaker with 1/4" stud terminals. | 1 | Listed | Already Listed |  | 34.83
713 | 705 | USSE100-0138 | Outback Radian Accessories (con't) | PNL-50D-AC-120/240 | 1 | 50A 120/240VAC double pole panel mount breaker with 1/4" stud terminals. | 1 | Listed | Already Listed |  | 23.6
714 | 706 | USSE100-0103 | Outback Radian Accessories (con't) | PNL-50-AC-250 | 1 | 50A 250VAC single pole panel mount breaker with 1/4" stud terminals. | 1 | Listed | Already Listed |  | 14.61
715 | 707 | USSE100-0102 | Outback Radian Accessories (con't) | STBB-BLACK | 1 | Short Bus Bar Kit with Black insulators | 1 | Listed | Already Listed |  | 16.85
716 | 708 | USSE100-0104 | Outback Radian Accessories (con't) | STBB-RED | 1 | Short Bus Bar Kit with Red insulators | 1 | Listed | Already Listed |  | 15.73
717 | 709 | USSE100-0108 | Outback Radian Accessories (con't) | STBB-WHITE | 1 | Short Bus Bar Kit with White insulators | 1 | Listed | Already Listed |  | 15.73
718 | 710 | USSE100-0105 | Outback Radian Accessories (con't) | STBB-BLUE | 1 | Short Bus Bar Kit with Blue insulators | 1 | Listed | Already Listed |  | 15.73
719 | 711 | USSE100-0106 | Outback Radian Accessories (con't) | STBB-BROWN | 1 | Short Bus Bar Kit with Brown insulators | 1 | Listed | Already Listed |  | 17.98
720 | 712 | USCC100-0067 | Outback Communications | MATE | 1 | Outback Power G/FX version, Gray oval housing with RS232 serial port | 1 | Listed | Already Listed |  | 239.33
721 | 713 | USCC100-0068 | Outback Communications | MATE_B | 1 | Outback Power G/FX version, Black oval housing with RS232 serial port | 1 | Listed | Already Listed |  | 239.33
722 | 714 | USCC100-0069 | Outback Communications | MATE3s | 1 | Outback Power Universal version required by A-01 inverters, Dark gray square housing with Ethernet port | 1 | Listed | Already Listed |  | 421.35
723 | 715 | USCC100-0070 | Outback Communications | MATE2 | 1 | Outback Power Comms Device - Black Square housing with RS232 serial port. | 1 | Listed | Already Listed |  | 273.03
724 | 716 | USWC001-0032 | Outback Communications | MATE3-USB | 1 | Outback Power MATE3-USB (OUTBACK MATE3-USB) | 1 | Listed | Already Listed |  | 25.53
725 | 717 | USIN100-0239 | Outback Communications | HUB4 | 1 | Outback Power Comms manager - Four Port, up to 4 devices and one MATE | 1 | Listed | Already Listed |  | 164.04
726 | 718 | USSE100-0240 | Outback Communications | HUB10.3 | 1 | Outback Power Comms Manager - Ten port, with Sub-Phase Master Stacking, up to 10 devices and one MATE | 1 | Listed | Already Listed |  | 306.74
727 | 719 | USSE100-0121 | Outback Communications | AXS Port | 1 | OutBack Modbus/TCP Interface Device for remote system communication and control using Modbus over Ethernet | 1 | Listed | Already Listed |  | 346.07
728 | 720 | USSE100-0122 | Outback System Display and Controller | CSIP BRIDGE | 1 | Communications accessory compliant with CA Rule 21, Phase 2 (IEEE 2030.5) | 1 | Listed | Already Listed |  | 326.97
729 | 721 | USEC001-0126 | Outback System Accessories | FN-DC | 1 | FLEXnet DC monitors up to 3 Shunts for improved battery management (Includes twisted pair wire and communications cable) | 1 | Listed | Already Listed |  | 324.72
730 | 722 | USCC100-0074 | Outback System Accessories | FW-CCB | 1 | Mounting Bracket for one side mounted charge controller on GSLC, FW500 and FW1000 DC enclosures. Includes mounting screws | 1 | Listed | Already Listed |  | 41.57
731 | 723 | USCC100-0075 | Outback System Accessories | FW-CCB2 | 1 | Mounting bracket for two side mounted charge controllers on GSLC, FW500 and FW1000 DC enclosures. Includes mounting screws and flexible conduit | 1 | Listed | Already Listed |  | 74.16
732 | 724 | USCC100-0076 | Outback System Accessories | FW-CCB2-T | 1 | Mounting bracket for two top mounted charge controllers on FW500 and FW1000 DC enclosures. Includes mounting screws | 1 | Listed | Already Listed |  | 66.29
733 | 725 | USMS100-0677 | Outback System Accessories | FW-MB3 | 1 | MATE3 Mounting Bracket for side mounted display on Radian, GSLC, FW500 and FW1000 DC enclosures. Includes mounting screws and bushings. | 1 | Listed | Already Listed |  | 33.71
734 | 726 | USSE100-0139 | Outback System Accessories | FW-MB3-F | 1 | Flat-mount MATE3 Mounting Plate for installation over standard electrical boxes. Includes mounting screws | 1 | Listed | Already Listed |  | 29.21
735 | 727 | USMS100-0244 | Outback System Accessories | FW-MB3-S | 1 | Surface-mount MATE3 Mounting Bracket- with mounting screws | 1 | Listed | Already Listed |  | 39.33
736 | 728 | USMS100-0245 | Outback System Accessories | FW-MB1 | 1 | FLEXware MATE mounting bracket- with mounting screws and bushings | 1 | Listed | Already Listed |  | 70.79
737 | 729 | USMS100-0675 | Outback System Accessories | FW-MB2 | 1 | FLEXware MATE2 mounting bracket- with mounting screws and bushings | 1 | Listed | Already Listed |  | 31.46
738 | 730 | USMS100-0247 | Outback System Accessories (con't) | FW-MP | 1 | Mounting plate for FW500 or FW1000 system. Includes enclosure and inverter mounting screws. FW500 requires one mounting plate, FW1000 requires two mounting plates | 1 | Listed | Already Listed |  | 193.26
739 | 731 | USSE100-0128 | Outback System Accessories (con't) | FW-ACA | 1 | AC conduit adapter for all FXR Series Inverter/Chargers to AC enclosure | 1 | Listed | Already Listed |  | 52.81
740 | 732 | USSE100-0129 | Outback System Accessories (con't) | DCA | 1 | DC conduit adapter for all FXR Series Inverter/Chargers to DC enclosure | 1 | Listed | Already Listed
741 | 733 | USSE100-0131 | Outback System Accessories (con't) | FW-BBUS | 1 | Breaker Bus allows connection of two 175-250A, three 100-125A, four 1-80A DC breakers or three 500 Amp DC current shunts. Plated copper rated for 500 Amps. | 1 | Listed | Already Listed |  | 26.97
742 | 734 | USSE100-0130 | Outback System Accessories (con't) | FW-CBUS-8 | 1 | Reversible Combiner Bus Bar for up to eight 150Vdc rated breakers or up to six 600Vdc rated fuse holders with dual 2/0 AWG output lug terminals | 1 | Listed | Already Listed |  | 28.09
743 | 735 | USSE100-0140 | Outback System Accessories (con't) | FW-CBUS-12 | 1 | Reversible Combiner Bus Bar for up to twelve 150Vdc rated breakers or up to eight 600Vdc rated fuse holders with dual 2/0 AWG output lug terminals | 1 | Listed | Already Listed |  | 28.09
744 | 736 | USSE100-0141 | Outback System Accessories (con't) | FW-SBUS | 1 | Shunt Bus allows up to four high current cable connections on same side of DC shunt - includes two 3/8 inch bolts and mounting screws. Solid brass rated for 1000 Amps. | 1 | Listed | Already Listed |  | 26.97
745 | 737 | USSE100-0142 | Outback System Accessories (con't) | FW-SHUNT250 | 1 | 500 Amp 50mV DC current shunt with attached terminal bus bar for mounting on top of a FX Series Inverter/Charger. Includes bus bar for connection to inverter’s DC negative terminal | 1 | Listed | Already Listed |  | 65.17
746 | 738 | USSE100-0143 | Outback System Accessories (con't) | FW-SHUNT500 | 1 | 500 Amp 50mV DC current shunt with attached terminal bus bar and one white insulator | 1 | Listed | Already Listed |  | 55.06
747 | 739 | USIN100-0243 | Outback System Accessories (con't) | FW-X240 | 1 | 4kVA 120/240Vac 60Hz with 20 Amp autotransformer dual pole breaker for mounting inside of FW500 or FW1000 AC enclosures. (Includes dual-pole 25 Amp AC breaker) | 1 | Listed | Already Listed |  | 470.79
748 | 740 | USMS100-0250 | Outback System Accessories (con't) | OBR-16-DIN | 1 | OutBack 16 Amp Maximum 30 VDC/250 VAC Rated Relay and DIN Mount Base with LED | 1 | Listed | Already Listed |  | 42.7
749 | 741 | USIN100-0244 | Outback System Accessories (con't) | PSX-240 | 1 | 6kVA rated with enclosure and cooling fan (Includes dual-pole 25 Amp AC breaker) | 1 | Listed | Already Listed |  | 600
750 | 742 | USIN100-0245 | Outback System Accessories (con't) | PSX-240-RELAY | 1 | 6kVA rated with enclosure and cooling fan, includes extra relay for a 12V aux port (Includes dual-pole 25 Amp AC breaker) | 1 | Listed | Already Listed |  | 637.08
751 | 743 | USSE100-0144 | Outback System Accessories (con't) | TBB-GROUND | 1 | Neutral terminal bus bar with mounting screws. | 1 | Listed | Already Listed |  | 13.48
752 | 744 | USSE100-0145 | Outback System Accessories (con't) | TBB-BLACK | 1 | Bus Bar with Black Insulators & Mounting Screws. | 1 | Listed | Already Listed |  | 17.98
753 | 745 | USSE100-0146 | Outback System Accessories (con't) | TBB-BLUE | 1 | Bus Bar with Blue Insulators & Mounting Screws. | 1 | Listed | Already Listed |  | 21.35
754 | 746 | USSE100-0147 | Outback System Accessories (con't) | TBB-RED | 1 | Bus Bar with Red Insulators & Mounting Screws. | 1 | Listed | Already Listed |  | 17.98
755 | 747 | USSE100-0148 | Outback System Accessories (con't) | TBB-WHITE | 1 | Bus Bar with White Insulators & Mounting Screws. | 1 | Listed | Already Listed |  | 17.98
756 | 748 | USSE100-0149 | Outback System Accessories (con't) | TBB-BROWN | 1 | Bus Bar with Brown Insulators & Mounting Screws. | 1 | Listed | Already Listed |  | 19.1
757 | 749 | USIN100-0246 | Outback System Accessories (con't) | DCC | 1 | DC Wiring Cover for FX & VFX series. | 1 | Listed | Already Listed |  | 70.79
758 | 750 | USIN100-0247 | Outback System Accessories (con't) | FXTURBOKIT | 1 | DC Wiring Cover for Turbo fan on Sealed inverters. | 1 | Listed | Already Listed |  | 105.62
759 | 751 | USWC001-0035 | Outback System Accessories (con't) | RTS | 1 | Remote Temperature Sensor, for use with Inverter/Charger or Charge Controller (Includes 20' (6 m) cable) | 1 | Listed | Already Listed |  | 53.93
760 | 752 | USSE100-0150 | Outback System Accessories (con't) | PSR-SCT | 1 | Battery Spill Containment Tray | 1 | Listed | Already Listed |  | 32.58
761 | 753 | USSB100-0058 | Outback Protection Devices | EXT-DCBUS | 1 | External DC grounding bus bar with insulating standoffs and cover. 22 holes. | 1 | Listed | Already Listed |  | 168.54
762 | 754 | USSSP110-1091 | Outback Protection Devices | EXT-SP-AC/DC-300V | 1 | External AC/DC surge protection device (SPD). Rated for up to 300 VAC or 385 VDC. Comes in master carton quantities of 12. | 1 | Listed | Already Listed |  | 122.47
763 | 755 | USEC001-0053 | Outback Protection Devices | FW250 | 1 | DC and/or AC breaker enclosure – secures directly to either end of an FXR Series Inverter/Charger. Includes ground bus bar and DC breaker handle guard. Holds up to 4 AC or 4 DC - 1 to 80 Amp, one 175 or 250 Amp panel mount breaker and a GFCI AC outlet (not included). Does not use the DCA or FW-ACA for connection to an FX Series Inverter/Charger. (DC current shunt not included) |  | Listed | Already Listed |  | 140.45
764 | 756 | USBE100-0029 | Outback Protection Devices | FW500-AC | 1 | AC breaker enclosure – fits at the AC side of one or two FXR Series Inverter/Chargers. Includes ground bus bar and DIN mounting bracket for up to sixteen DIN type breakers (not included) and a GFCI AC outlet (not included). Requires optional FW-ACAs for connection of each FX Series Inverter/Charger |  | Listed | Already Listed |  | 353.93
765 | 757 | USBE100-0030 | Outback Protection Devices | FW500-DC | 1 | DC breaker enclosure – fits at the DC side of one or two FXR Series Inverter/Chargers. Includes ground bus bar, 500 Amp DC shunt assembly with negative TBB breaker mounting screws – holds up to eight 1 to 80 Amp, three 100 or 125 Amp and two 175 or 250 Amp panel mount breakers (not included). Requires optional DCAs for connection of each FX Series Inverter/Charger |  | Listed | Already Listed |  | 348.31
766 | 758 | USBE100-0031 |  | FW1000-AC | 1 | AC breaker enclosure – fits at the AC side of up to four FXR Series Inverter/Chargers. Includes ground bus bar and two DIN mounting brackets for up to thirty-two DIN type breakers (not included) and two GFCI AC outlets (not included). Requires optional FW- ACAs for connection of each FX Series Inverter/Charger. |  | Listed | Already Listed |  | 580.9
767 | 759 | USBE100-0032 |  | FW1000-DC | 1 | DC breaker enclosure – fits at the DC side of up to four FXR Series Inverter/Chargers. Includes ground bus bar, 1000 Amp DC shunt assembly with negative TBB breaker mounting screws – holds up to eleven 1 to 80 Amp, nine 100 or 125 Amp and six 175 or 250 Amp panel mount breakers (not included). Requires optional DCAs for connection of each FX Series Inverter/Charger. |  | Listed | Already Listed |  | 835.96
768 | 760 | USSE100-0151 |  | FW-IOB-S-120VAC | 1 | Single inverter Input-Output-Bypass for FW250 only 120Vac output 60 Amp 7.2kW. Includes three 60A 120Vac single pole PANEL mount breakers. | 1 | Listed | Already Listed |  | 146.07
769 | 761 | USSE100-0152 |  | FW-IOB-S-230VAC | 1 | Single inverter Input-Output-Bypass for FW250 only 230Vac output 30 Amp 6.9kW. Includes three 30A 230Vac single pole PANEL mount breakers. | 1 | Listed | Already Listed |  | 141.57
770 | 762 | USSE100-0153 |  | FW-IOB-D-120/240VAC | 1 | Dual inverter Input-Output-Bypass for FW500 – 120/240Vac output 60 Amp 14.4kW. Includes six 60A 277Vac single pole DIN mount breakers. | 1 | Listed | Already Listed
771 | 763 | USSE100-0154 |  | FW-IOB-D-120VAC | 1 | Dual inverter Input-Output-Bypass for FW500 - 120Vac output 120 Amp 14.4kW. Includes four 60A 277Vac single pole DIN mount breakers and one 60A 277/480Vac dual pole DIN mount breaker. | 1 | Listed | Already Listed
772 | 764 | USSE100-0155 |  | FW-IOB-D-230VAC | 1 | Dual inverter Input-Output-Bypass for FW500 - 230Vac output 60 Amp 13.8kW. Includes six 30A 230Vac single pole DIN mount breakers. | 1 | Listed | Already Listed
773 | 765 | USSE100-0156 |  | FW-IOB-Q-120/240VAC | 1 | Quad inverter Input-Output-Bypass for FW1000 – 120/240Vac output 120 Amp 28.8kW. Includes eight 60A 120Vac single pole DIN mount breakers and two 60A 120Vac dual pole DIN mount breakers. | 1 | Listed | Already Listed
774 | 766 | USSE100-0157 |  | FW-IOB-Q-230VAC | 1 | Quad inverter Input-Output-Bypass for FW1000 - 230Vac output 120 Amp 27.6kW. Includes twelve 30A 230Vac single pole DIN mount breakers. | 1 | Listed | Already Listed
775 | 767 | USSE100-0158 |  | FW-IOB-T-120/208VAC | 1 | Triple inverter Input-Output-Bypass for FW1000 – 120/208Vac output 60 Amp 21.6kW. Includes nine 60A 120Vac single pole DIN mount breakers. | 1 | Listed | Already Listed
776 | 768 | USSE100-0159 | Outback Protection Devices (con't) | FW-IOB-T-230/400VAC | 1 | Triple inverter Input-Output-Bypass for FW1000 – 230/400Vac output 30 Amp 20.7kW. Includes nine 30A 230Vac single pole DIN mount breakers. | 1 | Listed | Already Listed
777 | 769 | USEC001-0001 | Outback Protection Devices (con't) | FW-SP-250 | 1 | FLEXware 250 Compatible FLEXware Surge Protector | 1 | Listed | Already Listed |  | 152.81
778 | 770 | USBE100-0033 | Outback Protection Devices (con't) | FW-SP-ACA | 1 | FW-ACA with FLEXware Surge Protector for FLEXware 500 and FLEXware 1000 | 1 | Listed | Already Listed |  | 155.06
779 | 771 | USBE100-0034 | Outback Protection Devices (con't) | FW-SP-R | 1 | Replacement FLEXware Surge Protector | 1 | Listed | Already Listed |  | 111.24
780 | 772 | USSSP110-1092 | Outback Protection Devices (con't) | OBF-6-600VDC | 1 | 600 VDC 6 Amp Fuse | 1 | Listed | Already Listed |  | 37.08
781 | 773 | USSE100-0002 | Outback Protection Devices (con't) | OBF-10-600VDC | 1 | 600VDC 10 Amp Fuse | 1 | Listed | Already Listed |  | 22.47
782 | 774 | USSE100-0003 | Outback Protection Devices (con't) | OBF-15-600VDC | 1 | 600 VDC 15 Amp Fuse | 1 | Listed | Already Listed |  | 24.72
783 | 775 |  | Outback Protection Devices (con't) | FUSE-15-600VDC/10 | 1 | Package of 10; 600 VDC 15 Amp Fuse | 1 | Re-Validation Required | Not Listed |  | 83.15
784 | 776 | USSE100-0160 | Outback Protection Devices (con't) | OBFH-30-600VDC-DIN | 1 | Maximum 30 Amp Fuse holder 600VDC DIN mount. | 1 | Listed | Already Listed |  | 24.72
785 | 777 | USSE100-0004 | Outback Protection Devices (con't) | FH-30-1000VDC-DIN | 1 | Maximum 30 Amp Fuse holder 1000VDC DIN mount. | 1 | Listed | Already Listed |  | 24.72
786 | 778 | USSSP110-1093 | Outback Protection Devices (con't) | FW-EC-DIN | 1 | DIN Rail End Clamp | 1 | Listed | Already Listed |  | 6.74
787 | 779 | USSE100-0005 | Outback Protection Devices (con't) | DIN-1-DC | 1 | 1 Amp 125Vdc Single Pole DIN Mount, 0.5” (13 mm) wide | 1 | Listed | Already Listed |  | 23.6
788 | 780 | USSSP110-1094 | Outback Protection Devices (con't) | DIN-2-DC | 1 | 2 Amp 150Vdc Single Pole DIN Mount, 0.5” (13 mm) wide | 1 | Listed | Already Listed |  | 15.73
789 | 781 | USSE100-0007 | Outback Protection Devices (con't) | DIN-3-DC | 1 | 3 Amp 150Vdc Single Pole DIN Mount, 0.5” (13 mm) wide | 1 | Listed | Already Listed |  | 15.73
790 | 782 | USSE100-0008 | Outback Protection Devices (con't) | DIN-4-DC | 1 | 4 Amp 150Vdc Single Pole DIN Mount, 0.5” (13 mm) wide | 1 | Listed | Already Listed |  | 25.84
791 | 783 | USSE100-0009 | Outback Protection Devices (con't) | DIN-5-DC | 1 | 5 Amp 150Vdc Single Pole DIN Mount, 0.5” (13 mm) wide | 1 | Listed | Already Listed |  | 25.84
792 | 784 | USSE100-0010 | Outback Protection Devices (con't) | DIN-6-DC | 1 | 6 Amp 150Vdc Single Pole DIN Mount, 0.5” (13 mm) wide | 1 | Listed | Already Listed |  | 24.72
793 | 785 | USSE100-0011 | Outback Protection Devices (con't) | DIN-8-DC | 1 | 8 Amp 150Vdc Single Pole DIN Mount, 0.5” (13 mm) wide | 1 | Listed | Already Listed |  | 17.98
794 | 786 | USSE100-0012 | Outback Protection Devices (con't) | DIN-9-DC | 1 | 9 Amp 150Vdc Single Pole DIN Mount, 0.5” (13 mm) wide | 1 | Listed | Already Listed |  | 15.73
795 | 787 | USSE100-0013 | Outback Protection Devices (con't) | DIN-10-DC | 1 | 10 Amp 150Vdc Single Pole DIN Mount, 0.5” (13 mm) wide | 1 | Listed | Already Listed |  | 15.73
796 | 788 | USSE100-0014 | Outback Protection Devices (con't) | DIN-15-DC | 1 | 15 Amp 150Vdc Single Pole DIN Mount, 0.5” (13 mm) wide | 1 | Listed | Already Listed |  | 20.22
797 | 789 | USSE100-0015 | Outback Protection Devices (con't) | DIN-20-DC | 1 | 20 Amp 125Vdc Single Pole DIN Mount, 0.5” (13 mm) wide | 1 | Listed | Already Listed |  | 20.22
798 | 790 | USSE100-0016 | Outback Protection Devices (con't) | DIN-30-DC | 1 | 30 Amp 125Vdc Single Pole DIN Mount, 0.5” (13 mm) wide | 1 | Listed | Already Listed |  | 20.22
799 | 791 | USSE100-0017 | Outback Protection Devices (con't) | DIN-50-DC | 1 | 50 Amp 125Vdc Single Pole DIN Mount, 0.5” (13 mm) wide | 1 | Listed | Already Listed |  | 20.22
800 | 792 | USSE100-0018 | Outback Protection Devices (con't) | DIN-60-DC | 1 | 60 Amp 125Vdc Single Pole DIN Mount, 0.5” (13 mm) wide | 1 | Listed | Already Listed |  | 21.35
801 | 793 | USSE100-0019 | Outback Protection Devices (con't) | DIN-15-AC | 1 | 15 Amp 120Vac 50/60Hz single pole 0.50” (13 mm) wide. Branch Circuit Rated 10k AIC | 1 | Listed | Already Listed |  | 20.22
802 | 794 | USSE100-0020 | Outback Protection Devices (con't) | DIN-15D-AC | 1 | 15 Amp 120/240Vac 50/60Hz dual pole 1.0” (26 mm) wide. Branch Circuit Rated 10k AIC | 1 | Listed | Already Listed |  | 35.96
803 | 795 | USSE100-0021 | Outback Protection Devices (con't) | DIN-20-AC | 1 | 20 Amp 120Vac 50/60Hz single pole 0.50” (13 mm) wide. Branch Circuit Rated 10k AIC | 1 | Listed | Already Listed |  | 20.22
804 | 796 | USSE100-0022 | Outback Protection Devices (con't) | DIN-20D-AC | 1 | 20 Amp 120/240Vac 50/60Hz dual pole 1.0” (26 mm) wide. Branch Circuit Rated 10k AIC | 1 | Listed | Already Listed |  | 35.96
805 | 797 | USSE100-0023 | Outback Protection Devices (con't) | DIN-25D-AC | 1 | 25 Amp 120/240Vac 50/60Hz dual pole 1.0” (26 mm) wide. Branch Circuit Rated 10k AIC | 1 | Listed | Already Listed |  | 35.96
806 | 798 | USSE100-0024 | Outback Protection Devices (con't) | DIN-10-AC-277 | 1 | 10 Amp 277Vac 50/60Hz single pole 0.5” (13 mm) wide | 1 | Listed | Already Listed |  | 20.22
807 | 799 | USSE100-0025 | Outback Protection Devices (con't) | DIN-15-AC-277 | 1 | 15 Amp 277Vac 50/60HZ Single Pole 0.5" (13 mm) wide | 1 | Listed | Already Listed |  | 19.1
808 | 800 | USSE100-0026 | Outback Protection Devices (con't) | DIN-30-AC-277 | 1 | 30 Amp 277Vac 50/60Hz Single Pole 0.5" (13 mm) wide | 1 | Listed | Already Listed |  | 20.22
809 | 801 | USSE100-0027 | Outback Protection Devices (con't) | DIN-30D-AC-480 | 1 | 30 Amp 277/480Vac 50/60Hz Dual Pole 1.0" (26 mm) wide | 1 | Listed | Already Listed |  | 35.96
810 | 802 | USSE100-0028 | Outback Protection Devices (con't) | DIN-30T-AC-480 | 1 | 30 Amp 277/480Vac 50/60Hz Three Pole 1.5" (39 mm) wide | 1 | Listed | Already Listed |  | 49.44
811 | 803 | USSE100-0033 | Outback Protection Devices (con't) | DIN-50-AC-277 | 1 | 50 Amp 277Vac 50/60Hz Single Pole 0.5" (13 mm) wide | 1 | Listed | Already Listed |  | 19.1
812 | 804 | USSE100-0034 | Outback Protection Devices (con't) | DIN-50D-AC-480 | 1 | 50 Amp 277/480Vac 50/60Hz Dual Pole 1.0" (26 mm) wide | 1 | Listed | Already Listed |  | 37.08
813 | 805 | USSE100-0035 | Outback Protection Devices (con't) | DIN-50T-AC-480 | 1 | 50 Amp 277/480Vac 50/60Hz Three Pole 1.5" (39 mm) wide | 1 | Listed | Already Listed |  | 49.44
814 | 806 | USSE100-0036 | Outback Protection Devices (con't) | DIN-60-AC-277 | 1 | 60 Amp 277Vac 50/60Hz Single Pole 0.5" (13mm) wide | 1 | Listed | Already Listed |  | 22.47
815 | 807 | USSE100-0037 | Outback Protection Devices (con't) | DIN-60D-AC-480 | 1 | 60 Amp 277/480Vac 50/60Hz Dual Pole 1.0" (26mm) wide | 1 | Listed | Already Listed |  | 39.33
816 | 808 | USSE100-0038 | Outback Protection Devices (con't) | PNL-1-AC/DC | 1 | 1 Amp, 150Vdc and 120Vac, 1/4” stud terminals | 1 | Listed | Already Listed |  | 14.61
817 | 809 | USSE100-0039 | Outback Protection Devices (con't) | PNL-5-AC/DC | 1 | 5 Amp, 150Vdc and 120Vac, 1/4” stud terminals | 1 | Listed | Already Listed |  | 14.61
818 | 810 | USSE100-0040 | Outback Protection Devices (con't) | PNL-10-AC/DC | 1 | 10 Amp, 150Vdc and 120Vac, 1/4” stud terminals | 1 | Listed | Already Listed |  | 14.61
819 | 811 | USSE100-0041 | Outback Protection Devices (con't) | PNL-15-AC/DC | 1 | 15 Amp, 150Vdc and 120Vac, 1/4” stud terminals | 1 | Listed | Already Listed |  | 14.61
820 | 812 | USSE100-0042 | Outback Protection Devices (con't) | PNL-20-AC/DC | 1 | 20 Amp, 150Vdc and 120Vac, 1/4” stud terminals | 1 | Listed | Already Listed |  | 15.73
821 | 813 | USSE100-0043 | Outback Protection Devices (con't) | PNL-30-AC/DC | 1 | 30 Amp, 150Vdc and 120Vac, 1/4” stud terminals | 1 | Listed | Already Listed |  | 14.61
822 | 814 | USSE100-0044 | Outback Protection Devices (con't) | PNL-30-AC | 1 | 30 Amp, 250Vac, 1/4” stud terminals | 1 | Listed | Already Listed |  | 21.35
823 | 815 | USSE100-0045 | Outback Protection Devices (con't) | PNL-40-AC/DC | 1 | 40 Amp, 150Vdc and 120Vac, 1/4” stud terminals | 1 | Listed | Already Listed |  | 14.61
824 | 816 | USSE100-0046 | Outback Protection Devices (con't) | PNL-40-300VDC | 1 | 40 Amp, 300Vdc, 1/4” stud terminals | 1 | Listed | Already Listed |  | 48.31
825 | 817 | USSE100-0047 | Outback Protection Devices (con't) | PNL-40D-300VDC | 1 | 40 Amp, 300Vdc, 1/4” stud terminals, Dual Pole | 1 | Listed | Already Listed |  | 57.3
826 | 818 | USSE100-0048 | Outback Protection Devices (con't) | PNL-50-AC/DC | 1 | 50 Amp, 150Vdc and 120Vac, 1/4” stud terminals | 1 | Listed | Already Listed |  | 14.61
827 | 819 | USSE100-0049 | Outback Protection Devices (con't) | PNL-60-AC/DC | 1 | 60 Amp, 150Vdc and 120Vac, 1/4” stud terminals | 1 | Listed | Already Listed |  | 15.73
828 | 820 | USSE100-0050 | Outback Protection Devices (con't) | PNL-60-300VDC | 1 | 60 Amp, 300Vdc, 1/4” stud terminals | 1 | Listed | Already Listed |  | 40.45
829 | 821 | USSE100-0051 | Outback Protection Devices (con't) | PNL-60D-300VDC | 1 | 60 Amp, 300Vdc, 1/4” stud terminals, Dual Pole | 1 | Listed | Already Listed |  | 61.8
830 | 822 | USSE100-0052 | Outback Protection Devices (con't) | PNL-80-DC | 1 | 80 Amp, 150Vdc, 1/4” stud terminals | 1 | Listed | Already Listed |  | 14.61
831 | 823 | USSE100-0053 | Outback Protection Devices (con't) | PNL-80-300VDC | 1 | 80Amp, 300 VDC, 1/4" stud terminals | 1 | Listed | Already Listed |  | 44.94
832 | 824 | USSE100-0054 | Outback Protection Devices (con't) | PNL-80D-300VDC | 1 | 80 Amp, 300Vdc, 1/4” stud terminals, Dual Pole | 1 | Listed | Already Listed |  | 65.17
833 | 825 | USSE100-0055 | Outback Protection Devices (con't) | PNL-100-DC | 1 | 100 Amp, 125Vdc, 5/16” stud terminals | 1 | Listed | Already Listed |  | 44.94
834 | 826 | USSE100-0056 | Outback Protection Devices (con't) | PNL-100-300VDC | 1 | 100Amp, 300 VDC, 1/4" stud terminals | 1 | Listed | Already Listed |  | 44.94
835 | 827 | USSE100-0057 | Outback Protection Devices (con't) | PNL-125-DC | 1 | 125 Amp, 125Vdc, 5/16” stud terminals | 1 | Listed | Already Listed |  | 48.31
836 | 828 | USSE100-0058 | Outback Protection Devices (con't) | PNL-125-300VDC | 1 | 125Amp, 300 VDC, 1/4" stud terminals | 1 | Listed | Already Listed |  | 48.31
837 | 829 | USSE100-0059 | Outback Protection Devices (con't) | PNL-175-DC | 1 | 175 Amp, 125Vdc, 3/8” stud terminals | 1 | Listed | Already Listed |  | 82.02
838 | 830 | USSE100-0060 | Outback Protection Devices (con't) | PNL-250-DC | 1 | 250 Amp, 125Vdc, 3/8” stud terminals | 1 | Listed | Already Listed |  | 85.39
839 | 830 | USSE100-0060 | Outback Protection Devices (con't) | PNL-250-DC | 1 | 250 Amp, 125Vdc, 3/8” stud terminals | 1 | Listed | Already Listed |  | 85.39
840 | 831 | USSE100-0061 | Outback Protection Devices (con't) | PNL-GFDI-80 | 1 | PV Ground-Fault Detector Interrupter 80 Amp 150Vdc single pole panel mount | 1 | Listed | Already Listed |  | 69.66
841 | 832 | USSE100-0062 | Outback Protection Devices (con't) | PNL-GFDI-80D | 1 | PV Ground-Fault Detector Interrupter 80 Amp 150Vdc two pole panel mount | 1 | Listed | Already Listed |  | 94.38
842 | 833 | USSE100-0063 | Outback Protection Devices (con't) | PNL-GFDI-80Q | 1 | PV Ground-Fault Detector Interrupter 80 Amp 150Vdc four pole panel mount | 1 | Listed | Already Listed |  | 120.22
843 | 834 | USSE100-0064 | Outback Protection Devices (con't) | OBTFB-300 | 1 | 300 Amp, Class T Fuse Block | 1 | Listed | Already Listed |  | 62.92
844 | 835 | USSE100-0065 | Outback Protection Devices (con't) | OBTFB-400 | 1 | 400 Amp, Class T Fuse Block | 1 | Listed | Already Listed |  | 64.04
845 | 836 | USWC001-0008 | Outback Cables and Connectors | FW-CABLE175-15R | 1 | 175 Amp 2/0 AWG DC Cable 15 inches | 1 | Listed | Already Listed |  | 28.09
846 | 837 | USWC001-0009 | Outback Cables and Connectors | FW-CABLE175-36R | 1 | 175 Amp 2/0 AWG DC Cable 36 inches | 2 | Listed | Already Listed |  | 76.4
847 | 838 | USWC001-0010 | Outback Cables and Connectors | FW-CABLE175-36W | 1 | 175 Amp 2/0 AWG DC Cable 36 inches | 2 | Listed | Already Listed |  | 56.18
848 | 839 | USWC001-0011 | Outback Cables and Connectors | FW-CABLE175-120R | 1 | 175 Amp 2/0 AWG DC Cable 120 Inches (305 cm) long with 3/8" (.95 cm) Ring Terminals on Both Ends. Red heat shrink. | 1 | Listed | Already Listed |  | 95.51
849 | 840 | USWC001-0012 | Outback Cables and Connectors | FW-CABLE175-120W | 1 | 175 Amp 2/0 AWG DC Cable 120 Inches (305 cm) long with 3/8" (.95 cm) Ring Terminals on Both Ends. White heat shrink. | 1 | Listed | Already Listed |  | 95.51
850 | 841 | USWC001-0013 | Outback Cables and Connectors | FW-CABLE250-15R | 1 | 250 Amp 4/0 AWG DC Cable 15 inches | 1 | Listed | Already Listed |  | 74.16
851 | 842 | USWC001-0014 | Outback Cables and Connectors | FW-CABLE250-36R | 1 | 250 Amp 4/0 AWG DC Cable 36 inches | 2 | Listed | Already Listed |  | 116.85
852 | 843 | USWC001-0015 | Outback Cables and Connectors | FW-CABLE250-36W | 1 | 250 Amp 4/0 AWG DC Cable 36 inches | 2 | Listed | Already Listed |  | 69.66
853 | 844 | USWC001-0016 | Outback Cables and Connectors | OBCATV-3 | 1 | 3’ (1 meter) 300 volt rated CAT 5e cable with RJ45 connectors. | 1 | Listed | Already Listed |  | 7.87
854 | 845 | USWC001-0017 | Outback Cables and Connectors | OBCATV-6 | 1 | 6’ (2 meter) 300 volt rated CAT 5e cable with RJ45 connectors. | 1 | Listed | Already Listed |  | 10.11
855 | 846 | USWC001-0018 | Outback Cables and Connectors | OBCATV-10 | 1 | 10’ (3 meter) 300 volt rated CAT 5e cable with RJ45 connectors. | 1 | Listed | Already Listed |  | 13.48
856 | 847 | USWC001-0048 | Outback Cables and Connectors | OBCATV-50 | 1 | 50’ (16 meter) 300 volt rated CAT 5e cable with RJ45 connectors. | 1 | Listed | Already Listed |  | 41.57
857 | 848 | USBE100-0009 | Outback Combiners | FWPV6 | 1 | Combiner box integrated with cable gland and touch-safe distribution blocks. Accommodates up to six 600Vdc rated fuses holders. Includes one ground bus bar. (Fuses and fuse holders sold separately. Integrated cable gland accommodates up to four PV source circuits, additional cable gland may per purchased.) |  | Listed | Already Listed |  | 171.91
858 | 849 | USBE100-0010 | Outback Combiners | FWPV4-FH600 | 1 | Combiner box pre-wired with four 600Vdc fuse holders, cable gland and touch-safe distribution blocks. Includes one ground bus bar. (Fuses sold separately.) | 1 | Listed | Already Listed |  | 244.94
859 | 850 | USBE100-0035 | Outback Combiners | FWPV6-FH600 | 1 | Combiner box pre-wired with six 600Vdc fuse holders, cable glands and touch-safe distribution blocks. Includes one ground bus bar. (Fuses sold separately.) | 1 | Listed | Already Listed |  | 224.72
860 | 851 | USSSP110-1095 | Outback Combiners | CABLEGLAND-5 | 1 | Cable Gland, 1" EKO, 5 Hole | 1 | Listed | Already Listed |  | 10.11
861 | 852 | USBE100-0011 | Outback Combiners | FWPV-8 | 1 | Accommodates up to eight 150Vdc rated breakers or up to six 600Vdc rated fuse holders. Includes one insulated negative TBB, one ground bus and one combiner bus bar with dual 2/0 AWG output lug terminals. (Breakers, fuse holders and fuses sold separately). | 1 | Listed | Already Listed |  | 228.09
862 | 853 | USBE100-0012 | Outback Combiners | FWPV-12 | 1 | Accommodates up to twelve 150Vdc rated breakers or up to eight 600Vdc rated fuse holders. Includes two insulated negative TBB, one ground bus and two combiner bus bar each with dual 2/0 AWG output lug terminals. (Breakers, fuse holders and fuses sold separately). |  | Listed | Already Listed |  | 274.16
863 | 854 | USCC100-0045 | Outback Marine and Auto Inv/Chargers | FX3048MT | 1 | Mobile 3000Watt Output Power, 48VDC DC Input. 35A Continous Battery Charge. | 1 | Listed | Already Listed |  | 1616.85
864 | 855 | USCC100-0046 | Outback Marine and Auto Inv/Chargers | VFX3648M | 1 | Mobile 3600Watt Output Power, 36VDC DC Input. 45A Continuous battery Charge. | 1 | Listed | Already Listed |  | 1778.65
865 | 856 | USCC100-0047 | Outback Marine and Auto Inv/Chargers | FX2348EMT | 1 | Mobile 2300Watt Output Power, 48VDC DC Input. 35A Continuous Battery Charge. 230VAC 50Hz | 1 | Listed | Already Listed |  | 1583.15
866 | 857 | USCC100-0048 | Outback Marine and Auto Inv/Chargers | FX2524MT | 1 | Mobile 2500Watt Output Power, 24VDC DC Input. 55A Continous Battery Charge | 1 | Listed | Already Listed |  | 1691.01
867 | 858 | USCC100-0049 | Outback Marine and Auto Inv/Chargers | VFX3524M | 1 | Mobile 3500Watt Output Power, 24VDC DC Input. 85A Continous Battery Charge | 1 | Listed | Already Listed |  | 1869.66
868 | 859 | USCC100-0050 | Outback Marine and Auto Inv/Chargers | FX2024EMT | 1 | Mobile 2000W Output Power 24VDC DC input. 55A Continous Battery Charge 230VAC 50Hz | 1 | Listed | Already Listed |  | 1548.31
869 | 860 | USCC100-0051 | Outback Marine and Auto Inv/Chargers | VFX2812M | 1 | Mobile 2800W Output Power, 12Vdc DC Input. 125A Continous Charge. | 1 | Listed | Already Listed |  | 1686.52
870 | 861 | USCC100-0052 | Outback Marine and Auto Inv/Chargers | FX2012EMT | 1 | Mobile 2000W Output Power 24VDC DC input. 100A Continous Battery Charge. | 1 | Listed | Already Listed |  | 1522.47
871 | 862 | USCC100-0053 | Outback Smart Harvest | FX2012MT | 1 | Mobile sealed inverter/charger, 2.0 kW, 12 VDC, 120 VAC, 60 Hz, 80 Amp charger, 30 Amp AC input (Turbo fan and RTS Included) | 1 | Listed | Already Listed |  | 1551.69
872 | 863 | USCC100-0054 | Outback Smart Harvest | VFX3048EM | 1 | Mobile vented inverter/charger, 3.0 kW, 48 VDC, 230 VAC 50 Hz, 45 Amp charger, 30 Amp AC input (DC Cover and RTS included) | 1 | Listed | Already Listed |  | 1621.35
873 | 864 | USCC100-0055 | Outback Smart Harvest | VFX3024EM | 1 | Mobile vented inverter/charger, 3.0 kW, 24 VDC, 230 VAC 50 Hz, 85 Amp charger, 30 Amp AC input (DC Cover and RTS included) | 1 | Listed | Already Listed |  | 1575.28
874 | 865 | USCC100-0056 | Outback Smart Harvest | VFX2612EM | 1 | Mobile vented inverter/charger, 2.6 kW, 12 VDC, 230 VAC 50 Hz, 120 Amp charger, 30 Amp AC input (DC Cover and RTS included) | 1 | Listed | Already Listed |  | 1544.94
875 | 866 | USCC100-0057 | Outback ICS Rapid Shutdown | FWPV3-FH600-S2D | 1 | ICS Plus PV rapid shutdown for SkyBox. Pre-wired with two contactors and six 600Vdc fuse holders, to support three PV strings. Includes cable glands and touch-safe distribution blocks, one ground bus bar and grounding lug. Fuses sold separately. RSI sold separately. |  | Listed | Already Listed |  | 813.48
876 | 867 | USEC001-0005 | Outback ICS Rapid Shutdown | Rapid Shutdown Initiator (RSI) | 1 | ICS Plus Rapid Shutdown Initiator (RSI). Initiates a PV rapid shutdown event and provide indication for Solar On, Solar Off and AFCI. | 1 | Listed | Already Listed |  | 396.63
877 | 868 | USCC100-0058 | Outback ICS Rapid Shutdown | BKR-CTRL-DC | 1 | ICS Plus breaker control module and DC power supply that provides isolated 24Vdc from a 24Vdc or 48Vdc nominally-rated battery bank. | 1 | Listed | Already Listed |  | 340.45
878 | 869 | USEC001-0006 | Outback ICS Rapid Shutdown | PNL-75-DC-RT | 1 | Relay-trip breaker, 75 Amp, 300Vdc, single pole, two panel-mount spaces | 1 | Listed | Already Listed |  | 62.92
879 | 870 | USEC001-0007 | Outback ICS Rapid Shutdown | PNL-75D-DC-RT | 1 | Relay-trip breaker, 75 Amp, 300Vdc, dual pole, three panel-mount spaces | 1 | Listed | Already Listed |  | 114.61
880 | 871 | USEC001-0008 | Outback ICS Rapid Shutdown | PNL-75Q-DC-RT | 1 | Relay-trip breaker, 75 Amp, 300Vdc, quad pole, five panel-mount spaces | 1 | Listed | Already Listed |  | 189.89
881 | 872 | USSSP110-1096 | Outback ICS Rapid Shutdown | PWRSPLY-24 | 1 | DC power supply that provides isolated 24Vdc from 48Vdc nominally-rated battery bank. | 1 | Listed | Already Listed |  | 52.81
882 | 873 | USBE100-0013 | Outback ICS Rapid Shutdown | LBL-PVRSS | 1 | PV Rapid Shutdown Label, Red, 5.5"X1.75" | 1 | Listed | Already Listed |  | 7.87
883 | 874 | USEC001-0009 | Outback Module Level Rapid Shutdown | OBFRS-01 | 1 | Fireraptor single Rapid Shutdown Unit, MOQ and lot quantity = 16ea | 1 | Listed | Already Listed |  | 64.04
884 | 875 | USEC001-0010 | Outback Module Level Rapid Shutdown | OBFRS-ESW1 | 1 | Fireraptor Shutdown Switch for OBFRS-01 | 1 | Listed | Already Listed |  | 146.07
885 | 876 | USWC001-0019 | Outback Module Level Rapid Shutdown | OBFRS-SIGCAB1.8-F | 1 | 70" Signal Cable, Tyco female connector | 1 | Listed | Already Listed |  | 5.62
886 | 877 | USMS100-0036 | Outback Module Level Rapid Shutdown | OBR-16-24-DIN | 1 | OutBack 16 Amp Maximum 24 VDC Relay and DIN Mount Base with LED for Module Level PV Rapid Shutdown FireRaptor Shutdown Switch connection | 1 | Listed | Already Listed |  | 20.22
887 | 878 | USWC001-0020 | Optional Accessories | OBCT-100 | 1 | One pair of split core external current transducers, 100 Amp | 1 | Listed | Already Listed |  | 259.55
888 | 879 | USWC001-0021 | Optional Accessories | OBCT-200 | 1 | One pair of split core external current transducers, 200 Amp | 1 | Listed | Already Listed |  | 216.85
889 | 880 | USEC001-0005 | Optional Accessories | RSI | 1 | Outback Power ICS Plus Rapid Shutdown Initiator (RSI). Initiates a PV rapid shutdown event and provides indication for Solar On, Solar Off and AFCI. | 1 | Same Product as USEC001-0005 | Not Listed
890 | 881 | USSS100-0124 | Outback Mohave | OGHESS8015A | 1 | Mojave ESS *For AC-coupled use only* Includes 8-kW Mojave inverter, 8-kW/14.8-kWh battery, Current sensor pair (200A), inverter mounting bracket, battery anti-tip wall anchors, battery cables, 6” gutter, BMS CANBUS cable, and mounting hardware. | 1 | Listed | Already Listed |  | 9800
891 | 882 | USMI100-0027 | Outback Mohave | OGHI8048A | 1 | Outback Power 'Mojave Inverter *For adding energy storage to a ne or existing grid-dependent micro or string inverter (AC-coupled) installation, or back-up only installations* Includes 8kW Mojave inverter, Current sensor pair (200A), inverter mounting bracket, and mounting hardware. Standard 10-year warranty - Listed to UL 1741-SA **Ships from Spokane Valley, WA |  | Listed | Already Listed |  | 3083.15
892 | 883 | USSSP110-1097 | Outback Mohave | SPARE-501 | 1 | Mojave OGHI8048A Ctrl Brd - Includes: replacement control board, ribbon cable, screws, bracket, AUX plug | 1 | Listed | Already Listed |  | 879.78
893 | 884 | USSSP110-1098 | Outback Mohave | SPARE-502 | 1 | Mojave OGHI8048A AC Brd - Includes: replacement AC board, ribbon cable, screws | 1 | Listed | Already Listed |  | 1761.8
894 | 885 | USSSP110-1099 | Outback Mohave | SPARE-504 | 1 | Mojave PWR MDL Carrier Brd - Includes: replacement Carrier board, screws, washers | 1 | Listed | Already Listed |  | 712.36
895 | 886 | USSSP110-1100 | Outback Mohave | SPARE-506 | 1 | Mojave OGHI8048A Power Module - Includes: replacement power module, screws, washers | 1 | Listed | Already Listed |  | 303.37
896 | 887 | USSSP110-1101 | Outback Mohave | SPARE-508 | 1 | Mojave OGHI8048A Fan Module - Includes: replacement fans (2) connected to fan bracket, screws | 1 | Listed | Already Listed |  | 104.49
897 | 888 | USSSP110-1102 | Outback Mohave | SPARE-509 | 1 | Mojave CAN BUS Terminator | 1 | Listed | Already Listed |  | 28.09
898 | 889 | USSSP110-1103 | Outback Mohave | SPARE-510 | 1 | Mojave Antenna Kit - Includes: replacement Antenna, antenna cable, ziptie | 1 | Listed | Already Listed |  | 34.83
899 | 890 | USSSP110-1104 | Outback Mohave | SPARE-511 | 1 | Mojave Inv Mtg Brkt - Includes: inverter mounting bracket, screws and washers | 1 | Listed | Already Listed |  | 40.45
900 | 891 | USSSP110-1105 | Outback Mohave | SPARE-512 | 1 | OGHI8048A Cover - Includes: inverter upper cover, washers and screws | 1 | Listed | Already Listed |  | 432.58
901 | 892 | USSSP110-1106 | Outback Mohave | SPARE-514 | 1 | OGHI8048A BOS Door - Includes: inverter BOS door, latch and 2 attachment pins | 1 | Listed | Already Listed |  | 144.94
902 | 893 | USSSP110-1107 | Outback Mohave | SPARE-515 | 1 | OGHI8048A BOS Door Hardware Kit - Includes: latch and attachment pins for inverter BOS door | 1 | Listed | Already Listed |  | 58.43
903 | 894 | USMI100-0028 | Outback Spare Parts | FX-AC | 1 | FX/VFX AC Board, must specify inverter model when ordering | 1 | Listed | Already Listed |  | 201.12
904 | 895 | USMI100-0029 | Outback Spare Parts | FX-FET | 1 | FX/VFX FET Board, must specify battery voltage when ordering | 1 | Listed | Already Listed |  | 435.96
905 | 896 | USMI100-0030 | Outback Spare Parts | FX-CNTRL | 1 | FX/VFX Control Board, must specify inverter model when ordering | 1 | Listed | Already Listed |  | 302.25
906 | 897 | USMI100-0031 | Outback Spare Parts | FX/GS FAN KIT | 1 | FX and GS Replacement Fan | 1 | Listed | Already Listed |  | 24.72
907 | 898 | USSE100-0132 | Outback Spare Parts | SPARE-001 | 1 | FM80 Fan Replacement Kit | 1 | Listed | Already Listed |  | 29.21
908 | 899 | USEC001-0020 | Outback Spare Parts | SPARE-002 | 1 | FM60 Fan Replacement Kit | 1 | Listed | Already Listed |  | 35.96
909 | 900 | USCC100-0059 | Outback Spare Parts | SPARE-035 | 1 | FM60 and FM80 Charge Controller Replacement Button Board | 1 | Listed | Already Listed |  | 142.7
910 | 901 | USCC100-0060 | Outback Spare Parts | SPARE-036 | 1 | FM60 and FM80 Charge Controller Replacement Power Board | 1 | Listed | Already Listed |  | 371.91
911 | 902 | USCC100-0061 | Outback Spare Parts | SPARE-037 | 1 | FM60-150VDC Replacement Control Board | 1 | Listed | Already Listed |  | 122.47
912 | 903 | USCC100-0062 | Outback Spare Parts | SPARE-038 | 1 | FM80-150VDC Replacement Control Board | 1 | Listed | Already Listed |  | 122.47
913 | 904 | USWC001-0026 | Outback Spare Parts | SPARE-040 | 1 | Air Temp Sensor Kit (for all OutBack Inverters) | 1 | Listed | Already Listed |  | 16.85
914 | 905 | USSE100-0163 | Outback Spare Parts | SPARE-045 | 1 | FM100 GFDI Fuse Replacement Kit, 10mmx38mm, 0.75A, compatible with both FM100 models | 1 | Listed | Already Listed |  | 16.85
915 | 906 | USSSP110-1108 | Outback Spare Parts | SPARE-046 | 1 | FM100-300VDC-AFCI Fan Replacement Kit, not compatible with previous FM100-300VDC | 1 | Listed | Already Listed |  | 77.53
916 | 907 | USSSP110-1109 | Outback Spare Parts | SPARE-047 | 1 | FM100-300VDC-AFCI AFCI Replacement Kit, not compatible with previous FM100-300VDC | 1 | Listed | Already Listed |  | 884.27
917 | 908 | USCC100-0063 | Outback Spare Parts | SPARE-101 | 1 | FXR Control Board for FXR 12V(A Models) | 1 | Listed | Already Listed |  | 229.21
918 | 909 | USCC100-0064 | Outback Spare Parts | SPARE-102 | 1 | FXR Control Board for FXR 12V(E Models) | 1 | Listed | Already Listed |  | 229.21
919 | 910 | USCC100-0065 | Outback Spare Parts | SPARE-103 | 1 | FXR Control Board for FXR 24V(A Models) | 1 | Listed | Already Listed |  | 229.21
920 | 911 | USCC100-0066 | Outback Spare Parts | SPARE-104 | 1 | FXR Control Board for FXR 24V(E Models) | 1 | Listed | Already Listed |  | 229.21
921 | 912 | USCC100-0084 | Outback Spare Parts | SPARE-105 | 1 | FXR Control Board for FXR 48V(A Models) | 1 | Listed | Already Listed |  | 231.46
922 | 913 | USCC100-0085 | Outback Spare Parts | SPARE-106 | 1 | FXR Control Board for FXR 48V(E Models) | 1 | Listed | Already Listed |  | 231.46
923 | 914 | USCC100-0086 | Outback Spare Parts | SPARE-107 | 1 | FXR 120V AC Board | 1 | Listed | Already Listed |  | 234.83
924 | 915 | USCC100-0087 | Outback Spare Parts | SPARE-108 | 1 | FXR 230V AC Board | 1 | Listed | Already Listed |  | 241.57
925 | 916 | USCC100-0088 | Outback Spare Parts | SPARE-109 | 1 | FXR 12V FET Board | 1 | Listed | Already Listed |  | 538.2
926 | 917 | USCC100-0089 | Outback Spare Parts (con't) | SPARE-110 | 1 | FXR 24V FET Board | 1 | Listed | Already Listed |  | 555.06
927 | 918 | USCC100-0090 | Outback Spare Parts (con't) | SPARE-111 | 1 | FXR 48V FET Board | 1 | Listed | Already Listed |  | 553.93
928 | 919 | USSSP110-1110 | Outback Spare Parts (con't) | SPARE-202 | 1 | GS7048E, GS3548E Board Stack Assembly Replacement | 1 | Listed | Already Listed |  | 1933.71
929 | 920 | USSSP110-1111 | Outback Spare Parts (con't) | SPARE-203 | 1 | GS7048E, GS3548E Power Module Replacement | 1 | Listed | Already Listed |  | 1587.64
930 | 921 | USCC100-0091 | Outback Spare Parts (con't) | SPARE-204 | 1 | GS8048A, GS4048A Board Assembly Stack Replacement | 1 | Listed | Already Listed |  | 1840.45
931 | 922 | USSSP110-1113 | Outback Spare Parts (con't) | SPARE-205 | 1 | GS8048A, GS4048A Power Module Replacement | 1 | Listed | Already Listed |  | 1548.31
932 | 923 | USCC100-0092 | Outback Spare Parts (con't) | SPARE-215 | 1 | GS Radian Power Supply Board Replacement | 1 | Listed | Already Listed |  | 148.31
933 | 924 |  | Outback Spare Parts (con't) | SPARE-300 | 1 | ICS Distribution Block, 1 Line/4 Load, 175 Amp | 1 | Re-Validation Required | Not Listed |  | 23.6
934 | 925 |  | Outback Spare Parts (con't) | SPARE-301 | 1 | ICS Cable Gland, 1.25" EKO, 9 Hole | 1 | Re-Validation Required | Not Listed |  | 20.22
935 | 926 | USSSP110-1114 | Outback Spare Parts (con't) | SPARE-302 | 1 | ICS Plus Contactor, 150 Amp 600 VDC | 1 | Listed | Already Listed |  | 226.97
936 | 927 | USSSP110-1115 | Outback Spare Parts (con't) | SPARE-304 | 1 | ICS Plus Combiner Box Replacement PCBA | 1 | Listed | Already Listed |  | 284.27
937 | 928 | USSSP110-1116 | Outback Spare Parts (con't) | SPARE-306 | 1 | ICS Plus Switch | 1 | Listed | Already Listed |  | 84.27
938 | 929 | USSSP110-1117 | Outback Spare Parts (con't) | SPARE-307 | 1 | ICS Plus Combiner Box Replacement Back Panel | 1 | Listed | Already Listed |  | 903.37
939 | 930 | USSSP110-1118 | Outback Spare Parts (con't) | SPARE-GS-COVR | 1 | Replacement GS inverter cover - grey powder coat finish | 1 | Listed | Already Listed |  | 75.28
940 | 931 | USSSP110-1119 | Outback Spare Parts (con't) | SPARE-GSLC-COVR | 1 | Replacement GSLC inverter cover - grey powder coat finish | 1 | Listed | Already Listed |  | 67.42
941 | 932 | USBE100-0044 | Pytes Battery | E-box-48100R | 1 | Pytes LFP battery pack Voltage: 51.2V Capacity: 100Ah Energy:5.12kWh BMS and cable set is included， 10 years standard warranty, 6000 cirlces DOD 90% | 1 | Listed | Already Listed
942 | 933 | USSSP110-1120 | Cabinets / Accessories | Forest R Cabinet | 1 | Pytes - Indoor, with capacity carrying 1-6pcs E-box-48100R and 1 Sol Ark inverter, more cabinets can connect in parallel | 1 | Listed | Already Listed
943 | 934 | USBE100-0036 | Cabinets / Accessories | Forest RB | 1 | Pytes - Indoor cabinet designed to hold 1-6pcs E-box-48100R, with bus bar | 1 | Re-Validation Required | Already Listed
944 | 935 | USSSP110-1121 | Cabinets / Accessories | R Box IP 64 outdoor rated | 1 | Pytes - Outdoor cabinet only, designed for 2pcs E-box-481ooR, can mount on wall, also can stand on ground beside wall | 1 | Listed | Already Listed
945 | 936 | USBE100-0038 | Cabinets / Accessories | R Box indoor rated | 1 | Pytes - Indoor cabinet only, designed for 2pcs E-box-48100R, can mount on wall, also can stand on ground beside wall | 1 | Listed | Already Listed
946 | 937 | USBE100-0049 | Cabinets / Accessories | Communication HUB | 1 | Pytes -for communication between batteries and battery to inverter, one pc can support 56 pcs total 280KWH batteries connection in parallel, HUB is a must for more than 8pc batteries in single system | 1 | Price Updated in Shopify | Already Listed
947 | 938 | USSSP110-1122 | Cabinets / Accessories | Power Cable Set | 1 | Pytes 2m long cable set from battery to charger/load/busbar | 1 | Listed | Already Listed
948 | 939 | USWC001-0063 | Cabinets / Accessories | Communication cable | 1 | Pytes communicaiton cable betwen bettery and charger/inverter | 1 | Price Updated in Shopify | Already Listed
949 | 940 |  | Cabinets / Accessories | Bus Bar-6+2 terminals | 1 | Pytes 300A, 2pcs/pair, 6+2 terminals | 1 | Re-Validation Required | Not Listed
950 | 941 | USSE100-0284 | Cabinets / Accessories | Bus Bar-12+2 terminal | 1 | Pytes 300A, 2pcs/pair, 12+2 terminal | 1 | Listed | Already Listed
951 | 942 | USSSP110-1123 | Cabinets / Accessories | Rbracket | 1 | Pytes 1 bracket carrries one battery, can mount 8 layers | 1 | Listed | Already Listed
952 | 943 | USSS100-0089 | Cabinets / Accessories | Battery Bracket | 1 | Pytes brackets set for E-Box-48100R, one pair includes 2pcs | 1 | Price Updated in Shopify | Already Listed
953 | 944 | USMS100-0251 |  | S-5-CorruBracket | 1 | S-5-CorruBracket | 1 | Listed | Already Listed |  | 8.32
954 | 945 | USMS100-0253 |  | S-5-CorruBracket 100T Mini | 1 | S-5-CorruBracket 100T Mini | 1 | Listed | Already Listed |  | 6.02
955 | 946 | USMS100-0254 |  | ProteaBracket | 1 | S5! ProteaBracket | 1 | Listed | Already Listed
956 | 947 | USMS100-0255 |  | S-5-RibBracket | 1 | S-5-RibBracket | 1 | Listed | Already Listed |  | 8.12
957 | 948 | USSSP110-1124 |  | S-5-RibBracket Mini | 1 | S-5-RibBracket Mini | 1 | Listed | Already Listed
958 | 949 | USMS100-0256 |  | SolarFoot | 1 | S-5 Solarfoot Clamp | 1 | Listed | Already Listed |  | 5.07
959 | 950 | USMS100-0258 |  | S-5-VB-47 | 1 | S-5-VB-47 | 1 | Listed | Already Listed |  | 3.14
960 | 951 | USMS100-0259 |  | S-5-VB-67 | 1 | S-5-VersaBracket-67 | 1 | Listed | Already Listed |  | 4.29
961 | 952 | USMS100-0587 |  | S-5-VersaGard | 1 | S-5-VersaGard | 1 | Price Updated in Shopify | Already Listed |  | 4.59
962 | 953 | USMS100-0261 | S-5 Brackets | S-5-PV Kit 2.0 Mid | 1 | S-5-PV Kit 2.0 Mid | 1 | Listed | Already Listed |  | 8.61
963 | 954 | USMS100-0262 | S-5 Brackets | S-5-PV Kit 2.0 Mid - Black | 1 | S-5-PV Kit 2.0 Mid (Black Anodized Grab) | 1 | Price Updated in Shopify | Already Listed |  | 10.18
964 | 955 | USMS100-0263 | S-5 Brackets | S-5-PV Kit 2.0 Edge | 1 | S-5-PV Kit 2.0 Edge | 1 | Listed | Already Listed |  | 8.61
965 | 956 | USMS100-0264 | S-5 Brackets | S-5-PV Kit 2.0 Edge - Black | 1 | S-5-PV Kit 2.0 Edge (Black Anodized Grab) | 1 | Listed | Already Listed |  | 10.16
966 | 957 | USMS100-0265 | S-5 Clamps | S-5-B | 1 | S-5-B Clamp | 1 | Listed | Already Listed |  | 22.62
967 | 958 | USSSP110-1126 | S-5 Clamps | S-5-B Mini | 1 | S-5-B Mini | 1 | Listed | Already Listed |  | 16.34
968 | 959 | USSSP110-1127 | S-5 Clamps | S-5-E | 1 | S-5-E Clamp | 1 | Listed | Already Listed |  | 5.64
969 | 960 | USSSP110-1128 | S-5 Clamps | S-5-E Mini | 1 | S-5-E Mini (No Bolt) | 1 | Listed | Already Listed |  | 4
970 | 961 | USMS100-0524 | S-5 Clamps | S-5-H Clamp | 1 | S-5-H Clamp | 1 | Price Updated in Shopify but Product Description is given for Mini Clamp | Already Listed |  | 12.49
971 | 962 | USMS100-0527 | S-5 Clamps | S-5-H Mini | 1 | S-5-H Mini (No Bolt) | 1 | Price Updated in Shopify | Already Listed |  | 9.26
972 | 963 | USMS100-0529 | S-5 Clamps | S-5-H90 | 1 | S-5-H90 Clamp | 1 | Price Updated in Shopify but Product Description is given for Mini Clamp | Already Listed |  | 7.27
973 | 964 |  | S-5 Clamps | S-5-H90 Mini | 1 | S-5-H 90 Mini (No Bolt) | 1 | Re-Validation Required | Not Listed |  | 4.66
974 | 965 | USSSP110-1129 | S-5 Clamps | S-5-K Grip | 1 | S-5-K Grip | 1 | Listed | Already Listed |  | 9.33
975 | 966 | USSSP110-1130 | S-5 Clamps | S-5-GX-10 Insert | 1 | S-5-GX-10 Insert | 1 | Listed | Already Listed |  | 2.67
976 | 967 | USSSP110-1131 | S-5 Clamps | S-5-GX-50 Insert | 1 | S-5-GX-50 Insert | 1 | Listed | Already Listed |  | 2.67
977 | 968 |  | S-5 Clamps | S-5-N | 1 | S-5-N Clamp | 1 | Re-Validation Required | Not Listed |  | 6.76
978 | 969 | USMS100-0623 | S-5 Clamps | S-5-N Mini | 1 | S-5-N Mini (No Bolt) | 1 | Listed | Already Listed |  | 5.95
979 | 970 | USMS100-0653 | S-5 Clamps | S-5-N 1.5 | 1 | S-5-N 1.5 | 1 | Listed | Already Listed |  | 6.76
980 | 971 | USSSP110-1132 | S-5 Clamps | S-5-N 1.5 Mini | 1 | S-5-N 1.5 Mini (No Bolt) | 1 | Listed | Already Listed |  | 5.95
981 | 972 |  | S-5 Clamps | S-5-Q | 1 | S-5-Q Clamp | 1 | Re-Validation Required | Not Listed |  | 14.18
982 | 973 |  | S-5 Clamps | S-5-Q Mini | 1 | S-5-Q Mini (No Bolt) | 1 | Re-Validation Required | Not Listed |  | 8.48
983 | 974 | USSSP110-1133 | S-5 Clamps | S-5-R 465 | 1 | S-5-R 465 Clamp | 1 | Listed | Already Listed |  | 11.04
984 | 975 |  | S-5 Clamps | S-5-S clamp | 1 | S-5-S clamp | 1 | Re-Validation Required | Not Listed |  | 6.98
985 | 976 | USMS100-0592 | S-5 Clamps | S-5-S Mini | 1 | S-5-S Mini | 1 | Listed | Already Listed |  | 4.41
986 | 977 | USSSP110-1134 | S-5 Clamps | S-5-T | 1 | S-5-T Clamp | 1 | Listed | Already Listed |  | 9.06
987 | 978 | USSSP110-1135 | S-5 Clamps | S-5-T Mini | 1 | S-5-T Mini (No Bolt) | 1 | Listed | Already Listed |  | 7.67
988 | 979 | USMS100-0608 | S-5 Clamps | S-5-U clamp | 1 | S-5-U clamp | 1 | Price Updated in Shopify | Already Listed |  | 7.86
989 | 980 | USMS100-0525 | S-5 Clamps | S-5-U Mini | 1 | S-5-U Mini | 1 | Price Updated in Shopify | Already Listed |  | 5.14
990 | 981 | USMS100-0528 | S-5 Clamps | S-5-V Clamp | 1 | S-5-V Clamp | 1 | Price Updated in Shopify but Product Description is given for Mini Clamp | Already Listed |  | 6.98
991 | 982 |  | S-5 Clamps | S-5-V Mini | 1 | S-5-V Mini (No Bolt) | 1 | Re-Validation Required | Not Listed |  | 4.41
992 | 983 |  | S-5 Clamps | S-5-Z | 1 | S-5-Z Clamp | 1 | Re-Validation Required | Not Listed |  | 9.36
993 | 984 |  | S-5 Clamps | S-5-Z Mini | 1 | S-5-Z Mini | 1 | Re-Validation Required | Not Listed |  | 7.95
994 | 985 |  | Hardware | S-5-Bolt - M8-1.25 x 17mm | 1 | S-5-Bolt - M8-1.25 x 17mm | 1 | Re-Validation Required | Not Listed |  | 0.35
995 | 986 | USSSP110-1136 | Hardware | S-5-Bolt - M8-1.25 x 20mm | 1 | S-5-Bolt - M8-1.25 x 20mm | 1 | Listed | Already Listed |  | 0.45
996 | 987 | USSSP110-1137 | Hardware | S-5-Bolt - M8-1.25 x 30mm | 1 | S-5-Bolt - M8-1.25 x 30mm | 1 | Listed | Already Listed |  | 0.88
997 | 988 | USSSP110-1138 | Hardware | S-5-Bolt - M8-1.25 x 40mm | 1 | S-5-Bolt - M8-1.25 x 40mm | 1 | Listed | Already Listed |  | 0.59
998 | 989 | USSSP110-1139 | Hardware | S-5 Bonding Jumper DB2C800 | 1 | S-5 Bonding Jumper DB2C800 | 1 | Listed | Already Listed |  | 4.92
999 | 990 | USSSP110-1140 | Hardware | S-5 Cable Clip, ACC-F1-270 | 1 | Cable Clip, ACC-F1-270 | 1 | Listed | Already Listed |  | 1.33
1000 | 991 | USSSP110-1141 | Hardware | S-5 Cable Clip, ACC-F2-90 | 1 | Cable Clip, ACC-F2-90 | 1 | Listed | Already Listed |  | 1.32
1001 | 992 | USSSP110-1142 | Hardware | S-5 Cable Clip, ACC-F90-1 | 1 | Cable Clip, ACC-F90-1 | 1 | Listed | Already Listed |  | 1.12
1002 | 993 | USSSP110-1143 | Hardware | S-5 Nut - 8mm End Nut | 1 | S-5 Nut - 8mm End Nut | 1 | Listed | Already Listed |  | 0.35
1003 | 994 | USSSP110-1144 | Hardware | Roof Screw | 1 | S-5 - Screw, 1/4-14 x 1-1/2" #2 Self Drill Point ZAC 3/8" AF Zinc aluminum capped hex washer head (Metal to Metal) | 1 | Listed | Already Listed |  | 0.35
1004 | 995 | USSSP110-1177 | Schneider Electric Conext XW+ Inverter Chargers | RNW865684821 | 1 | Schneider Conext XW+ 6.8KW 48VDC Inverter/Charger 120/240Vac with UL1741SA (Rule21 compliant) | 1 | Listed | Already Listed |  | 3270.54
1005 | 996 | USSSP110-1178 | Schneider Electric Conext SW Inverter Chargers | RNW8654024 | 1 | Schneider Conext SW 4.0KW 24VDC Inverter/Charger 120/240VAC | 1 | Listed | Already Listed |  | 1401.48
1006 | 997 | USSSP110-1179 | Schneider Electric Conext SW Inverter Chargers | RNW8654048 | 1 | Schneider Conext SW 4.0KW 48VDC Inverter/Charger 120/240VAC | 1 | Listed | Already Listed |  | 1479.42
1007 | 998 | USSSP110-1180 | Schneider Electric MPPT Charge Controllers | RNW86510301 | 1 | Schneider Conext XW-MPPT60-150 60A MPPT solar charge controller. | 1 | Listed | Already Listed |  | 550.28
1008 | 999 | USSSP110-1181 | Schneider Electric MPPT Charge Controllers | RNW8651032 | 1 | Schneider Conext XW-MPPT80-600 80A MPPT solar charge controller. | 1 | Listed | Already Listed |  | 1113.75
1009 | 1000 | USSSP110-1182 | Schneider Electric MPPT Charge Controllers | RNW8651034 | 1 | Schneider Conext XW-MPPT100-600 100A MPPT solar charge controller. | 1 | Listed | Already Listed |  | 1269.01
1010 | 1001 | USSSP110-1183 | Schneider Electric MPPT Charge Controllers | RNW8651036 | 1 | Schneider MPPT Disconnect Rapid Shutdown | 1 | Listed | Already Listed |  | 683.96
1011 | 1002 | USSSP110-1184 | Schneider Electric MPPT Charge Controllers | RNW8651039 | 1 | Schneider Rapid Shutdown Initiator Switch | 1 | Listed | Already Listed |  | 62.34
1012 | 1003 | USSSP110-1185 | Schneider Electric XW+ Accessories | RNW865101301 | 1 | Schneider Conext XW+ Mini PDP Power Distribution Panel | 1 | Listed | Already Listed |  | 607.24
1013 | 1004 | USSSP110-1186 | Schneider Electric XW+ Accessories | RNW865101401 | 1 | CONEXT XW POWER DIST PANEL 1-POLE 250A 160VDC (NO AC CIRCUIT BREAKERS) | 1 | Listed | Already Listed |  | 832.02
1014 | 1005 | USSSP110-1187 | Schneider Electric XW+ Accessories | RNW865101501 | 1 | Schneider Conext XW+ Power Distribution Panel | 1 | Listed | Already Listed |  | 1103.56
1015 | 1006 | USSSP110-1188 | Schneider Electric XW+ Accessories | RNW865102501 | 1 | Schneider Conext XW+ Conduit Box | 1 | Listed | Already Listed |  | 116.29
1016 | 1007 | USSE100-0282 | Schneider Electric XW+ Accessories | RNW865102002 | 1 | Schneider Conext XW+ Connection Kit for INV2 | 1 | Listed | Already Listed |  | 607.24
1017 | 1008 |  | Schneider Electric XW+ Accessories | RNW865103001 | 1 | Schneider Conext Battery Fuse Combiner Box 160 (Discontinued) | 1 | Product Discontinued as per TPS Catalogue | Not Listed |  | 147.13
1018 | 1009 | USSSP110-1190 | Schneider Electric XW+ Accessories | RNW865121501 | 1 | Schneider Conext 120/240 Breaker Kit. (3) sets | 1 | Listed | Already Listed |  | 169.64
1019 | 1010 | USSSP110-1191 | Schneider Electric XW+ Accessories | RNW865131501 | 1 | Schneider CONEXT 3-phase breaker Kit. | 1 | Listed | Already Listed |  | 257.16
1020 | 1011 | USSSP110-1192 | Schneider Electric XW+ Accessories | 865-DCBRK-60 | 1 | DC BREAKER 60A 160VDC | 1 | Listed | Already Listed |  | 44.96
1021 | 1012 | USSSP110-1193 | Schneider Electric XW+ Accessories | 865-DCBRK-80 | 1 | DC BREAKER 80A 125VDC | 1 | Listed | Already Listed |  | 44.96
1022 | 1013 | USSSP110-1194 | Schneider Electric XW+ Accessories | 865-DCBRK-100 | 1 | DC BREAKER 100A 125VDC | 1 | Listed | Already Listed |  | 51.55
1023 | 1014 | USSSP110-1195 | Schneider Electric XW+ Accessories | 865-DCBRK-125 | 1 | DC BREAKER 125A 125VDC | 1 | Listed | Already Listed |  | 51.55
1024 | 1015 | USSSP110-1196 | Schneider Electric XW+ Accessories | 865-DCBRK-250 | 1 | DC BREAKER 250A 160VDC | 1 | Listed | Already Listed |  | 107.3
1025 | 1016 | USSE100-0029 | Schneider Electric SW Accessories | RNW8651016 | 1 | Conext SW DC Breaker Panel | 1 | Listed | Already Listed |  | 351.87
1026 | 1017 | USSE100-0032 | Schneider Electric SW Accessories | RNW8651017 | 1 | Schneider Conext SW AC Breaker Panel-120V/240V | 1 | Listed | Already Listed |  | 479.55
1027 | 1018 | USSSP110-1199 | Schneider Electric Conext Accessories | RNW865108001 | 1 | Schneider Conext Battery Monitor 24/48V | 1 | Listed | Already Listed |  | 534.7
1028 | 1019 |  | Schneider Electric Conext Accessories | RNW8651058 | 1 | Schneider Conext Combox (Discontinued) | 1 | Product Discontinued as per TPS Catalogue | Not Listed |  | 387.99
1029 | 1020 | USSSP110-1200 | Schneider Electric Conext Accessories | RNW865106001 | 1 | Schneider Conext Auto Generator Start | 1 | Listed | Already Listed |  | 168.44
1030 | 1021 | USSSP110-1201 | Schneider Electric Conext Accessories | RNW865115501 | 1 | Schneider Conext Configuration Tool | 1 | Listed | Already Listed |  | 570.66
1031 | 1022 |  | Schneider Electric Conext Accessories | RNW8650329 | 1 | CONEXT GATEWAY System Configuration (Control, Monitor and Management) (Discontinued) | 1 | Product Discontinued as per TPS Catalogue | Not Listed |  | 393.21
1032 | 1023 | USSSP110-1202 | Accessories | RNW8650330 | 1 | Insight Home | 1 | Listed | Already Listed |  | 342.88
1033 | 1024 | USSSP110-1203 | Accessories | RNW8650335 | 1 | Insight Facility | 1 | Listed | Already Listed |  | 653.99
1034 | 1025 | USSS100-0078 | PHI BATTERIES: MODELS | AmpliPHI-3.8-48 | 1 | NEW! AmpliPHI 3.8kWh LFP Battery, 48V with Integrated BMS w/ Communications- Sol- ArkIncludes 4' CAT5 Cable & Terminator | 1 | Listed | Already Listed |  | 2612.36
1035 | 1026 | USSSP110-1205 | PHI BATTERIES: MODELS | PHI-3.8-48-60-M | 1 | Simpliphi PHI 3.8 kWh LFP Battery, 48V | 1 | Listed | Already Listed |  | 2134.83
1036 | 1027 | USSSP110-1206 | PHI BATTERIES: MODELS | PHI-3.8-24-60-M | 1 | Simpliphi PHI 3.8 kWh LFP Battery, 24V | 1 | Listed | Already Listed |  | 2134.83
1037 | 1028 | USSSP110-1207 | PHI BATTERIES: MODELS | PHI-1.4-24-60 | 1 | Simpliphi PHI 1.4 kWh LFP Battery, 24V | 1 | Listed | Already Listed |  | 983.15
1038 | 1029 | USSSP110-1208 | PHI BATTERIES: MODELS | PHI-1.4-12-60 | 1 | Simpliphi PHI 1.4 kWh LFP Battery, 12V | 1 | Listed | Already Listed |  | 983.15
1039 | 1030 | USSSP110-1209 | PHI BATTERIES: MODELS | PHI-730-24-60 | 1 | Simpliphi PHI 730 Wh LFP Battery, 24V | 1 | Listed | Already Listed |  | 702.25
1040 | 1031 | USSSP110-1210 | PHI BATTERIES: MODELS | PHI-730-12-60 | 1 | Simpliphi PHI 730 Wh LFP Battery, 12V | 1 | Listed | Already Listed |  | 702.25
1041 | 1032 | USSSP110-1211 | ESS - ESS System Configurations: Single Inverter Kits - Includes Inverter and Batteries | SPHI-ESS-10-6 | 1 | Simpliphi Energy Storage System: 2 Batteries, 9.96 kWh, AC or DC Coupled 6000 W, Includes AGS | 1 | Listed | Already Listed |  | 10685.39
1042 | 1033 | USSSP110-1212 | ESS - ESS System Configurations: Single Inverter Kits - Includes Inverter and Batteries | SPHI-ESS-15-6 | 1 | Simpliphi Energy Storage System: 3 Batteries, 14.94 kWh, AC or DC Coupled 6000 W, Includes AGS | 1 | Listed | Already Listed |  | 14566.29
1043 | 1034 | USSSP110-1213 | ESS - ESS System Configurations: Single Inverter Kits - Includes Inverter and Batteries | SPHI-ESS-20-6 | 1 | Simpliphi Energy Storage System: 4 Batteries, 19.92 kWh, AC or DC Coupled 6000 W, Includes AGS | 1 | Listed | Already Listed |  | 18447.19
1044 | 1035 | USSSP110-1214 | ESS - ESS System Configurations: Single Inverter Kits - Includes Inverter and Batteries | SPHI-ESS-25-6 | 1 | Simpliphi Energy Storage System: 5 Batteries, 24.9 kWh, AC or DC Coupled 6000 W, Includes AGS | 1 | Listed | Already Listed |  | 22326.97
1045 | 1036 | USSSP110-1215 | ESS - ESS System Configurations: Single Inverter Kits - Includes Inverter and Batteries | SPHI-ESS-20-12 | 1 | Simpliphi Energy Storage System: 4 Batteries, 19.92 kWh, AC or DC Coupled 12000 W, Includes AGS | 1 | Listed | Already Listed |  | 21371.91
1046 | 1037 | USSSP110-1216 | ESS - ESS System Configurations: Single Inverter Kits - Includes Inverter and Batteries | SPHI-ESS-25-12 | 1 | Simpliphi Energy Storage System: 5 Batteries, 24.9 kWh, AC or DC Coupled 12000 W, Includes AGS | 1 | Listed | Already Listed |  | 25251.69
1047 | 1038 | USSSP110-1217 | ESS - ESS System Configurations: Single Inverter Kits - Includes Inverter and Batteries | SPHI-ESS-30-12 | 1 | Simpliphi Energy Storage System: 6 Batteries, 29.88 kWh, AC or DC Coupled 12000 W, Includes AGS | 1 | Listed | Already Listed |  | 29132.58
1048 | 1039 | USSSP110-1218 | ESS (Con't) - ESS System Configurations: Three Inverter Kits - Includes 3 Inverters and Batteries | SPHI-ESS-30-18 | 1 | Simpliphi Energy Storage System: 6 Batteries, 29.88 kWh, AC or DC Coupled 18000W, Includes AGS | 1 | Listed | Already Listed |  | 32057.3
1049 | 1040 | USSSP110-1219 | ESS (Con't) - ESS System Configurations: Three Inverter Kits - Includes 3 Inverters and Batteries | SPHI-ESS-40-18 | 1 | Simpliphi Energy Storage System: 8 Batteries, 39.84 kWh, AC or DC Coupled 18000 W, Includes AGS | 1 | Listed | Already Listed |  | 39817.98
1050 | 1041 | USSSP110-1220 | ESS Ala Carte Accessories | SPHI-CB | 1 | Simpliphi Conduit Box - For outdoor battery installations, order one per battery | 1 | Listed | Already Listed |  | 92.13
1051 | 1042 | USSSP110-1221 | ESS Ala Carte Accessories | ET-GWY-10 | 1 | Simpliphi EnergyTrak Gateway - 1 per system, includes outdoor-rated enclosure | 1 | Listed | Already Listed |  | 870.79
1052 | 1043 | USIN100-0306 | ESS Ala Carte Components | SPHI-IN-6 | 1 | SimpliPHI Inverter- 6 kW, with Dual MPPT inputs, IP65 Outdoor Rated, with AGS | 1 | Listed | Already Listed |  | 2924.72
1053 | 1044 | USSSP110-1223 | ESS Ala Carte Components | SPHI-B-4.9 | 1 | SimpliPHI Battery- 4.98 kWh, Wall Mountable, IP 65 with closed-looped comms | 1 | Listed | Already Listed |  | 3880.9
1054 | 1045 | USSSP110-1224 | AccESS with Sol-Ark - RULE 21 | A-4PHI-SA-12 | 1 | AccESS 15.2 (4x PHI 3.8kWh @48V) - with 12kW Inverter & Integrated Charge Controllers | 1 | Listed | Already Listed | USSS100-0080 | 19943.82
1055 | 1046 | USSS100-0079 | AccESS with Sol-Ark - RULE 21 | A-6PHI-SA-12 | 1 | AccESS 22.8 (6x PHI 3.8kWh @48V)- with 12kW Inverter & Integrated Charge Controllers | 1 | Price Updated in Shopify | Already Listed |  | 24438.2
1056 | 1047 | USSSP110-1226 | AccESS with Sol-Ark - RULE 21 | A-6AMP-SA-12 | 1 | AmpliPHI AccESS 22.8 (6x PHI 3.8kWh @48V)- with 12kW Inverter & Integrated Charge Controllers with AmpliPHI communications based batteries | 1 | Listed | Already Listed |  | 28932.58
1057 | 1048 | USSSP110-1227 | AccESS with Outback - RULE 21 | A-4PHI-2CC-OB | 1 | Simpliphi AccESS w/ 4 x PHI 3.5 kWh Batteries & 2 x CC | 1 | Listed | Already Listed
1058 | 1049 | USSSP110-1228 | AccESS with Outback - RULE 21 | A-4PHI-OB | 1 | Simpliphi AccESS w/ 4 x PHI 3.8 kWh Batteries & w/o CC | 1 | Listed | Already Listed
1059 | 1050 | USSSP110-1229 | AccESS with Schneider XW Pro Including SCP & BMK - Rule 21 (UL 9540 Pending) | A-4PHI-CC-SCH-PRO | 1 | Simpliphi AccESS 15.2 (4x PHI 3.8kWh @48V) - with 6.8kW XW PRO Inverter & MPPT100 Charge Controller | 1 | Listed | Already Listed |  | 16910.11
1060 | 1051 | USSSP110-1230 | AccESS with Schneider XW Pro Including SCP & BMK - Rule 21 (UL 9540 Pending) | A-4PHI-SCH-PRO | 1 | Simpliphi AccESS 15.2 (4x PHI 3.8kWh @48V) - with 6.8kW XW PRO Inverter, NO Charge Controll (AC Coupled) | 1 | Listed | Already Listed |  | 15595.51
1061 | 1052 | USSSP110-1231 | AccESS with Schneider Communications | SCH-2430069 | 1 | Simpliphi Schneider Conext Gateway PRO | 1 | Listed | Already Listed |  | 528.09
1062 | 1053 | USSSP110-1232 | AccESS with Schneider Communications | SCH-865-1060-01 | 1 | Simpliphi Schneider Automatic Generator Start | 1 | Listed | Already Listed |  | 219.1
1063 | 1054 | USSSP110-1234 | Battery only Enclosures | BOSS-12 | 1 | BOSS.12: Up to 12 Batteries Enclosure with Shelves- Includes 8' 4/0 Battery Inverter Cables- Need to order busbars for individual battery wiring (see install manual and list below) | 1 | Listed | Already Listed |  | 4044.94
1064 | 1055 | USSSP110-1235 | Battery only Enclosures | BB-2-12 | 1 | BOSS.12 Two Batttery Bus Bar Kit- Includes Bus Bar to Terminal Block wiring, 2/0, 45", 1 Red, 1 Black- order one per shelf | 1 | Listed | Already Listed |  | 235.96
1065 | 1056 | USSSP110-1236 | Battery only Enclosures | BB-3-12 | 1 | BOSS.12, Three Battery Bus Bar Kit: Includes Bus Bar to Terminal Block Wiring, 2/0, 45", 1 Red, 1 Black- order one per shelf | 1 | Listed | Already Listed |  | 314.61
1066 | 1057 | USSSP110-1237 | Battery only Enclosures | BOSS-6 | 1 | BOSS.6 Two Batttery Bus Bar Kit: Includes Bus Bar to Terminal Block wiring, 1/0, 25", 1 Red, 1 Black- order one per shelf | 2 | Deleted | Already Listed |  | 2438.2
1067 | 1058 | USSSP110-1238 | Battery only Enclosures | BB-2-6 | 1 | BOSS.6 Two Batttery Bus Bar Kit: Includes Bus Bar to Terminal Block wiring, 1/0, 25", 1 Red, 1 Black- order one per shelf | 2 | Listed | Already Listed |  | 185.39
1068 | 1059 | USSSP110-1239 | Battery only Enclosures | BB-3-6 | 1 | BOSS.6 Three Batttery Bus Bar Kit: Includes Bus Bar to Terminal Block wiring, 1/0, 25", 1 Red, 1 Black- order one per shelf | 1 | Listed | Already Listed |  | 264.04
1069 | 1060 | USSSP110-1240 | Optional Features for all BOSS | RH-1010 | 1 | Rain Hoods for BOSS.12- For Outdoor Installations | 1 | Listed | Already Listed |  | 157.3
1070 | 1061 | USSS100-0074 | Optional Features for all BOSS | RH-44 | 1 | Rain Hoods for BOSS.6- For Outdoor Installations | 1 | Listed | Already Listed |  | 151.69
1071 | 1062 | USSSP110-1241 | Optional Features for all BOSS | BG-1200-12 | 1 | Simpliphi Big Genny 1200 Wh 12V | 1 | Listed | Already Listed |  | 2175.28
1072 | 1063 | USSSP110-1242 | Optional Features for all BOSS | BG-1200-12-EK | 1 | Simpliphi Big Genny 1200 Wh 12V Emergency Kit | 1 | Listed | Already Listed |  | 2695.51
1073 | 1064 | USSSP110-1243 | Optional Features for all BOSS | LG-287-12 | 1 | Simpliphi Little Genny 287 Wh 12V | 1 | Listed | Already Listed |  | 953.93
1074 | 1065 | USSSP110-1244 | Optional Features for all BOSS | LG-287-12-EK | 1 | Simpliphi Little Genny 287 Wh 12V Emergency Kit | 1 | Listed | Already Listed |  | 1346.07
1075 | 1066 | USSSP110-1245 | Optional Features for all BOSS | B-3.8 | 1 | Simpliphi Brackets PHI 3.8 kWh Wall Mount | 1 | Listed | Already Listed |  | 112.36
1076 | 1067 | USBE100-0050 | Power+ MLPE | 150-00000-50 | 1 | SMA Gateway | 1 | Listed | Already Listed |  | 72.14
1077 | 1068 | USIN100-0087 | Power+ MLPE (SMA BRANDED PRODUCT) | 119814-00.01 | 1 | JMS-F, Sunspec Compliant Shut Down Module - NEC2017/2020 Rapid Shutdown Compliant | 1 | Listed | Already Listed |  | 30.22
1078 | 1069 | USIN100-0095 | Sunny Boy | SB7.0-1 SP-US-41-NFW | 1 | SMA Sunny Boy 7.0-US Standard with integrated DC disco, 3-MPPT, AFCI 208/240VAC - SunSpec Rapid Shutdown compliant **INVERTER DOES NOT INCLUDE WIFI COMMUNICATION, ONLY HARDWIRE** | 1 | Price Updated in Shopify | Already Listed
1079 | 1070 | USSSP110-1248 | Sunny Boy | SMA Sunny Boy 7.7-US Standard wit | 1 | SMA Sunny Boy 7.7-US Standard with integrated DC disco, 3-MPPT, AFCI 208/240VAC - SunSpec Rapid Shutdown compliant **INVERTER DOES NOT INCLUDE WIFI COMMUNICATION, ONLY HARDWIRE** | 1 | Price Updated in Shopify | Already Listed
1080 | 1071 | USSSP110-1249 |  | EXTANT-US-40 | 1 | SMA Wi-Fi antenna Extension Kit for US-40 & Core 1 | 1 | Listed | Already Listed |  | 46.28
1081 | 1072 | USSSP110-1250 |  | MD.SEN-US-40 | 1 | SMA Sensor Module for US-40 & Core 1 | 1 | Listed | Already Listed |  | 136.08
1082 | 1073 | USSSP110-1251 |  | RGM05KIT-US-10-485 | 1 | SMA Revenue Grade Meter RS485 Bundle for use w/o Cellular LTE Modem | 1 | Listed | Already Listed |  | 238.04
1083 | 1074 | USSSP110-1252 |  | RGM05KIT-US-10 | 1 | SMA Revenue Grade Meter for use with Cellular LTE Modem | 1 | Listed | Already Listed |  | 208.18
1084 | 1075 | USSE100-0200 |  | CELLMODKIT-US-10 | 1 | SMA Cellular LTE Modem w/ 5yr Data Plan | 1 | Listed | Already Listed | USSE100-0269 | 249.81
1085 | 1076 | USIN100-0090 | Single Phase Storage Battery Inverters | SBS5.0-US-10 | 1 | SMA Sunny Boy 5.0-US Standard Storage Battery Inverter | 1 | Listed | Already Listed |  | 1887.64
1086 | 1077 | USIN100-0091 | Single Phase Storage Battery Inverters | SBS6.0-US-10 | 1 | SMA Sunny Boy 6.0-US Standard Storage Battery Inverter | 1 | Listed | Already Listed |  | 2067.42
1087 | 1078 | USSS100-0015 | Single Phase Storage Battery Inverters | SBS-ABU-200-US-10 | 1 | SMA 200A Automatic Backup Unit w/ Energy Meter | 1 | Listed | Already Listed |  | 2247.18
1088 | 1079 | USSS100-0014 | Single Phase Storage Battery Inverters | BATB-102-BY-US-10 | 1 | SMA Battery Bundle:includes SMA Sunny Boy Storage 6.0kW, SMA 200 Amp Automatic Backup Unit, BYD Battery-Box H 10.0 Battery - UL9540 compliant (While Supplies Last) | 1 | Listed | Already Listed |  | 10331.3
1089 | 1080 |  | Single Phase Storage Battery Inverters | 03-20-1000-2-50 | 1 | Sunny Tripower X 20-US - 20KV 480/277 VAC 1000Vdc String Inverter | 1 | Re-Validation Required | Not Listed |  | 3480.9
1090 | 1081 |  | Single Phase Storage Battery Inverters | 03-25-1000-2-50 | 1 | Sunny Tripower X 25-US - 25KV 480/277 VAC 1000Vdc String Inverter | 1 | Re-Validation Required | Not Listed |  | 3657.3
1091 | 1082 |  | Single Phase Storage Battery Inverters | 03-30-1000-2-50 | 1 | Sunny Tripower X 30-US - 30KV 480/277VAC 1000Vdc String Inverter | 1 | Re-Validation Required | Not Listed |  | 3893.26
1092 | 1083 | USIN100-0094 | Single Phase Storage Battery Inverters | 03-50-1000-2-41 | 1 | SMA Sunny Tripower CORE1-US (STP50-US-41) includes integrated Communications, AC and DC Disconnect, & Sunspec | 1 | Listed | Already Listed |  | 5602.96
1093 | 1084 | USIN100-0093 | Single Phase Storage Battery Inverters | 03-62-1000-2-41 | 1 | SMA Sunny Tripower CORE1-US (STP62-US-41) includes integrated Communications, AC and DC Disconnect, & Sunspec | 1 | Listed | Already Listed |  | 5718.82
1094 | 1085 | USSSP110-1253 | Single Phase Storage Battery Inverters | 3-125-1500-2-20 | 1 | SMA Sunny Highpower Peak3 (SHP 125-US-20) NEW PRODUCT 125KV 1500V String Inverter | 1 | Listed | Already Listed
1095 | 1086 | USSSP110-1254 | Single Phase Storage Battery Inverters | 3-150-1500-2-20 | 1 | SMA Sunny Highpower Peak3 (SHP 150-US-20) NEW PRODUCT 150KV 1500V String Inverter | 1 | Listed | Already Listed
1096 | 1087 | USIN100-0086 | Single Phase Storage Battery Inverters | EDMM-US-10 | 1 | SMAData Manager M for use with TriPowers | 1 | Listed | Already Listed |  | 829.08
1097 | 1088 |  | Single Phase Storage Battery Inverters | EDMM-US-10 LITE | 1 | SMAData Manager LITE for use with SB-40 & SB-41's | 1 | Re-Validation Required | Not Listed |  | 356.4
1098 | 1089 |  | Single Phase Storage Battery Inverters | AC_SPD_KIT1-10 | 1 | SMA AC surge protection for STP50 (CORE 1) | 1 | Re-Validation Required | Not Listed |  | 36.8
1099 | 1090 | USIN100-0292 | Single Phase Storage Battery Inverters | DC_SPD_KIT4-10 | 1 | SMA DC surge protection for STP50 (CORE 1) | 1 | Price Updated in Shopify | Already Listed |  | 70.53
1100 | 1091 | USSE100-0179 | Single Phase Storage Battery Inverters | AC_SPD_KIT2_T1T2 | 1 | AC surge protetion for CORE1-US Type 1/2 (STPXX-US-40/1) | 1 | Listed | Already Listed |  | 55.2
1101 | 1092 | USIN100-0085 | Single Phase Storage Battery Inverters | DC_SPD_KIT5_T1T2 | 1 | DC surge protection for CORE1-US Type 1/2 (STPXX-US-40/1) | 1 | Listed | Already Listed |  | 122.67
1102 | 1093 | USMS100-0615 | Single Phase Storage Battery Inverters | UMS_KIT-10 | 1 | Mounting Bracket for Core 1 - 41 Products | 1 | Listed | Already Listed |  | 153.33
1103 | 1094 | USSSP110-1255 | SMA Accessories | SWDM-US-10 | 1 | SMA Speedwire Datalogging/Monitoring Card for -22 and TriPowers | 1 | Listed | Already Listed |  | 149.36
1104 | 1095 | USSE100-0216 | SMA Accessories | DM-485CB-US-10 | 1 | SMA RS 485 card for -22 and STP Inverters | 1 | Price Updated in Shopify | Already Listed |  | 101.77
1105 | 1096 | USSE100-0274 | SMA Accessories | SWPB-US-10 | 1 | SMA Speedwire Datalogging/Monitoring Card for -10, -12 and TL-12 (End of Life) | 1 | Price Updated in Shopify | Already Listed |  | 142
1106 | 1097 | USSE100-0218 | SMA Accessories | 485USPB-NR | 1 | SMA RS485 card for legacy Sunny Boy inverters | 1 | Listed | Already Listed |  | 93.1
1107 | 1098 |  | Sunny Islands & Accessories | SI4548-US-10 | 1 | SMA Bidirectional battery inverter for stand-alone operation, output voltage: 120 VAC/60 Hz, nominal power: 4.5 kW, battery voltage: 48 VDC, external battery temperature sensor, SD/MMC card, synchronization cable | 1 | Re-Validation Required | Not Listed |  | 3185.56
1108 | 1099 | USIN100-0092 | Sunny Islands & Accessories | SI6048-US-10 | 1 | SMA Bidirectional battery inverter for stand-alone operation, output voltage: 120 VAC/60 Hz, nominal power: 5.75 kW, battery voltage: 48 VDC, external battery temperature sensor, SD/MMC card, synchronization cable | 1 | Listed | Already Listed |  | 2888.89
1109 | 1100 | USSSP110-1256 | Sunny Islands & Accessories | MCB-12U | 1 | SMA 3-phase Multicluster-Box for 120VAC/60Hz., connections for: 12 x Sunny Island 4548 or 6048-US-10, 1 x generator connection with 110KW, 1 x PV connection with 110KW, 1 x consumer load 110KW incl.load shedding contactor, incl. 1 synchronization cable, from SI 5048U to MC-BoxU, incl.3 communication cable from Sunny Island to MC-BoxU |  | Listed | Already Listed |  | 17777.78
1110 | 1101 | USSE100-0217 | Sunny Islands & Accessories | COMGW-US-10 | 1 | SMA Communication Gateway (converts 485 comm. To Speedwire) | 1 | Listed | Already Listed |  | 234.42
1111 | 1102 | USSSP110-1289 |  | SA-5K-1P-N | 1 | Sol-Ark 5K 120V or 230V 1ɸ Output | 1 | Listed | Already Listed |  | 2415.73
1112 | 1103 | USSSP110-1290 |  | Sol-Ark-8K-5Y | 1 | Sol-Ark 8K 120/240/208V 48V Hybrid All-In-One 5 Year Standard Warranty | 1 | Listed | Already Listed |  | 4943.82
1113 | 1104 | USSSP110-1291 |  | Sol-Ark-8K-10Y | 1 | Sol-Ark 8K 120/240/208V 48V Hybrid All-In-One 10 Year Standard Warranty | 1 | Listed | Already Listed
1114 | 1105 | USIN100-0004 |  | Sol-Ark-12K | 1 | Sol-Ark 12K 120/240/208V 48V Hybrid All-In-One Stackable 10 Year Standard Warranty | 1 | Price Updated in Shopify | Already Listed |  | 4269.66
1115 | 1106 | USSSP110-1292 |  | SA-Limitless-15K | 1 | Sol-Ark 15K 120/240/208V-3R. 10 Year-Standard Warranty, NEMA3-R | 1 | Price Updated in Shopify | Already Listed |  | 5561.8
1116 | 1107 | USSSP110-1293 |  | Sol-Ark-8K-EMP | 1 | Indirect Lightning, Solar Flare & EMP Hardening for Sol-Ark system. Includes EMP Suppressors for solar panels & 20 appliance suppressors MUST BE ORDERED IN ADVANCE, NOT A SEPARATE COMPONENT | 2 | Listed | Already Listed |  | 5730.34
1117 | 1108 | USSSP110-1294 |  | Sol-Ark-12K-EMP | 1 | Indirect Lightning, Solar Flare & EMP Hardening for Sol-Ark system. Includes EMP Suppressors for solar panels & 20 appliance suppressors MUST BE ORDERED IN ADVANCE, NOT A SEPARATE COMPONENT | 2 | Listed | Already Listed |  | 5955.06
1118 | 1109 | USIN100-0003 |  | SA-Limitless-15K-EMP | 1 | Sol-Ark 15K 120/240/208V-3R. 10 Year-Standard Warranty, NEMA3-R. Indirect Lightning, Solar Flare & EMP Hardening for Sol-Ark system. Includes EMP Suppressors for solar panels & 20 appliance suppressors MUST BE ORDERED IN ADVANCE, NOT A SEPARATE COMPONENT | 1 | Price Updated in Shopify | Already Listed |  | 7808.99
1119 | 1110 | USSSP110-1295 |  | SA-30K-3P | 1 | Sol-Ark 30K 3-Phase Output 208 / 240Vac Hybrid Inverter. High Voltage Battery (150-550V). Nema 3-R. 10 Year Standard Warranty. | 1 | Listed | Already Listed |  | 12022.47
1120 | 1111 | USSSP110-1296 |  | SA-60K-3P | 1 | Sol-Ark 60K 3-Phase Output 480/277 Vac Hybrid Inverter. High Voltage Battery (160-800V). Nema 3-R. 10 Year Standard Warranty. | 1 | Listed | Already Listed |  | 16292.13
1121 | 1112 | USSSP110-1297 |  | SA-ETH-PWR | 1 | Sol-Ark PowerView Ethernet & Wi-Fi Dongle | 1 | Listed | Already Listed |  | 112.36
1122 | 1113 | USSSP110-1298 |  | SA-CT-LG | 1 | Sol-Ark 200A Current Transformer (fits up to 4/0) - PER PAIR | 1 | Listed | Already Listed |  | 112.36
1123 | 1114 | USSSP110-1299 |  | SA-CT-XL | 1 | Sol-Ark 400A Current Transformer (2" inside diameter) - PER PAIR | 1 | Listed | Already Listed |  | 449.44
1124 | 1115 | USSSP110-1311 | Solis Single Phase Inverters without Internal Transmitter (Residential model) | Solis-1P2.5K-4G-US-RSS | 1 | Solis Solar Inverter 2.5kw 4G Single phase Dual MPPT. US Version. with 10 years warranty | 2 | Listed | Already Listed
1125 | 1116 | USSSP110-1312 | Solis Single Phase Inverters without Internal Transmitter (Residential model) | Solis-1P3K-4G-US-RSS | 1 | Solis Solar Inverter 3kw 4G Single phase Dual MPPT. US Version. with 10 years warranty | 2 | Listed | Already Listed
1126 | 1117 | USSSP110-1313 | Solis Single Phase Inverters without Internal Transmitter (Residential model) | Solis-1P3.6K-4G-US-RSS | 1 | Solis Solar Inverter 3.6kw 4G Single phase Dual MPPT. US Version. with 10 years warranty | 2 | Listed | Already Listed |  | 1094.38
1127 | 1118 | USSSP110-1314 | Solis Single Phase Inverters without Internal Transmitter (Residential model) | Solis-1P4K-4G-US-RSS | 1 | Solis Solar Inverter 4.0kw 4G Single phase Dual MPPT. US Version.with 10 years warranty | 2 | Listed | Already Listed
1128 | 1119 | USSSP110-1315 | Solis Single Phase Inverters without Internal Transmitter (Residential model) | Solis-1P4.6K-4G-US-RSS | 1 | Solis Solar Inverter 4.6kw 4G Single phase Dual MPPT. US Version. with 10 years warranty | 2 | Listed | Already Listed
1129 | 1120 | USSSP110-1316 | Solis Single Phase Inverters without Internal Transmitter (Residential model) | Solis-1P5K-4G-US-RSS | 1 | Solis Solar Inverter 5kw 4G Single phase Dual MPPT. US Version. with 10 years warranty | 2 | Listed | Already Listed |  | 1178.65
1130 | 1121 | USSSP110-1317 | Solis Single Phase Inverters without Internal Transmitter (Residential model) | Solis-1P6K2-4G-US-RSS | 1 | Solis Solar Inverter 6kw 4G Single phase Dual MPPT. US Version. with 10 years warranty | 2 | Listed | Already Listed
1131 | 1122 | USSSP110-1318 | Solis Single Phase Inverters without Internal Transmitter (Residential model) | Solis-1P6K-4G-US-RSS | 1 | Solis Solar Inverter 6kw 4G Single phase Three MPPT. US Version. with 10 years warranty | 2 | Listed | Already Listed |  | 1235.96
1132 | 1123 | USSSP110-1319 | Solis Single Phase Inverters without Internal Transmitter (Residential model) | Solis-1P7K-4G-US-RSS | 1 | Solis Solar Inverter 7kw 4G Single phase Three MPPT. US Version. with 10 years warranty | 2 | Listed | Already Listed
1133 | 1124 | USSSP110-1320 | Solis Single Phase Inverters without Internal Transmitter (Residential model) | Solis-1P7.6K-4G-US-RSS | 1 | Solis Solar Inverter 7.6kw 4G Single phase Three MPPT. US Version. with 10 years warranty | 2 | Listed | Already Listed |  | 1344.94
1134 | 1125 | USSSP110-1321 | Solis Single Phase Inverters without Internal Transmitter (Residential model) | Solis-1P8K-4G-US-RSS | 1 | Solis Solar Inverter 8kw 4G Single phase Four MPPT. US Version. with 10 years warranty | 2 | Listed | Already Listed
1135 | 1126 | USSSP110-1322 | Solis Single Phase Inverters without Internal Transmitter (Residential model) | Solis-1P9K-4G-US-RSS | 1 | Solis Solar Inverter 9kw 4G Single phase Four MPPT. US Version. with 10 years warranty | 2 | Listed | Already Listed
1136 | 1127 | USSSP110-1323 | Solis Single Phase Inverters without Internal Transmitter (Residential model) | Solis-1P10K-4G-US-RSS | 1 | Solis Solar Inverter 10kw 4G Single phase Four MPPT. US Version. with 10 years warranty | 2 | Listed | Already Listed |  | 1667.42
1137 | 1128 | USSSP110-1324 | Solis Single Phase Inverters without Internal Transmitter (Residential model) | Solis-1P2.5K-4G-US | 1 | Solis Solar Inverter 2.5kw 4G Single phase Dual MPPT. US Version. with 10 years warranty | 2 | Listed | Already Listed
1138 | 1129 | USSSP110-1325 | Solis Single Phase Inverters without Internal Transmitter (Residential model) | Solis-1P3K-4G-US | 1 | Solis Solar Inverter 3kw 4G Single phase Dual MPPT. US Version. with 10 years warranty | 2 | Listed | Already Listed
1139 | 1130 | USSSP110-1326 | Solis Single Phase Inverters without Internal Transmitter (Residential model) | Solis-1P3.6K-4G-US | 1 | Solis Solar Inverter 3.6kw 4G Single phase Dual MPPT. US Version. with 10 years warranty | 2 | Listed | Already Listed |  | 996.63
1140 | 1131 | USSSP110-1327 | Solis Single Phase Inverters without Internal Transmitter (Residential model) | Solis-1P4K-4G-US | 1 | Solis Solar Inverter 4.0kw 4G Single phase Dual MPPT. US Version.with 10 years warranty | 2 | Listed | Already Listed
1141 | 1132 | USSSP110-1328 | Solis Single Phase Inverters without Internal Transmitter (Residential model) | Solis-1P4.6K-4G-US | 1 | Solis Solar Inverter 4.6kw 4G Single phase Dual MPPT. US Version. with 10 years warranty | 2 | Listed | Already Listed
1142 | 1133 | USSSP110-1329 | Solis Single Phase Inverters without Internal Transmitter (Residential model) | Solis-1P5K-4G-US | 1 | Solis Solar Inverter 5kw 4G Single phase Dual MPPT. US Version. with 10 years warranty | 2 | Listed | Already Listed |  | 1079.78
1143 | 1134 | USSSP110-1330 | Solis Single Phase Inverters without Internal Transmitter (Residential model) | Solis-1P6K2-4G-US | 1 | Solis Solar Inverter 6kw 4G Single phase Dual MPPT. US Version. with 10 years warranty | 2 | Listed | Already Listed
1144 | 1135 | USSSP110-1331 | Solis Single Phase Inverters without Internal Transmitter (Residential model) | Solis-1P6K-4G-US | 1 | Solis Solar Inverter 6kw 4G Single phase Three MPPT. US Version. with 10 years warranty | 2 | Listed | Already Listed |  | 1138.2
1145 | 1136 | USSSP110-1332 | Solis Single Phase Inverters without Internal Transmitter (Residential model) | Solis-1P7K-4G-US | 1 | Solis Solar Inverter 7kw 4G Single phase Three MPPT. US Version. with 10 years warranty | 2 | Listed | Already Listed
1146 | 1137 | USIN100-0027 | Solis Single Phase Inverters without Internal Transmitter (Residential model) | Solis-1P7.6K-4G-US | 1 | Solis Solar Inverter 7.6kw 4G Single phase Three MPPT. US Version. with 10 years warranty | 2 | Price Updated in Shopify | Already Listed |  | 1247.19
1147 | 1138 | USSSP110-1333 | Solis Single Phase Inverters without Internal Transmitter (Residential model) | Solis-1P8K-4G-US | 1 | Solis Solar Inverter 8kw 4G Single phase Four MPPT. US Version. with 10 years warranty | 2 | Listed | Already Listed
1148 | 1139 | USSSP110-1334 | Solis Single Phase Inverters without Internal Transmitter (Residential model) | Solis-1P9K-4G-US | 1 | Solis Solar Inverter 9kw 4G Single phase Four MPPT. US Version. with 10 years warranty | 2 | Listed | Already Listed
1149 | 1140 | USIN100-0028 | Solis Single Phase Inverters without Internal Transmitter (Residential model) | Solis-1P10K-4G-US | 1 | Solis Solar Inverter 10kw 4G Single phase Four MPPT. US Version. with 10 years warranty | 2 | Price Updated in Shopify | Already Listed |  | 1569.66
1150 | 1141 | USSSP110-1336 | Solis Single Phase Storage Hybrid Inverters | RHI-1P6K-HVES-5G-SPRT | 1 | 6.0kW Single Phase Dual MPPT | 1 | Listed | Already Listed
1151 | 1142 | USSSP110-1338 | Solis Single Phase Storage Hybrid Inverters | RHI-1P7.6K-HVES-5G-SPRT | 1 | 7.6kW Single Phase Dual MPPT | 1 | Listed | Already Listed
1152 | 1143 | USSSP110-1350 | Solis Single Phase Storage Hybrid Inverters | Solis-ATR-6K | 1 | External auto transformer is required for residential, grid tied back-up storage – 10 year standard warranty | 1 | Listed | Already Listed
1153 | 1144 | USSSP110-1343 | Solis 5G Hybrid Inverters with Internal Transmitter (Tigo transmitter, Residential model) | RHI-1P5K-HVES-5G-RSS | 1 | Hybrid Inverter 5kw 5G Single Phase Dual MPPT. US Version with tigo transmitter with 10 years warranty | 1 | Listed | Already Listed
1154 | 1145 | USSSP110-1344 | Solis 5G Hybrid Inverters with Internal Transmitter (Tigo transmitter, Residential model) | RHI-1P6K-HVES-5G-RSS | 1 | Hybrid Inverter 6kw 5G Single Phase Dual MPPT. US Version with tigo transmitter with 10 years warranty | 1 | Listed | Already Listed
1155 | 1146 | USSSP110-1345 | Solis 5G Hybrid Inverters with Internal Transmitter (Tigo transmitter, Residential model) | RHI-1P7K-HVES-5G-RSS | 1 | Hybrid Inverter 7kw 5G Single Phase Dual MPPT. US Version with tigo transmitter with 10 years warranty | 1 | Listed | Already Listed
1156 | 1147 | USSSP110-1346 | Solis 5G Hybrid Inverters with Internal Transmitter (Tigo transmitter, Residential model) | RHI-1P7.6K-HVES-5G-RSS | 1 | Hybrid Inverter 7.6kw 5G Single Phase Dual MPPT. US Version with tigo transmitter with 10 years warranty | 1 | Listed | Already Listed
1157 | 1148 | USSSP110-1347 | Solis 5G Hybrid Inverters with Internal Transmitter (Tigo transmitter, Residential model) | RHI-1P8K-HVES-5G-RSS | 1 | Hybrid Inverter 8kw 5G Single Phase Dual MPPT. US Version with tigo transmitter with 10 years warranty | 1 | Listed | Already Listed
1158 | 1149 | USSSP110-1348 | Solis 5G Hybrid Inverters with Internal Transmitter (Tigo transmitter, Residential model) | RHI-1P9K-HVES-5G-RSS | 1 | Hybrid Inverter 9kw 5G Single Phase Dual MPPT. US Version with tigo transmitter with 10 years warranty | 1 | Listed | Already Listed
1159 | 1150 | USSSP110-1349 | Solis 5G Hybrid Inverters with Internal Transmitter (Tigo transmitter, Residential model) | RHI-1P10K-HVES-5G-RSS | 1 | Hybrid Inverter 10kw 5G Single Phase Dual MPPT. US Version with tigo transmitter with 10 years warranty | 1 | Listed | Already Listed
1160 | 1151 | USSSP110-1351 | 6G Hybrid -APSmart Transmitter | S6-EH1P3.8K-H-US-APST | 1 | Solis Hybrid Inverter 3.8kw S6 Single Phase Dual MPPT. US Version with APS transmitter with 10 years warranty | 1 | Listed | Already Listed |  | 1720.22
1161 | 1152 | USSSP110-1352 | 6G Hybrid -APSmart Transmitter | S6-EH1P5K-H-US-APST | 1 | Solis Hybrid Inverter 5.0kw S6 Single Phase Threel MPPT. US Version with APS transmitter with 10 years warranty | 1 | Listed | Already Listed |  | 1720.22
1162 | 1153 | USSSP110-1353 | 6G Hybrid -APSmart Transmitter | S6-EH1P6K-H-US-APST | 1 | Solis Hybrid Inverter 6.0kw S6 Single Phase Threel MPPT. US Version with APS transmitter with 10 years warranty | 1 | Listed | Already Listed
1163 | 1154 | USSSP110-1354 | 6G Hybrid -APSmart Transmitter | S6-EH1P7.6K-H-US-APST | 1 | Solis Hybrid Inverter 7.6kw S6 Single Phase Threel MPPT. US Version with APS transmitter with 10 years warranty | 1 | Listed | Already Listed |  | 1743.82
1164 | 1155 | USSSP110-1355 | 6G Hybrid -APSmart Transmitter | S6-EH1P10K-H-US-APST | 1 | Solis Hybrid Inverter 10.0kw S6 Single Phase Threel MPPT. US Version with APS transmitter with 10 years warranty | 1 | Listed | Already Listed |  | 1896.63
1165 | 1156 | USSSP110-1356 | 6G Hybrid -APSmart Transmitter | S6-EH1P11.4K-H-US-APST | 1 | Solis Hybrid Inverter 11.4kw S6 Single Phase Four MPPT. US Version with APS transmitter with 10 years warranty | 1 | Listed | Already Listed |  | 1943.82
1166 | 1157 | USSSP110-1357 | 6G Hybrid -Tigo Transmitter | S6-EH1P3.8K-H-US-RSS | 1 | Solis Hybrid Inverter 3.8kw S6 Single Phase Dual MPPT. US Version with tigo transmitter with 10 years warranty | 1 | Listed | Already Listed |  | 1779.78
1167 | 1158 | USSSP110-1358 | 6G Hybrid -Tigo Transmitter | S6-EH1P5K-H-US-RSS | 1 | Solis Hybrid Inverter 5.0kw S6 Single Phase Threel MPPT. US Version with tigo transmitter with 10 years warranty | 1 | Listed | Already Listed |  | 1779.78
1168 | 1159 | USSSP110-1359 | 6G Hybrid -Tigo Transmitter | S6-EH1P6K-H-US-RSS | 1 | Solis Hybrid Inverter 6.0kw S6 Single Phase Three MPPT. US Version with tigo transmitter with 10 years warranty | 1 | Listed | Already Listed
1169 | 1160 | USSSP110-1360 | 6G Hybrid -Tigo Transmitter | S6-EH1P7.6K-H-US-RSS | 1 | Solis Hybrid Inverter 7.6kw S6 Single Phase Fourl MPPT. US Version with tigo transmitter with 10 years warranty | 1 | Listed | Already Listed |  | 1803.37
1170 | 1161 | USSSP110-1361 | 6G Hybrid -Tigo Transmitter | S6-EH1P10K-H-US-RSS | 1 | Solis Hybrid Inverter10.0kw S6 Single Phase Four MPPT. US Version with tigo transmitter with 10 years warranty | 1 | Listed | Already Listed |  | 1956.18
1171 | 1162 | USSSP110-1362 | 6G Hybrid -Tigo Transmitter | S6-EH1P11.4K-H-US-RSS | 1 | Solis Hybrid Inverter 11.4kw S6 Single Phase Four MPPT. US Version with tigo transmitter with 10 years warranty | 1 | Listed | Already Listed |  | 2004.49
1172 | 1163 | USSSP110-1363 | Accessories | S3-WIFI-ST | 1 | Solis Datalogging WIFI stick - single inverter use - 2 year warranty - up to 10 inverters | 1 | Listed | Already Listed |  | 53.93
1173 | 1164 | USSSP110-1364 | Accessories | S4-WIFI-ST (USB) | 1 | Solis Plugin WIFI Stick for remote monitoring with USB port- 2 Year Standard Warranty | 1 | Listed | Already Listed |  | 53.93
1174 | 1165 | USEC001-0047 | Accessories | Solis-DLS-LAN | 1 | Solis Plugin LAN Stick - Compatible with entire range - 2 Year Standard Warranty | 1 | Listed | Already Listed
1175 | 1166 | USIN100-0033 | Accessories | Solis-DLB-WIFI | 1 | Solis Wired Multi Inverter WIFI Box - Compatible with entire range - 2 Year Standard Warranty | 1 | Listed | Already Listed
1176 | 1167 | USSSP110-1366 | Accessories | S2-WL-ST | 1 | Solis Wired Multi Inverter WIFI Stick for remote monitoring up to 10pcs - 2 Year Standard Warranty | 1 | Listed | Already Listed |  | 107.87
1177 | 1168 | USSSP110-1367 | Accessories | S1-W4G-ST | 1 | Solis Plugin Cellular stick, SIM card 5 year plan – 2 year standard warranty | 1 | Listed | Already Listed |  | 338.2
1178 | 1169 | USSSP110-1368 | Accessories | PLC CCO | 1 | Solis 1000V Central controller that uses PLC signal to communication with inverters over the AC wire (Commercial & Industrial) | 1 | Listed | Already Listed
1179 | 1170 |  | Accessories | 1500V PLC CCO | 1 | Solis 1500V Central controller that uses PLC signal to communication with inverters over the AC wire (Utility) | 1 | Re-Validation Required | Not Listed |  | 1352.81
1180 | 1171 |  | Accessories | EC-5 | 1 | Solis multiple inverter connection RS485 cable, Maximum support 5 inverters | 1 | Re-Validation Required | Not Listed |  | 33.71
1181 | 1172 |  | Accessories | EC-10 | 1 | Solis multiple inverter connection RS485 cable, Maximum support 10 inverters | 1 | Re-Validation Required | Not Listed |  | 67.42
1182 | 1173 | USIN100-0032 | Solis Three Phase Inverter 1000 VDC, AFCI, MPPT – without internal MLRSD transmitter | Solis-25K-US-SW | 1 | 25kW Solis Solar Inverter, 4 - MPPT, 3-phase 480VAC - 10 Year Standard Warranty | 2 | Price Updated in Shopify | Already Listed
1183 | 1174 | USIN100-0031 | Solis Three Phase Inverter 1000 VDC, AFCI, MPPT – without internal MLRSD transmitter | Solis-30K-US-SW | 1 | 30kW Solis Solar Inverter, 4 - MPPT, 3-phase 480VAC - 10 Year Standard Warranty | 2 | Listed | Already Listed
1184 | 1175 | USSSP110-1369 | Solis Three Phase Inverter 1000 VDC, AFCI, MPPT – without internal MLRSD transmitter | Solis-36K-US-SW | 1 | 36kW Solis Solar Inverter, 4 - MPPT, 3-phase 480VAC - 10 Year Standard Warranty | 2 | Listed | Already Listed
1185 | 1176 | USSSP110-1370 | Solis Three Phase Inverter 1000 VDC, AFCI, MPPT – without internal MLRSD transmitter | Solis-36K-US | 1 | 36kW Solis Solar Inverter, 4 - MPPT, 3-phase 480VAC - 10 Year Standard Warranty (OLD MODEL 1pcs left in stock) | 1 | Listed | Already Listed
1186 | 1177 | USSSP110-1371 | Solis Three Phase Inverter 1000 VDC, AFCI, MPPT – without internal MLRSD transmitter | Solis-36K-US-F-SW | 1 | 36kW Solis Solar Inverter, 4 - MPPT, W/Fan, 3-phase 480VAC - 10 Year Standard Warranty | 2 | Listed | Already Listed
1187 | 1178 | USSSP110-1373 | Solis Three Phase Inverter 1000 VDC, AFCI, MPPT – without internal MLRSD transmitter | Solis-40K-US-SW | 1 | 40kW Solis Solar Inverter, 4 - MPPT, 3-phase 480VAC - 10 Year Standard Warranty | 2 | Listed | Already Listed
1188 | 1179 | USIN100-0281 | Solis Three Phase Inverter 1000 VDC, AFCI, MPPT – without internal MLRSD transmitter | Solis-40K-US-F-SW | 1 | 40kW Solis Solar Inverter, 4 - MPPT, W/Fan, 3-phase 480VAC - 10 Year Standard Warranty | 2 | Listed | Already Listed
1189 | 1180 | USIN100-0030 | Solis Three Phase Inverter 1000 VDC, AFCI, MPPT – without internal MLRSD transmitter | Solis-50K-US-F-SW | 1 | 50kW Solis Solar Inverter, 4 - MPPT, W/Fan, 3-phase 480VAC - 10 Year Standard Warranty | 2 | Listed | Already Listed
1190 | 1181 | USIN100-0282 | Solis Three Phase Inverter 1000 VDC, AFCI, MPPT – without internal MLRSD transmitter | Solis-60K-US-F-SW | 1 | 60kW Solis Solar Inverter, 4 - MPPT, W/Fan, 3-phase 480VAC - 10 Year Standard Warranty | 2 | Listed | Already Listed
1191 | 1182 | USIN100-0029 | Solis Three Phase Inverter 1000 VDC, AFCI, MPPT – without internal MLRSD transmitter | Solis-66K-US-F-SW | 1 | 66kW Solis Solar Inverter, 4 - MPPT, W/Fan, 3-phase 480VAC - 10 Year Standard Warranty | 2 | Listed | Already Listed
1192 | 1183 | USSSP110-1384 | Solis Three Phase Inverter 1000 VDC, AFCI, MPPT – with APS Transmitter | S5-GC75K-US-APST | 1 | Solis 75kW Three Phase Eight MPPT w/ AFCI w/ FAN w/APS TX - 10 Year Standard Warranty | 1 | Listed | Already Listed |  | 4487.64
1193 | 1184 | USSSP110-1385 | Solis Three Phase Inverter 1000 VDC, AFCI, MPPT – with APS Transmitter | S5-GC80K-US-APST | 1 | Solis 80kW Three Phase Nine MPPT w/ AFCI w/ FAN w/APS TX - 10 Year Standard Warranty | 1 | Listed | Already Listed |  | 4659.55
1194 | 1185 | USSSP110-1386 | Solis Three Phase Inverter 1000 VDC, AFCI, MPPT – with APS Transmitter | S5-GC90K-US-APST | 1 | Solis 90kW Three Phase Ten MPPT w/ AFCI w/ FAN w/APS TX - 10 Year Standard Warranty | 1 | Listed | Already Listed |  | 5238.2
1195 | 1186 | USSSP110-1387 | Solis Three Phase Inverter 1000 VDC, AFCI, MPPT – with APS Transmitter | S5-GC100K-US-APST | 1 | Solis 100kW Three Phase Ten MPPT w/ AFCI w/ FAN w/APS TX - 10 Year Standard Warranty | 1 | Listed | Already Listed |  | 5826.97
1196 | 1187 | USSSP110-1388 | Solis Three Phase Inverter 1000 VDC, AFCI, MPPT – with Tigo Transmitter | S5-GC75K-US-RSS | 1 | Solis 75kW Three Phase Eight MPPT w/ AFCI w/ FAN w/TIGO TX - 10 Year Standard Warranty | 1 | Listed | Already Listed |  | 4531.46
1197 | 1188 | USSSP110-1389 | Solis Three Phase Inverter 1000 VDC, AFCI, MPPT – with Tigo Transmitter | S5-GC80K-US-RSS | 1 | Solis 80kW Three Phase Nine MPPT w/ AFCI w/ FAN w/TIGO TX - 10 Year Standard Warranty | 1 | Listed | Already Listed |  | 4703.37
1198 | 1189 | USSSP110-1390 | Solis Three Phase Inverter 1000 VDC, AFCI, MPPT – with Tigo Transmitter | S5-GC90K-US-RSS | 1 | Solis 90kW Three Phase Ten MPPT w/ AFCI w/ FAN w/TIGO TX - 10 Year Standard Warranty | 1 | Listed | Already Listed |  | 5283.15
1199 | 1190 | USSSP110-1391 | Solis Three Phase Inverter 1000 VDC, AFCI, MPPT – with Tigo Transmitter | S5-GC100K-US-RSS | 1 | Solis 100kW Three Phase Ten MPPT w/ AFCI w/ FAN w/TIGO TX - 10 Year Standard Warranty | 1 | Listed | Already Listed |  | 5871.91
1200 | 1191 | USSSP110-1392 | Solis Three Phase Inverters without Internal Transmiter (C&I model) | S5-GC75K-US | 1 | Solis 75kW Three Phase Eight MPPT w/ AFCI w/ FAN - 10 Year Standard Warranty | 1 | Listed | Already Listed |  | 4444.94
1201 | 1192 | USSSP110-1393 | Solis Three Phase Inverters without Internal Transmiter (C&I model) | S5-GC80K-US | 1 | Solis 80kW Three Phase Nine MPPT w/ AFCI w/ FAN - 10 Year Standard Warranty | 1 | Listed | Already Listed |  | 4617.98
1202 | 1193 | USSSP110-1394 | Solis Three Phase Inverters without Internal Transmiter (C&I model) | S5-GC90K-US | 1 | Solis 90kW Three Phase Ten MPPT w/ AFCI w/ FAN - 10 Year Standard Warranty | 1 | Listed | Already Listed |  | 5196.63
1203 | 1194 | USSSP110-1395 | Solis Three Phase Inverters without Internal Transmiter (C&I model) | S5-GC100K-US | 1 | Solis 100kW Three Phase Ten MPPT w/ AFCI w/ FAN - 10 Year Standard Warranty | 1 | Listed | Already Listed |  | 5785.39
1204 | 1195 |  | -SPRT for Sunspec transmitter compatible with Sunspec MLRSD receivers -RSS for Tigo transmitter compatible with Tigo TS4-F receivers for MLRSD DISCONTINUED JULY 2023! | Solis-25K-US-LSW | 1 | 25kW Solis Solar Inverter, 4 - MPPT, 3-phase 480VAC - 10 Year Standard Warranty | 2 | Re-Validation Required | Not Listed
1205 | 1196 | USSSP110-1396 | -SPRT for Sunspec transmitter compatible with Sunspec MLRSD receivers -RSS for Tigo transmitter compatible with Tigo TS4-F receivers for MLRSD DISCONTINUED JULY 2023! | Solis-25K-US-LSW-RSS | 1 | 25kW Solis Solar Inverter, 4 - MPPT, 3-phase 480VAC - 10 Year Standard Warranty with integrated Tigo transmitter | 1 | Listed | Already Listed
1206 | 1197 | USSSP110-1397 | -SPRT for Sunspec transmitter compatible with Sunspec MLRSD receivers -RSS for Tigo transmitter compatible with Tigo TS4-F receivers for MLRSD DISCONTINUED JULY 2023! | Solis-30K-US-LSW | 1 | 30kW Solis Solar Inverter, 4 - MPPT, 3-phase 480VAC - 10 Year Standard Warranty | 2 | Listed | Already Listed
1207 | 1198 | USSSP110-1398 | -SPRT for Sunspec transmitter compatible with Sunspec MLRSD receivers -RSS for Tigo transmitter compatible with Tigo TS4-F receivers for MLRSD DISCONTINUED JULY 2023! | Solis-36K-US-LSW | 1 | 36kW Solis Solar Inverter, 4 - MPPT, 3-phase 480VAC - 10 Year Standard Warranty | 2 | Listed | Already Listed
1208 | 1199 | USSSP110-1399 | -SPRT for Sunspec transmitter compatible with Sunspec MLRSD receivers -RSS for Tigo transmitter compatible with Tigo TS4-F receivers for MLRSD DISCONTINUED JULY 2023! | Solis-36K-US-F-LSW | 1 | 36kW Solis Solar Inverter, 4 - MPPT, W/Fan, 3-phase 480VAC - 10 Year Standard Warranty | 2 | Listed | Already Listed
1209 | 1200 | USSSP110-1400 | -SPRT for Sunspec transmitter compatible with Sunspec MLRSD receivers -RSS for Tigo transmitter compatible with Tigo TS4-F receivers for MLRSD DISCONTINUED JULY 2023! | Solis-40K-US-LSW | 1 | 40kW Solis Solar Inverter, 4 - MPPT, 3-phase 480VAC - 10 Year Standard Warranty | 2 | Listed | Already Listed
1210 | 1201 | USSSP110-1401 | -SPRT for Sunspec transmitter compatible with Sunspec MLRSD receivers -RSS for Tigo transmitter compatible with Tigo TS4-F receivers for MLRSD DISCONTINUED JULY 2023! | Solis-40K-US-F-LSW | 1 | 40kW Solis Solar Inverter, 4 - MPPT, W/Fan, 3-phase 480VAC - 10 Year Standard Warranty | 2 | Listed | Already Listed
1211 | 1202 | USSSP110-1402 | -SPRT for Sunspec transmitter compatible with Sunspec MLRSD receivers -RSS for Tigo transmitter compatible with Tigo TS4-F receivers for MLRSD DISCONTINUED JULY 2023! | Solis-50K-US-F-LSW | 1 | 50kW Solis Solar Inverter, 4 - MPPT, W/Fan, 3-phase 480VAC - 10 Year Standard Warranty | 2 | Listed | Already Listed
1212 | 1203 | USSSP110-1403 | -SPRT for Sunspec transmitter compatible with Sunspec MLRSD receivers -RSS for Tigo transmitter compatible with Tigo TS4-F receivers for MLRSD DISCONTINUED JULY 2023! | Solis-60K-US-F-LSW | 1 | 60kW Solis Solar Inverter, 4 - MPPT, W/Fan, 3-phase 480VAC - 10 Year Standard Warranty | 2 | Listed | Already Listed
1213 | 1204 | USSSP110-1404 | -SPRT for Sunspec transmitter compatible with Sunspec MLRSD receivers -RSS for Tigo transmitter compatible with Tigo TS4-F receivers for MLRSD DISCONTINUED JULY 2023! | Solis-66K-US-F-LSW | 1 | 66kW Solis Solar Inverter, 4 - MPPT, W/Fan, 3-phase 480VAC - 10 Year Standard Warranty | 2 | Listed | Already Listed
1214 | 1205 | USSSP110-1405 | -SPRT for Sunspec transmitter compatible with Sunspec MLRSD receivers -RSS for Tigo transmitter compatible with Tigo TS4-F receivers for MLRSD DISCONTINUED JULY 2023! | Solis-66K-US-F-LSW-SPRT | 1 | 66kW Solis Solar Inverter, 4 - MPPT, W/Fan, 3-phase 480VAC - 10 Year Standard Warranty with integrated Sunspec transmitter | 1 | Listed | Already Listed
1215 | 1206 | USSSP110-1406 | -SPRT for Sunspec transmitter compatible with Sunspec MLRSD receivers -RSS for Tigo transmitter compatible with Tigo TS4-F receivers for MLRSD DISCONTINUED JULY 2023! | Solis-100K-5G-US-RSS | 1 | Solis 100kW 3Ø Inverter with fan 10 MPPT – 10 year standard warranty with integrated Tigo transmitter | 1 | Listed | Already Listed
1216 | 1207 | USSSP110-1407 | -SPRT for Sunspec transmitter compatible with Sunspec MLRSD receivers -RSS for Tigo transmitter compatible with Tigo TS4-F receivers for MLRSD DISCONTINUED JULY 2023! | Solis-100K-5G-US-SPRT | 1 | Solis 100kW 3Ø Inverter with fan 10 MPPT – 10 year standard warranty with integrated Sunspec transmitter | 1 | Listed | Already Listed
1217 | 1208 | USSSP110-1413 | Solis Three Phase Inverters without Internal Transmiter (Utility model) | Solis-125K EHV-5G-US-PLUS | 1 | Solis 125kW Three Phase 9 MPPT 18 Strings - 5 Year Standard Warranty | 1 | Listed | Already Listed |  | 6184.27
1218 | 1209 | USSSP110-1414 | Solis Three Phase Inverters without Internal Transmiter (Utility model) | Solis-125K EHV-5G-US-PLUS-10 | 1 | Solis 125kW Three Phase 9 MPPT 18 Strings - 10 Year Standard Warranty | 1 | Price Updated in Shopify | Already Listed |  | 6802.25
1219 | 1210 | USSSP110-1415 | Solis Three Phase Inverters without Internal Transmiter (Utility model) | Solis-185K-EHV-5G-US-PLUS | 1 | Solis 185kW Three Phase 12 MPPT - 5 Year Standard Warranty | 1 | Listed | Already Listed |  | 8859.55
1220 | 1211 | USSSP110-1416 | Solis Three Phase Inverters without Internal Transmiter (Utility model) | Solis-185K-EHV-5G-US-PLUS-10 | 1 | Solis 185kW Three Phase 12 MPPT - 10 Year Standard Warranty | 1 | Price Updated in Shopify | Already Listed |  | 9632.58
1221 | 1212 | USSSP110-1417 | Solis Three Phase Inverters without Internal Transmiter (Utility model) | Solis-255K EHV-5G-US-PLUS | 1 | Solis 255kW Three Phase 12 MPPT - 5 Year Standard Warranty | 1 | Listed | Already Listed |  | 9395.51
1222 | 1213 | USSSP110-1418 | Solis Three Phase Inverters without Internal Transmiter (Utility model) | Solis-255K EHV-5G-US-PLUS-10 | 1 | Solis 255kW Three Phase 12 MPPT - 10 Year Standard Warranty | 1 | Listed | Already Listed |  | 10334.83
1223 | 1214 | USSSP110-1419 |  | 0799-2G | 1 | Gray Soladeck flashed PV roof-mount combiner/enclosure 600VDC, 120 amp, 2 position ground block | 1 | Listed | Already Listed |  | 57.35
1224 | 1215 | USSSP110-1420 |  | 0799-5G | 1 | Gray Soladeck flashed PV roof-mount combiner/enclosure 600VDC, 120 amp, 5 position ground block | 1 | Listed | Already Listed |  | 59.71
1225 | 1216 | USSSP110-1421 |  | 0760-41AD | 1 | SolaDeck flashed PV roof-mount combiner/enclosure 600 VDC, 120 amp with bulge in cover to accomodate breakers | 1 | Listed | Already Listed |  | 69.35
1226 | 1217 | USSSP110-1422 |  | 1603 | 1 | Soladeck Contains (3)black 8mm terminal block, (3)grey 8mm terminal block, (2)terminal block end plate, (2)0.5" 3 hole @5.6mm membrane fitting, (1)3/8" 1 hole fitting | 1 | Listed | Already Listed
1227 | 1218 | USSSP110-1423 |  | 1613 | 1 | Soladeck Contains (3)black 8mm terminal block, (3)red 8mm terminal block, (3)gray 8mm terminal block, (2)terminal block end plate, (3)0.5" 1 hole @ 11.4 fitting, (1)3/8" 1 hole fitting | 1 | Listed | Already Listed
1228 | 1219 | USSSP110-1424 |  | 1623 | 1 | Soladeck Contains (3)fuse holder, (3)gray 8mm terminal block, (1)gray terminal end block plate, (2)0.5" 3 hole @5.6"mm membrane fitting, (1)3/8" 1 hole fitting, (3)15 amp fuse | 1 | Listed | Already Listed
1229 | 1220 | USSSP110-1425 |  | 1633 | 1 | Soladeck Contains (6)fuse holder, (2)bus bar, (2)0.5" fitting 5.6mm 3 hole skin, (1)3/8" 1 hole fitting, (6)15 amp fuse | 1 | Listed | Already Listed
1230 | 1221 | USSSP110-1426 |  | 1642 | 1 | Soladeck Contains (4)fuse holder, (2)bus bar, (1)power block 4 position 80 amp, (2)0.5" 1 hole @ 11.4mm fitting, (1)3/8" 1 hole fitting, (4)15 amp fuse (DISCONTINUED) | 1 | Product Discontinued as per TPS Catalogue | Already Listed
1231 | 1222 | USSSP110-1427 |  | 0784BB | 1 | SolaDeck 0784BB Positive Bus bar for 4 fuseholders | 1 | Listed | Already Listed |  | 8.2
1232 | 1223 | USSSP110-1428 |  | 0785BB | 1 | Soladeck 0785BB (RE - Soladeck Negative Bus Bar) | 1 | Listed | Already Listed |  | 5.84
1233 | 1224 | USSSP110-1429 |  | 0786K-2C | 1 | Soladeck 0786K-2C (2 String DC Combiner) | 1 | Listed | Already Listed |  | 45.56
1234 | 1225 | USSSP110-1430 |  | 0786K-3C | 1 | Soladeck 0786K-3C (SolaDeck 3 String DC Combiner Kit- Contains (3)fuse holder, (1)bus bar,... | 1 | Listed | Already Listed |  | 60.58
1235 | 1226 | USSSP110-1431 |  | 0786K-4C | 1 | Soladeck 0786K-4C (4 String DC Combiner) | 1 | Listed | Already Listed |  | 69.95
1236 | 1227 | USSSP110-1432 |  | 1611 | 1 | SolaDeck 01611 AC PASS-THRU 1 Circuit Kit Terminal Block | 1 | Listed | Already Listed
1237 | 1228 | USSSP110-1433 |  | 1440.08 | 1 | SolaDeck 1440.080 BRU 80A Power Distribution Block | 1 | Listed | Already Listed
1238 | 1229 |  |  | SCORE-P10 | 1 | sonnenCore+ Smart Energy Storage System - 10kWh Energy Capacity, 4.8kW sonnenInverter. sonnenCore +10 ships standard with 2 sonnenModule4 battery modules. The product is listed for UL 9540 (energy storage), UL1741 (sonnenInverter) and UL 1973 (lithium iron phosphate sonnenModule4). The entire system is also backed by sonnen's industry leading factory limited warranty of 10 year / 10,000 charge cycles. The system is expandable from 10 to 20 kWh |  | Re-Validation Required | Not Listed |  | 8812.22
1239 | 1230 |  |  | SCORE-P20 | 1 | sonnenCore+ Smart Energy Storage System - 20kWh Energy Capacity, 4.8kW sonnenInverter. sonnenCore +20 ships standard with 4 sonnenModule4 battery modules. The product is listed for UL 9540 (energy storage), UL1741 (sonnenInverter) and UL 1973 (lithium iron phosphate sonnenModule4). The entire system is also backed by sonnen's industry leading factory limited warranty of 10 year / 10,000 charge cycles. The system is not expandable. |  | Re-Validation Required | Not Listed |  | 12435.33
1240 | 1231 | USSSP110-1435 |  | 3000340 | 1 | Sonnen CT wire extension kit for sonnenCore applications where the main service connection exceed the length of the factory supplied wires from the power unit. | 1 | Listed | Already Listed
1241 | 1232 | USSSP110-1436 |  | 348-00000-52 | 1 | Tigo CCA Kit, TAP, Din Rail PS, Outdoor Enclosure | 1 | Listed | Already Listed |  | 261.63
1242 | 1233 | USSSP110-1437 |  | 346-00000-00 | 1 | Tigo CCA Standalone Unit | 1 | Listed | Already Listed |  | 116.81
1243 | 1234 | USSSP110-1438 |  | 493-00000-20 | 1 | Tigo Commercial Dual Core (300A) RSS Din Rail Transmitter Kit, 480/277VAC PS (no enclosure) | 1 | Listed | Already Listed |  | 140.69
1244 | 1235 | USSSP110-1439 |  | 492-00000-20 | 1 | Tigo RSS Transmitter Din Rail Kit, Dual RSS Core, Outdoor | 1 | Listed | Already Listed
1245 | 1236 | USSSP110-1440 |  | 492-00000-52 | 1 | Tigo Dual Core Pure Signal RSS Transmitter, Din Rail, 120/240VAC PS, Outdoor Enclosure Kit | 1 | Listed | Already Listed |  | 126.21
1246 | 1237 | USSSP110-1441 |  | 490-00000-20 | 1 | Tigo RSS Transmitter Din Rail - Dual RSS Core | 1 | Listed | Already Listed |  | 47.06
1247 | 1238 | USSSP110-1442 |  | 400-00900-00 | 1 | Tigo RSS Signal Detector | 1 | Listed | Already Listed |  | 274.01
1248 | 1239 | USSSP110-1443 |  | 492-00000-10 | 1 | Tigo RSS Transmitter Din Rail Kit, Single RSS Core, Outdoor | 1 | Listed | Already Listed |  | 120.53
1249 | 1240 |  |  | 492-00000-51 | 1 | Tigo Single Core, Pure Signal RSS Transmitter, Din Rail, 120/240VAC PS, Outdoor Enclosure Kit) | 1 | Re-Validation Required | Not Listed |  | 120.53
1250 | 1241 | USSSP110-1444 |  | 490-00000-10 | 1 | Tigo RSS Transmitter Din Rail - Single RSS Core | 1 | Listed | Already Listed
1251 | 1242 | USSSP110-1445 |  | 158-00000-02 | 1 | Tigo TAP | 1 | Listed | Already Listed |  | 48.61
1252 | 1243 | USSSP110-1446 |  | 458-00252-32 | 1 | Tigo TS4-A-F, 1000VUL/TUV, 1.2M Cable, MC4 Comparable, 500W | 1 | Listed | Already Listed |  | 25.31
1253 | 1244 | USSSP110-1447 |  | 459-00252-32 | 1 | Tigo TS4-A-F, 1000VUL/TUV, 1.2M Cable, MC4 Comparable, 700W | 1 | Listed | Already Listed |  | 23.6
1254 | 1245 | USSSP110-1448 |  | 461-00252-32 | 1 | Tigo TS4-A-O, 1500V UL/TUV, 1.2M Cable, MC4; 700W Max Power | 1 | Listed | Already Listed |  | 36.69
1255 | 1246 | USSSP110-1449 |  | 484-00252-22 | 1 | Tigo TS4-A-2F, 1500VUL, 2.2M Cable, MC4, Dual Module | 1 | Listed | Already Listed |  | 38.91
1256 | 1247 | USSSP110-1450 |  | 466-00252-32 | 1 | Tigo TS4-A-S, 1500VUL/1000VIEC, 1.2M Cable, MC4. | 1 | Price Updated in Shopify | Already Listed |  | 27.48
1257 | 1248 | USSSP110-1451 |  | 478-00257-00 | 1 | Tigo TS4-R-F, 1000V UL/TUV, 1M Cable, MC4 Compatible | 1 | Listed | Already Listed |  | 27.97
1258 | 1249 | USSSP110-1452 |  | 484-00252-24 | 1 | Tigo TS4-A-2F, 1500VUL, 2.4M Cable, MC4, Dual Module | 1 | Listed | Already Listed |  | 37.15
1259 | 1250 | USSSP110-1454 |  | 004013C | 1 | Unirac FLASH SOFT AL 18X18 OATEY12836 | 1 | Listed | Already Listed |  | 11.23
1260 | 1251 | USSSP110-1455 |  | 004055D | 1 | Unirac FLASHKIT PRO, DRK 10PK | 1 | Listed | Already Listed |  | 9.44
1261 | 1252 | USMS100-0384 |  | 004055M | 1 | Unirac FLASHKIT PRO, MILL 10PK | 1 | Listed | Already Listed |  | 8.29
1262 | 1253 | USSSP110-1456 |  | 004080D | 1 | Unirac FLASHKIT SFM NRE COMP DARK | 1 | Listed | Already Listed |  | 17.6
1263 | 1254 | USSSP110-1457 |  | 004130M | 1 | Unirac STANDING SEAM CLAMP, MINI 1SS | 1 | Listed | Already Listed |  | 8.04
1264 | 1255 | USSSP110-1458 |  | 004131M | 1 | Unirac STANDING SEAM CLAMP, STAND 2SS | 1 | Listed | Already Listed |  | 8.82
1265 | 1256 | USSSP110-1459 |  | 004132M | 1 | Unirac STANDING SEAM CLAMP, WIDE 2SS | 1 | Listed | Already Listed |  | 9.97
1266 | 1257 | USSSP110-1460 |  | 004257M | 1 | Unirac R-PANEL METAL ROOF MNT, 9000-S | 1 | Listed | Already Listed |  | 7.95
1267 | 1258 | USSSP110-1461 |  | 004259M | 1 | Unirac R-PANEL POWERMOUNT ADJUST | 1 | Listed | Already Listed |  | 9.97
1268 | 1259 | USMS100-0343 |  | 004270D | 1 | Unirac 004270D (Unirac FLASHKIT SFM SLIDER COMP DARK ) | 1 | Listed | Already Listed |  | 8.47
1269 | 1260 | USMS100-0380 |  | 004275D | 1 | Unirac FLASHLOC DUO DARK | 1 | Listed | Already Listed |  | 10.37
1270 | 1261 | USMS100-0379 |  | 004275M | 1 | Unirac FLASHLOC DUO MILL | 1 | Listed | Already Listed |  | 9.17
1271 | 1262 | USMS100-0383 |  | 004085D | 1 | Unirac FLASHLOC COMP KIT DRK | 1 | Price Updated in Shopify | Already Listed |  | 9.62
1272 | 1263 | USMS100-0382 |  | 004085M | 1 | Unirac FLASHLOC COMP KIT MILL | 1 | Listed | Already Listed |  | 8.49
1273 | 1264 | USMS100-0485 |  | 004300D | 1 | Unirac STANDOFF 3" 2 PIECE AL, DRK | 1 | Listed | Already Listed |  | 8.81
1274 | 1265 | USSSP110-1464 |  | 004300M | 1 | Unirac STANDOFF 3" 2 PIECE AL, MILL | 1 | Listed | Already Listed |  | 8.4
1275 | 1266 | USMS100-0631 |  | 004400D | 1 | Unirac STANDOFF 4" 2 PIECE AL, DRK | 1 | Listed | Already Listed |  | 9.64
1276 | 1267 | USMS100-0601 |  | 004400M | 1 | Unirac STANDOFF 4" 2 PIECE AL, MILL | 1 | Listed | Already Listed |  | 9.12
1277 | 1268 | USMS100-0609 |  | 004600D | 1 | Unirac STANDOFF 6" 2 PIECE AL, DRK | 1 | Listed | Already Listed |  | 11.12
1278 | 1269 | USMS100-0576 |  | 004600M | 1 | Unirac STANDOFF 6" 2 PIECE AL, MILL | 1 | Listed | Already Listed |  | 10.58
1279 | 1270 | USSSP110-1465 |  | 004700D | 1 | Unirac STANDOFF 7" 2 PIECE AL, DRK | 1 | Listed | Already Listed |  | 11.82
1280 | 1271 | USMS100-0602 |  | 004700M | 1 | Unirac STANDOFF 7" 2 PIECE AL, MILL | 1 | Listed | Already Listed |  | 11.41
1281 | 1272 | USSSP110-1466 |  | 004AST1 | 1 | Unirac SOLARHOOK ADJ STONE COATED ST1 | 1 | Listed | Already Listed |  | 10.55
1282 | 1273 | USSSP110-1467 |  | 004AT1S | 1 | Unirac SOLARHOOK FLAT SIDE MT AT1 | 1 | Listed | Already Listed |  | 6.54
1283 | 1274 | USMS100-0339 |  | 004CT1S | 1 | Unirac SOLARHOOK SPANISH SIDE MT CT1 | 1 | Listed | Already Listed |  | 7.88
1284 | 1275 | USSSP110-1468 |  | 004CT5S | 1 | Unirac SOLARHOOK UNIV SIDE MT CT5 | 1 | Listed | Already Listed |  | 9.17
1285 | 1276 | USSSP110-1469 |  | 004FLCT | 1 | Unirac SOLARHOOK FLSHING SPANISH FLCT | 1 | Listed | Already Listed |  | 6.06
1286 | 1277 | USSSP110-1470 |  | 004ST1S | 1 | Unirac SOLARHOOK STONE COATED MT ST1 | 1 | Listed | Already Listed |  | 7.51
1287 | 1278 | USSSP110-1471 |  | 004TRFA | 1 | Unirac FLASHKIT TR FLAT-TILE ADOBE | 1 | Listed | Already Listed |  | 29
1288 | 1279 | USSSP110-1472 |  | 004TRFD | 1 | Unirac FLASHKIT TR FLAT-TILE CHARCOAL | 1 | Listed | Already Listed |  | 29
1289 | 1280 |  |  | 004TRFM | 1 | Unirac FLASHKIT TR FLAT-TILE MILL | 1 | Re-Validation Required | Not Listed |  | 25.73
1290 | 1281 | USSSP110-1473 |  | 004TRSA | 1 | Unirac FLASHKIT TR SPAN-TILE ADOBE | 1 | Listed | Already Listed |  | 27.76
1291 | 1282 | USSSP110-1474 |  | 004TRSD | 1 | Unirac FLASHKIT TR SPAN-TILE CHARCOAL | 1 | Listed | Already Listed |  | 27.76
1292 | 1283 | USSSP110-1475 |  | 004TRSF | 1 | Unirac TR UNIV SUB-FLASHING | 1 | Listed | Already Listed |  | 3.72
1293 | 1284 | USSSP110-1476 |  | 004TRSM | 1 | Unirac FLASHKIT TR SPAN-TILE MILL | 1 | Listed | Already Listed |  | 24.59
1294 | 1285 | USSSP110-1477 |  | 004TRWA | 1 | Unirac FLASHKIT TR W-TILE ADOBE | 1 | Listed | Already Listed |  | 27.76
1295 | 1286 | USSSP110-1478 |  | 004TRWD | 1 | Unirac FLASHKIT TR W-TILE CHARCOAL | 1 | Listed | Already Listed |  | 27.76
1296 | 1287 | USSSP110-1479 |  | 004TRWM | 1 | Unirac FLASHKIT TR W-TILE MILL | 1 | Listed | Already Listed |  | 24.59
1297 | 1288 | USMS100-0338 |  | 008002S | 1 | Unirac GROUND WEEBLUG #1 | 1 | Listed | Already Listed |  | 8.15
1298 | 1289 | USSE100-0289 |  | 008003S | 1 | Unirac ONE WIRE CLIP, SS, DCS 1306 | 1 | Price Updated in Shopify | Already Listed |  | 0.28
1299 | 1290 | USMS100-0337 |  | 008004S | 1 | Unirac TWO WIRE CLIP, SS, DCS 1307 | 1 | Price Updated in Shopify | Already Listed |  | 0.36
1300 | 1291 | USSSP110-1480 |  | 008009P | 1 | Unirac ILSCO LAY IN LUG | 1 | Listed | Already Listed |  | 6.77
1301 | 1292 | USMS100-0336 |  | 008013S | 1 | Unirac MICRO MNT BND TBOLT 1/4X3/4 SS | 1 | Listed | Already Listed |  | 0.97
1302 | 1293 | USSSP110-1482 |  | 008015S | 1 | Unirac WIRE BND CLIP | 1 | Listed | Already Listed |  | 1.72
1303 | 1294 |  |  | 008017S | 1 | Unirac HEYCO SUNRUNNER 2-S CLIP 100/B | 1 | Re-Validation Required | Not Listed |  | 0.77
1304 | 1295 | USSSP110-1483 |  | 008018S | 1 | Unirac HEYCO SUNRUNNER 4-2U CLIP 100/B | 1 | Listed | Already Listed |  | 0.96
1305 | 1296 |  |  | 00823CM | 1 | Unirac E-BOSS TILE CONDUIT MT KIT | 1 | Re-Validation Required | Not Listed |  | 5.35
1306 | 1297 | USMS100-0340 |  | 008025S | 1 | Unirac SM TRIM END CLIP | 1 | Listed | Already Listed |  | 0.97
1307 | 1298 | USMS100-0342 |  | 008114M | 1 | Unirac MLPE MOUNT ASSY | 1 | Listed | Already Listed |  | 2.17
1308 | 1299 | USMS100-0396 |  | 008115M | 1 | Unirac MLPE Tiger Clip | 1 | Listed | Already Listed |  | 2.45
1309 | 1300 | USMS100-0333 |  | 009020S | 1 | Unirac BND T-BOLT&NUT 3/8" X 3/4" SS | 1 | Price Updated in Shopify | Already Listed |  | 0.86
1310 | 1301 | USSSP110-1484 |  | 009030S | 1 | Unirac UNIRAC 1/4 HEX TOOL | 1 | Listed | Already Listed |  | 2.71
1311 | 1302 | USSSP110-1485 |  | 009040S | 1 | Unirac SFM TRINUT KIT | 1 | Listed | Already Listed |  | 1.01
1312 | 1303 | USMS100-0568 |  | 030027C | 1 | Unirac HDW LAG BOLT, 5/16 X 4 | 1 | Listed | Already Listed |  | 0.88
1313 | 1304 | USSSP110-1486 |  | 030028C | 1 | Unirac HDW LAG BOLT, 5/16 X 4.5 | 1 | Listed | Already Listed |  | 1.18
1314 | 1305 | USSSP110-1487 |  | 030040C | 1 | Unirac STRUCTURAL SCREW 5/16 X 4 SS | 1 | Listed | Already Listed |  | 1.42
1315 | 1306 | USSSP110-1488 |  | 030045C | 1 | Unirac STRUCTURAL SCREW 5/16 X 4.5 SS | 1 | Listed | Already Listed |  | 1.81
1316 | 1307 | USSSP110-1489 |  | 205000S | 1 | Unirac ENPHASE ENGAGE CABLE CLIP | 1 | Listed | Already Listed |  | 1.45
1317 | 1308 | USMS100-0331 |  | 206072D-B | 1 | Unirac SM TRIM 168" DRK 8PK | 1 | Listed | Already Listed |  | 65.35
1318 | 1309 | USMS100-0330 |  | 302000C | 1 | Unirac SMHD BOTTOM CLIPS W/HDW, CLR | 1 | Listed | Already Listed |  | 0.65
1319 | 1310 | USSSP110-1491 |  | 302021C | 1 | Unirac SM ENDCLAMP B CLR AL | 1 | Listed | Already Listed |  | 2.27
1320 | 1311 | USSSP110-1492 |  | 302021D | 1 | Unirac SM ENDCLAMP B DRK AL | 1 | Listed | Already Listed |  | 2.58
1321 | 1312 | USSSP110-1493 |  | 302022C | 1 | Unirac SM ENDCLAMP C CLR AL | 1 | Listed | Already Listed |  | 2.27
1322 | 1313 | USSSP110-1494 |  | 302022D | 1 | Unirac SM ENDCLAMP C DRK AL | 1 | Listed | Already Listed |  | 2.58
1323 | 1314 | USSSP110-1495 |  | 302023C | 1 | Unirac SM ENDCLAMP D CLR AL | 1 | Listed | Already Listed |  | 2.27
1324 | 1315 | USMS100-0326 |  | 302023D | 1 | Unirac SM ENDCLAMP D DRK AL | 1 | Listed | Already Listed |  | 2.58
1325 | 1316 | USSSP110-1496 |  | 302024C | 1 | Unirac SM ENDCLAMP E CLR AL | 1 | Listed | Already Listed |  | 2.27
1326 | 1317 | USSSP110-1497 |  | 302024D | 1 | Unirac SM ENDCLAMP E DRK AL | 1 | Listed | Already Listed |  | 2.58
1327 | 1318 | USMS100-0325 |  | 302025C | 1 | Unirac SM ENDCLAMP F CLR AL | 1 | Listed | Already Listed |  | 2.27
1328 | 1319 | USSSP110-1498 |  | 302025D | 1 | Unirac SM ENDCLAMP F DRK AL | 1 | Listed | Already Listed |  | 2.58
1329 | 1320 | USSSP110-1499 |  | 302026C | 1 | Unirac SM ENDCLAMP K CLR AL | 1 | Listed | Already Listed |  | 2.27
1330 | 1321 | USSSP110-1500 |  | 302026D | 1 | Unirac SM ENDCLAMP K DRK AL | 1 | Listed | Already Listed |  | 2.58
1331 | 1322 | USSSP110-1501 |  | 302027C | 1 | Unirac SM BND MIDCLAMP BC SS | 1 | Listed | Already Listed |  | 2.67
1332 | 1323 | USMS100-0324 |  | 302027D | 1 | Unirac SM BND MIDCLAMP BC DRK SS | 1 | Listed | Already Listed |  | 3.21
1333 | 1324 | USMS100-0323 |  | 302028C | 1 | Unirac SM BND MIDCLAMP EF SS | 1 | Listed | Already Listed |  | 2.67
1334 | 1325 | USMS100-0322 |  | 302028D | 1 | Unirac SM BND MIDCLAMP EF DRK SS | 1 | Listed | Already Listed |  | 3.21
1335 | 1326 |  |  | 302029C | 1 | Unirac SM BND MIDCLAMP DK SS | 1 | Re-Validation Required | Not Listed |  | 2.67
1336 | 1327 |  |  | 302029D | 1 | Unirac SM BND MIDCLAMP DK DRK SS | 1 | Re-Validation Required | Not Listed |  | 3.21
1337 | 1328 | USMS100-0321 |  | 302030D | 1 | Unirac SM MIDCLAMP PRO DRK | 1 | Listed | Already Listed |  | 2.58
1338 | 1329 | USMS100-0319 |  | 302030M | 1 | Unirac SM MIDCLAMP PRO MILL | 1 | Listed | Already Listed |  | 2.41
1339 | 1330 | USMS100-0297 |  | 302035M | 1 | Unirac SM ENDCLAMP PRO W/CAP | 1 | Listed | Already Listed |  | 2.88
1340 | 1331 | USMS100-0317 |  | 302045D | 1 | Unirac UNIVERSAL AF MID CLAMP DRK | 2 | Listed | Already Listed |  | 2.76
1341 | 1332 | USMS100-0315 |  | 302050D | 1 | Unirac UNIVERSAL AF MID CLAMP DRK | 2 | Price Updated in Shopify | Already Listed |  | 3.17
1342 | 1333 | USMS100-0312 |  | 303019M | 1 | Unirac BND SPLICE BAR PRO SERIES MILL | 1 | Price Updated in Shopify | Already Listed |  | 5.44
1343 | 1334 | USMS100-0313 |  | 303019D | 1 | Unirac BND SPLICE BAR PRO SERIES DRK | 1 | Price Updated in Shopify | Already Listed |  | 6.21
1344 | 1335 | USMS100-0311 |  | 304001C | 1 | Unirac L-FOOT SERRATED W/ T-BOLT, CLR | 1 | Price Updated in Shopify | Already Listed |  | 2.82
1345 | 1336 | USMS100-0310 |  | 304001D | 1 | Unirac L-FOOT SERRATED W/ T-BOLT, DRK | 1 | Listed | Already Listed |  | 2.95
1346 | 1337 | USMS100-0404 |  | 307107M | 1 | Unirac SM ADJ TILT LEG, 12", W/HDW | 1 | Listed | Already Listed |  | 25.9
1347 | 1338 | USMS100-0403 |  | 307115M | 1 | Unirac SM ADJ TILT LEG, 30", W/HDW | 1 | Listed | Already Listed |  | 25.18
1348 | 1339 | USMS100-0402 |  | 307120M | 1 | Unirac SM ADJ TILT LEG, 44", W/HDW | 1 | Listed | Already Listed |  | 28.92
1349 | 1340 | USSSP110-1503 |  | 307134M | 1 | Unirac SM ADJ TILT LEG, 72", W/HDW | 1 | Listed | Already Listed |  | 53.55
1350 | 1341 | USMS100-0309 |  | 309003P | 1 | Unirac SM RAIL END CAP, PRO UV-BLK | 1 | Listed | Already Listed |  | 0.72
1351 | 1342 | USMS100-0308 |  | 310132C | 1 | Unirac SM RAIL 132" CLR | 1 | Listed | Already Listed |  | 42.64
1352 | 1343 | USSSP110-1504 |  | 310132C-B | 1 | Unirac SM RAIL 132" CLR 8PK | 1 | Listed | Already Listed |  | 46.97
1353 | 1344 | USMS100-0307 |  | 310168C | 1 | Unirac SM RAIL 168" CLR | 1 | Price Updated in Shopify | Already Listed |  | 54.27
1354 | 1345 | USSSP110-1505 |  | 310168C-B | 1 | Unirac SM RAIL 168" CLR 8PK | 1 | Listed | Already Listed |  | 60.05
1355 | 1346 | USMS100-0306 |  | 310168D | 1 | Unirac SM RAIL 168" DRK | 1 | Price Updated in Shopify | Already Listed |  | 60.54
1356 | 1347 | USSSP110-1506 |  | 310168D-B | 1 | Unirac SM RAIL 168" DARK 8PK | 1 | Listed | Already Listed |  | 70.73
1357 | 1348 | USMS100-0305 |  | 310208C | 1 | Unirac SM RAIL 208" CLR | 1 | Listed | Already Listed |  | 67.17
1358 | 1349 | USSSP110-1507 |  | 310208C-B | 1 | Unirac SM RAIL 208" CLR 8PK | 1 | Listed | Already Listed |  | 74.88
1359 | 1350 | USMS100-0304 |  | 310246C | 1 | Unirac SM RAIL 246" CLR | 1 | Price Updated in Shopify | Already Listed |  | 79.46
1360 | 1351 | USSSP110-1508 |  | 310246C-B | 1 | Unirac SM RAIL 246" CLR 8PK | 1 | Listed | Already Listed |  | 89.71
1361 | 1352 | USMS100-0361 |  | 310710 | 1 | Unirac RM10 BAY *DISCONTINUED* | 1 | Product Discontinued as per TPS Catalogue | Already Listed
1362 | 1353 | USMS100-0360 |  | 310750 | 1 | Unirac RM10 MODULE CLIP BULK PK *DISCONTINUED* | 1 | Product Discontinued as per TPS Catalogue | Already Listed
1363 | 1354 | USMS100-0359 |  | 310751 | 1 | Unirac RM10 HEX BOLT BULK PK *DISCONTINUED* | 1 | Product Discontinued as per TPS Catalogue | Already Listed
1364 | 1355 | USMS100-0401 |  | 310760 | 1 | Unirac RM10 ROOF PAD *DISCONTINUED* | 1 | Product Discontinued as per TPS Catalogue | Already Listed
1365 | 1356 | USMS100-0358 |  | 310800 | 1 | Unirac RM5 BAY | 1 | Listed | Already Listed
1366 | 1357 | USMS100-0357 |  | 310801 | 1 | Unirac RMDT RIDGE BAY | 1 | Listed | Already Listed
1367 | 1358 | USMS100-0356 |  | 310802 | 1 | Unirac RMDT VALLEY BAY | 1 | Listed | Already Listed
1368 | 1359 | USSSP110-1511 |  | 310803 | 1 | Unirac RM5 BAY, PVC | 1 | Listed | Already Listed
1369 | 1360 | USSSP110-1512 |  | 310804 | 1 | Unirac RMDT RIDGE BAY, PVC | 1 | Listed | Already Listed
1370 | 1361 | USSSP110-1513 |  | 310805 | 1 | Unirac RMDT VALLEY BAY, PVC | 1 | Listed | Already Listed
1371 | 1362 | USMS100-0355 |  | 310810 | 1 | Unirac RM5 WIND DEFLECTOR, 84" | 1 | Listed | Already Listed
1372 | 1363 | USMS100-0354 |  | 310820 | 1 | Unirac RM5/DT ENDCLAMP 32-40MM | 1 | Listed | Already Listed
1373 | 1364 | USMS100-0353 |  | 310821 | 1 | Unirac RM5/DT ENDCLAMP 41-45MM | 1 | Listed | Already Listed
1374 | 1365 | USSSP110-1514 |  | 310822 | 1 | Unirac RM5/DT ENDCLAMP 46-50MM | 1 | Listed | Already Listed
1375 | 1366 | USSSP110-1515 |  | 310823 | 1 | Unirac RMDT MIDCLAMP 46-50MM | 1 | Listed | Already Listed
1376 | 1367 | USSSP110-1516 |  | 310824 | 1 | Unirac RMDT MIDCLAMP 41-45MM | 1 | Listed | Already Listed
1377 | 1368 | USMS100-0352 |  | 310825 | 1 | Unirac RMDT MIDCLAMP 36-40MM | 1 | Listed | Already Listed
1378 | 1369 | USMS100-0351 |  | 310826 | 1 | Unirac RMDT MIDCLAMP 32-35MM | 1 | Price Updated in Shopify | Already Listed
1379 | 1370 | USSSP110-1517 |  | 310830 | 1 | Unirac RM5/DT PVC ROOF FRICTION PATCH | 1 | Listed | Already Listed
1380 | 1371 | USMS100-0350 |  | 310850 | 1 | Unirac RM5/DT WIRE MGMT CLIP | 1 | Listed | Already Listed
1381 | 1372 | USMS100-0349 |  | 310851 | 1 | Unirac RM5 WD WIRE MGMT CLIP | 1 | Listed | Already Listed
1382 | 1373 | USSSP110-1518 |  | 310860 | 1 | Unirac RM5/DT 1/4-20 CLIP U-NUT SS | 1 | Listed | Already Listed
1383 | 1374 | USMS100-0348 |  | 310861 | 1 | Unirac RM5 WIND DEFLECTOR HDW KIT | 1 | Listed | Already Listed
1384 | 1375 | USSSP110-1519 |  | 310882 | 1 | Unirac RM5/DT H-ATTACHMENT KIT | 1 | Listed | Already Listed
1385 | 1376 | USMS100-0381 |  | 310999 | 1 | Unirac Flashloc RM | 1 | Listed | Already Listed
1386 | 1377 | USMS100-0303 |  | 315168D | 1 | Unirac SM LIGHT RAIL 168" DRK | 1 | Price Updated in Shopify | Already Listed |  | 41.65
1387 | 1378 | USMS100-0302 |  | 315168M | 1 | Unirac SM LIGHT RAIL 168" MILL | 1 | Listed | Already Listed |  | 31.64
1388 | 1379 | USMS100-0299 |  | 320132M | 1 | Unirac SM RAIL 132" MILL | 1 | Listed | Already Listed |  | 34.63
1389 | 1380 | USSSP110-1520 |  | 320132M-B | 1 | Unirac SM RAIL 132" MILL 8PK | 1 | Listed | Already Listed |  | 38.91
1390 | 1381 | USMS100-0298 |  | 320168M | 1 | Unirac SM RAIL 168" MILL | 1 | Price Updated in Shopify | Already Listed |  | 44.03
1391 | 1382 | USSSP110-1521 |  | 320168M-B | 1 | Unirac SM RAIL 168" MILL 8 PK | 1 | Listed | Already Listed |  | 49.24
1392 | 1383 | USMS100-0294 |  | 320208M | 1 | Unirac SM RAIL 208" MILL | 1 | Listed | Already Listed |  | 54.53
1393 | 1384 | USSSP110-1523 |  | 320208M-B | 1 | Unirac SM RAIL 208" MILL 8 PK | 1 | Listed | Already Listed |  | 57.4
1394 | 1385 | USMS100-0293 |  | 320246M | 1 | Unirac SM RAIL 246" MILL | 1 | Listed | Already Listed |  | 64.49
1395 | 1386 | USSSP110-1524 |  | 320246M-B | 1 | Unirac SM RAIL 246" MILL 8 PK | 1 | Listed | Already Listed |  | 67.87
1396 | 1387 | USMS100-0291 |  | 330050D | 1 | Unirac BND T-BOLT&NUT 1/4"X2" DRK SS | 1 | Listed | Already Listed |  | 1.26
1397 | 1388 | USMS100-0290 |  | 330050S | 1 | Unirac BND T-BOLT&NUT 1/4"X2" SS | 1 | Price Updated in Shopify | Already Listed |  | 1.09
1398 | 1389 | USSSP110-1525 |  | 330051D | 1 | Unirac BND T-BOLT&NUT 1/4"X2.25"DRKSS | 1 | Listed | Already Listed |  | 1.36
1399 | 1390 | USSSP110-1526 |  | 330051S | 1 | Unirac BND T-BOLT&NUT 1/4"X2.25" SS | 1 | Listed | Already Listed |  | 1.18
1400 | 1391 | USSSP110-1527 |  | 330052D | 1 | Unirac BND T-BOLT&NUT 1/4"X2.5" DRKSS | 1 | Listed | Already Listed |  | 1.45
1401 | 1392 | USMS100-0289 |  | 330052S | 1 | Unirac BND T-BOLT&NUT 1/4"X2.5" SS | 1 | Listed | Already Listed |  | 1.26
1402 | 1393 | USMS100-0282 |  | 403200C | 1 | Unirac ULA BRACE, 2"@ 7 FT, | 1 | Listed | Already Listed |  | 35.33
1403 | 1394 | USMS100-0281 |  | 403201C | 1 | Unirac ULA BRACE, 2"@ 10.5 FT, | 1 | Listed | Already Listed |  | 51.44
1404 | 1395 | USMS100-0280 |  | 403202C | 1 | Unirac ULA BRACE, 2"@ 14 FT, | 1 | Listed | Already Listed |  | 67.03
1405 | 1396 | USMS100-0279 |  | 403211C | 1 | Unirac ULA FRONT CAP, 2", AL | 1 | Listed | Already Listed |  | 22.35
1406 | 1397 | USMS100-0295 |  | 403214C | 1 | Unirac ULA REAR CAP, 2", AL | 1 | Price Updated in Shopify | Already Listed |  | 22.35
1407 | 1398 | USMS100-0278 |  | 403215C | 1 | Unirac ULA SLIDER, 2", AL | 1 | Listed | Already Listed |  | 10.64
1408 | 1399 | USSSP110-1528 |  | 403216S | 1 | Unirac ULA THREADED FOOT, 2", STL | 1 | Listed | Already Listed |  | 26.37
1409 | 1400 | USMS100-0378 |  | 404001 | 1 | Unirac GFT C-PILE, 12.5' | 1 | Listed | Already Listed
1410 | 1401 | USSSP110-1529 |  | 404002 | 1 | Unirac GFT C-PILE, 15' | 1 | Listed | Already Listed
1411 | 1402 | USMS100-0377 |  | 404004 | 1 | Unirac GFT C-PILE, 10.5" | 1 | Listed | Already Listed
1412 | 1403 | USMS100-0373 |  | 404013 | 1 | Unirac KIT, GFT ASSEMBLY HARDWARE 4-RAIL | 1 | Listed | Already Listed
1413 | 1404 | USMS100-0376 |  | 404014 | 1 | Unirac GFT RAIL SPLICE KIT | 1 | Listed | Already Listed
1414 | 1405 | USMS100-0665 |  | 404015 | 1 | Unirac GFT WIRE MANAGEMENT CLIP | 1 | Listed | Already Listed
1415 | 1406 | USSSP110-1530 |  | 404020 | 1 | Unirac GFT RAIL SUPPLEMENTAL HDWR 4-RAIL | 1 | Listed | Already Listed
1416 | 1407 | USMS100-0372 |  | 404031 | 1 | Unirac GFT DIAGONAL BRACE ASSEMBLY 20D SR | 1 | Listed | Already Listed
1417 | 1408 | USMS100-0371 |  | 404032 | 1 | Unirac GFT DIAGONAL BRACE ASSEMBLY 30D SR | 1 | Listed | Already Listed
1418 | 1409 | USMS100-0370 |  | 404034 | 1 | Unirac KIT, GFT ASSEMBLY HARDWARE SR | 1 | Listed | Already Listed
1419 | 1410 | USSSP110-1531 |  | 404036 | 1 | Unirac GFT TOP CHORD CHANNEL 20/30 LS | 1 | Listed | Already Listed | USMS100-0708
1420 | 1411 | USMS100-0375 |  | 411166M | 1 | Unirac GFT RAIL 166" MILL *DISCONTINUED* | 1 | Product Discontinued as per TPS Catalogue | Already Listed |  | 72.18
1421 | 1412 | USSSP110-1533 |  | 360010 | 1 | Unirac GRIDFLEX NORTH RAIL | 1 | Listed | Already Listed
1422 | 1413 | USSSP110-1534 |  | 360020 | 1 | Unirac GRIDFLEX MID RAIL | 1 | Listed | Already Listed
1423 | 1414 | USSSP110-1535 |  | 360030 | 1 | Unirac GRIDFLEX SOUTH RAIL | 1 | Listed | Already Listed
1424 | 1415 | USSSP110-1536 |  | 360041 | 1 | Unirac GRIDFLEX 5D NORTH CLMP ASSY | 1 | Listed | Already Listed
1425 | 1416 | USSSP110-1537 |  | 360050 | 1 | Unirac GRIDFLEX 5D SOUTH CLMP ASSY | 1 | Listed | Already Listed
1426 | 1417 | USSSP110-1538 |  | 360060 | 1 | Unirac GRIDFLEX LANDER PAD | 1 | Listed | Already Listed
1427 | 1418 | USSSP110-1539 |  | 360061 | 1 | Unirac GRIDFLEX HARDWARE KIT | 1 | Listed | Already Listed
1428 | 1419 | USSSP110-1540 |  | 360071 | 1 | Unirac GRIDFLEX BALLAST, 62-69" | 1 | Listed | Already Listed
1429 | 1420 | USSSP110-1541 |  | 360081 | 1 | Unirac GRIDFLEX BALLAST, 77-83" | 1 | Listed | Already Listed
1430 | 1421 | USSSP110-1542 |  | 360090 | 1 | Unirac RM GRIDFLEX DEFLECTOR 62-69" | 1 | Listed | Already Listed
1431 | 1422 | USSSP110-1543 |  | 360100 | 1 | Unirac RM GRIDFLEX DEFLECTOR 77-83" | 1 | Listed | Already Listed
1432 | 1423 |  |  | 370010 | 1 | Unirac RM10 EVO FIELD BAY | 1 | Re-Validation Required | Not Listed
1433 | 1424 |  |  | 370011 | 1 | Unirac RM10 EVO NORTH BAY | 1 | Re-Validation Required | Not Listed
1434 | 1425 | USMS100-0347 |  | 370022 | 1 | Unirac EVO MOD CLAMP SIDE BOLT BULK | 1 | Listed | Already Listed
1435 | 1426 | USMS100-0346 |  | 370023 | 1 | Unirac EVO MOD CLAMP BULK | 1 | Listed | Already Listed
1436 | 1427 |  |  | 370030 | 1 | Uniraco EVO MID SUPPORT | 1 | Re-Validation Required | Not Listed
1437 | 1428 | USMS100-0392 |  | ES10480 | 1 | Unirac ECOFOOT5D MID-SUPPORT KIT | 1 | Listed | Already Listed |  | 2.54
1438 | 1429 | USMS100-0391 |  | ES10486 | 1 | Unirac ECOFOOT5D 71'' BALLAST TRAY | 1 | Listed | Already Listed |  | 27.41
1439 | 1430 | USSSP110-1545 |  | ES10488 | 1 | Unirac ECOFOOT5D 83'' BALLAST TRAY | 1 | Listed | Already Listed |  | 31.94
1440 | 1431 | USMS100-0390 |  | ES10490 | 1 | Unirac ECOFOOT5D BASE | 1 | Listed | Already Listed |  | 6.91
1441 | 1432 | USMS100-0674 |  | ES10494 | 1 | Unirac ECOFOOT5D 70'' WIND DEFLECTOR | 1 | Listed | Already Listed |  | 10.82
1442 | 1433 | USSSP110-1547 |  | ES10496 | 1 | Unirac ECOFOOT5D 82'' WIND DEFLECTOR | 1 | Listed | Already Listed |  | 12.62
1443 | 1434 |  |  | ES10970 | 1 | Unirac ECOFOOT MLPE BRACKET | 1 | Re-Validation Required | Not Listed |  | 3.42
1444 | 1435 | USSSP110-1548 |  | ES11023 | 1 | Unirac ECOFOOT5D 87'' BALLAST TRAY | 1 | Listed | Already Listed |  | 33.58
1445 | 1436 | USSSP110-1549 |  | ES11024 | 1 | Unirac ECOFOOT5D 86'' WIND DEFLECTOR | 1 | Listed | Already Listed |  | 13.04
1446 | 1437 | USMS100-0394 |  | ES20207 | 1 | Unirac ECOFOOT2+ BASE | 1 | Listed | Already Listed |  | 25.24
1447 | 1438 | USMS100-0397 |  | ES10466 | 1 | Unirac ECOFOOT UNIVERSAL CLAMP KIT | 1 | Listed | Already Listed |  | 17.73
1448 | 1439 |  |  | ES10378 | 1 | Unirac ECOFOOT BONDING JUMPER 38" | 1 | Re-Validation Required | Not Listed |  | 5.26
1449 | 1440 | USSSP110-1550 |  | ES20311A | 1 | Unirac ECOFOOT2+ 44" WIND DEFLECTOR | 1 | Listed | Already Listed |  | 9.76
1450 | 1441 | USMS100-0393 |  | ES20311B | 1 | Unirac ECOFOOT2+ 70" WIND DEFLECTOR | 1 | Listed | Already Listed |  | 15.51
1451 | 1442 | USMS100-0689 |  | ES20311C | 1 | Unirac ECOFOOT2+ 82" WIND DEFLECTOR | 1 | Listed | Already Listed |  | 18.18
1452 | 1443 | USSSP110-1552 |  | ES20311H | 1 | Unirac ECOFOOT2+ 86" WIND DEFLECTOR | 1 | Listed | Already Listed |  | 19.68
1453 | 1444 | USMS100-0700 |  | ES20311K | 1 | Unirac ECOFOOT2+ 92" WIND DEFLECTOR | 1 | Listed | Already Listed |  | 20.64
1454 | 1445 |  |  | ES10924 | 1 | Unirac METALX COUPLING 30MM | 1 | Re-Validation Required | Not Listed |  | 8.03
1455 | 1446 |  |  | ES20501 | 1 | Unirac B22 GALVANIZED STRUT 10' | 1 | Re-Validation Required | Not Listed |  | 59.6
1456 | 1447 | USSSP110-1553 |  | 003250W | 1 | Unirac 003250W (UNIRAC#12-14 X 2.50 SCREW HDW SS SD ) | 1 | Listed | Already Listed |  | 0.63
1457 | 1448 | USMS100-0702 |  | GFT-CAP | 1 | Unirac GFT-CAP (GFT RAIL END CAP, UV-BLK) | 1 | Listed | Already Listed | USMS100-0702 | 1.42
1458 | 1449 | USMS100-0398 |  | SOLOBOX-D | 1 | Unirac SOLOBOX JUNCTION BOX w/ DIN RL | 1 | Listed | Already Listed |  | 36.96
1459 | 1450 | USSSP110-1555 | INVERTERS - 120VAC/60Hz Sinewave | PIN122510500 | 1 | Victron Phoenix 12/250 VE.Direct NEMA 5-15R 120VAC | 1 | Listed | Already Listed |  | 68.57
1460 | 1451 | USSSP110-1556 | INVERTERS - 120VAC/60Hz Sinewave | PIN123750500 | 1 | Victron Phoenix 12/375 VE.Direct NEMA 5-15R 120VAC | 1 | Listed | Already Listed |  | 79.43
1461 | 1452 | USSSP110-1557 | INVERTERS - 120VAC/60Hz Sinewave | PIN125010500 | 1 | Victron Phoenix 12/500 VE.Direct NEMA 5-15R 120VAC | 1 | Listed | Already Listed |  | 99.43
1462 | 1453 | USSSP110-1558 | INVERTERS - 120VAC/60Hz Sinewave | PIN121800500 | 1 | Victron Phoenix 12/800 VE.Direct NEMA 5-15R 120VAC | 1 | Listed | Already Listed |  | 179.43
1463 | 1454 | USSSP110-1559 | INVERTERS - 120VAC/60Hz Sinewave | PIN122122500 | 1 | Victron Phoenix 12/1200 VE.Direct NEMA 5-15R 120VAC | 1 | Listed | Already Listed |  | 263.43
1464 | 1455 | USSSP110-1560 | INVERTERS - 120VAC/60Hz Sinewave | PIN122510510 | 1 | Victron Phoenix 12/250 VE.Direct NEMA GFCI | 1 | Listed | Already Listed |  | 70.86
1465 | 1456 | USSSP110-1561 | INVERTERS - 120VAC/60Hz Sinewave | PIN123750510 | 1 | Victron Phoenix 12/375 VE.Direct NEMA GFCI | 1 | Listed | Already Listed |  | 81.71
1466 | 1457 | USSSP110-1562 | INVERTERS - 120VAC/60Hz Sinewave | PIN125010510 | 1 | Victron Phoenix 12/500 VE.Direct NEMA GFCI | 1 | Listed | Already Listed |  | 101.71
1467 | 1458 | USSSP110-1563 | INVERTERS - 120VAC/60Hz Sinewave | PIN121800510 | 1 | Victron Phoenix 12/800 VE.Direct NEMA GFCI | 1 | Listed | Already Listed |  | 182.29
1468 | 1459 | USSSP110-1564 | INVERTERS - 120VAC/60Hz Sinewave | PIN122122510 | 1 | Victron Phoenix 12/1200 VE.Direct NEMA GFCI | 1 | Listed | Already Listed |  | 269.14
1469 | 1460 | USSSP110-1565 | INVERTERS - 120VAC/60Hz Sinewave | PIN242510500 | 1 | Victron Phoenix 24/250 VE.Direct NEMA 5-15R 120VAC | 1 | Listed | Already Listed |  | 68.57
1470 | 1461 | USSSP110-1566 | INVERTERS - 120VAC/60Hz Sinewave | PIN243750500 | 1 | Victron Phoenix 24/375 VE.Direct NEMA 5-15R 120VAC | 1 | Listed | Already Listed |  | 79.43
1471 | 1462 | USSSP110-1567 | INVERTERS - 120VAC/60Hz Sinewave | PIN245010500 | 1 | Victron Phoenix 24/500 VE.Direct NEMA 5-15R 120VAC | 1 | Listed | Already Listed |  | 99.43
1472 | 1463 | USSSP110-1568 | INVERTERS - 120VAC/60Hz Sinewave | PIN241800500 | 1 | Victron Phoenix 24/800 VE.Direct NEMA 5-15R 120VAC | 1 | Listed | Already Listed |  | 179.43
1473 | 1464 | USSSP110-1569 | INVERTERS - 120VAC/60Hz Sinewave | PIN242120500 | 1 | Victron Phoenix 24/1200 VE.Direct NEMA 5-15R 120VAC | 1 | Listed | Already Listed
1474 | 1465 | USSSP110-1570 | INVERTERS - 120VAC/60Hz Sinewave | PIN242510510 | 1 | Victron Phoenix 24/250 VE.Direct NEMA GFCI | 1 | Listed | Already Listed |  | 70.86
1475 | 1466 | USSSP110-1571 | INVERTERS - 120VAC/60Hz Sinewave | PIN243750510 | 1 | Victron Phoenix 24/375 VE.Direct NEMA GFCI | 1 | Listed | Already Listed |  | 81.71
1476 | 1467 | USSSP110-1572 | INVERTERS - 120VAC/60Hz Sinewave | PIN245010510 | 1 | Victron Phoenix 24/500 VE.Direct NEMA GFCI | 1 | Listed | Already Listed |  | 101.71
1477 | 1468 | USSSP110-1573 | INVERTERS - 120VAC/60Hz Sinewave | PIN241800510 | 1 | Victron Phoenix 24/800 VE.Direct NEMA GFCI | 1 | Listed | Already Listed |  | 182.29
1478 | 1469 | USSSP110-1574 | INVERTERS - 120VAC/60Hz Sinewave | PIN242122510 | 1 | Victron Phoenix 24/1200 VE.Direct NEMA GFCI | 1 | Listed | Already Listed |  | 269.14
1479 | 1470 | USSSP110-1575 | INVERTERS - 120VAC/60Hz Sinewave | PIN482510500 | 1 | Victron Phoenix 48/250 VE.Direct NEMA 5-15R 120VAC | 1 | Listed | Already Listed |  | 80
1480 | 1471 | USSSP110-1576 | INVERTERS - 120VAC/60Hz Sinewave | PIN483750500 | 1 | Victron Phoenix 48/375 VE.Direct NEMA 5-15R 120VAC | 1 | Listed | Already Listed |  | 89.71
1481 | 1472 | USSSP110-1577 | INVERTERS - 120VAC/60Hz Sinewave | PIN485010500 | 1 | Victron Phoenix 48/500 VE.Direct NEMA 5-15R 120VAC | 1 | Listed | Already Listed |  | 129.71
1482 | 1473 | USSSP110-1578 | INVERTERS - 120VAC/60Hz Sinewave | PIN481800500 | 1 | Victron Phoenix 48/800 VE.Direct NEMA 5-15R 120VAC | 1 | Listed | Already Listed |  | 192
1483 | 1474 | USSSP110-1579 | INVERTERS - 120VAC/60Hz Sinewave | PIN482120500 | 1 | Victron Phoenix 48/1200 VE.Direct NEMA 5-15R 120VAC | 1 | Listed | Already Listed |  | 282.86
1484 | 1475 | USSSP110-1580 | INVERTERS - 120VAC/60Hz Sinewave | PIN482510510 | 1 | Victron Phoenix 48/250 VE.Direct NEMA GFCI | 1 | Listed | Already Listed |  | 81.71
1485 | 1476 | USSSP110-1581 | INVERTERS - 120VAC/60Hz Sinewave | PIN483750510 | 1 | Victron Phoenix 48/375 VE.Direct NEMA GFCI | 1 | Listed | Already Listed |  | 92
1486 | 1477 | USSSP110-1582 | INVERTERS - 120VAC/60Hz Sinewave | PIN485010510 | 1 | Victron Phoenix 48/500 VE.Direct NEMA GFCI | 1 | Listed | Already Listed |  | 132
1487 | 1478 | USSSP110-1583 | INVERTERS - 120VAC/60Hz Sinewave con't | PIN482122510 | 1 | Victron Phoenix 48/1200 VE.Direct NEMA GFCI | 1 | Listed | Already Listed |  | 286.86
1488 | 1479 | USSSP110-1584 | INVERTERS - 120VAC/60Hz Sinewave con't | PIN123020100 | 1 | Victron Phoenix Inverter 12/3000 120VAC | 1 | Listed | Already Listed |  | 907.43
1489 | 1480 | USSSP110-1585 | INVERTERS - 120VAC/60Hz Sinewave con't | PIN243020100 | 1 | Victron Phoenix Inverter 24/3000 120VAC | 1 | Listed | Already Listed |  | 907.43
1490 | 1481 | USSSP110-1586 | INVERTER/CHARGERS - 12V AND 24V INVERTERS: ALTERNATIVE OUTLETS - 120VAC/60Hz Sinewave | CMP122200100 | 1 | Victron MultiPlus C 12/2000/80-50 120V | 1 | Listed | Already Listed
1491 | 1482 | USSSP110-1587 | INVERTER/CHARGERS - 12V AND 24V INVERTERS: ALTERNATIVE OUTLETS - 120VAC/60Hz Sinewave | CMP122200102 | 1 | Victron Multiplus C 12/2000/80-50 120V (UL 458) | 1 | Listed | Already Listed |  | 760
1492 | 1482 | USSSP110-1587 | INVERTER/CHARGERS - 12V AND 24V INVERTERS: ALTERNATIVE OUTLETS - 120VAC/60Hz Sinewave | CMP122200102 | 1 | Victron Multiplus C 12/2000/80-50 120V (UL 458) | 1 | Listed | Already Listed |  | 760
1493 | 1483 | USSSP110-1588 | INVERTER/CHARGERS - 12V AND 24V INVERTERS: ALTERNATIVE OUTLETS - 120VAC/60Hz Sinewave | CMP242200100 | 1 | Victron MultiPlus C 24/2000/50-50 120V | 1 | Listed | Already Listed |  | 800
1494 | 1483 | USSSP110-1588 | INVERTER/CHARGERS - 12V AND 24V INVERTERS: ALTERNATIVE OUTLETS - 120VAC/60Hz Sinewave | CMP242200100 | 1 | Victron MultiPlus C 24/2000/50-50 120V | 1 | Listed | Already Listed |  | 800
1495 | 1484 | USSSP110-1589 | INVERTER/CHARGERS - 12V AND 24V INVERTERS: ALTERNATIVE OUTLETS - 120VAC/60Hz Sinewave | PMP122200100 | 1 | Victron Multiplus 12/2000/80-50 120V | 1 | Listed | Already Listed |  | 726.29
1496 | 1484 | USSSP110-1589 | INVERTER/CHARGERS - 12V AND 24V INVERTERS: ALTERNATIVE OUTLETS - 120VAC/60Hz Sinewave | PMP122200100 | 1 | Victron Multiplus 12/2000/80-50 120V | 1 | Listed | Already Listed |  | 726.29
1497 | 1485 | USSSP110-1590 | INVERTER/CHARGERS - 12V AND 24V INVERTERS: ALTERNATIVE OUTLETS - 120VAC/60Hz Sinewave | PMP122200102 | 1 | Victron Multiplus 12/2000/80-50 120V (UL 458) | 1 | Listed | Already Listed |  | 762.29
1498 | 1485 | USSSP110-1590 | INVERTER/CHARGERS - 12V AND 24V INVERTERS: ALTERNATIVE OUTLETS - 120VAC/60Hz Sinewave | PMP122200102 | 1 | Victron Multiplus 12/2000/80-50 120V (UL 458) | 1 | Listed | Already Listed |  | 762.29
1499 | 1486 | USSSP110-1591 | INVERTER/CHARGERS - 12V AND 24V INVERTERS: ALTERNATIVE OUTLETS - 120VAC/60Hz Sinewave | PMP123021102 | 1 | Victron MultiPlus 12/3000/120-50 120V | 1 | Listed | Already Listed |  | 933.14
1500 | 1486 | USSSP110-1591 | INVERTER/CHARGERS - 12V AND 24V INVERTERS: ALTERNATIVE OUTLETS - 120VAC/60Hz Sinewave | PMP123021102 | 1 | Victron MultiPlus 12/3000/120-50 120V | 1 | Listed | Already Listed |  | 933.14
1501 | 1487 | USSSP110-1592 | INVERTER/CHARGERS - 12V AND 24V INVERTERS: ALTERNATIVE OUTLETS - 120VAC/60Hz Sinewave | PMP122301102 | 1 | Victron MultiPlus 12/3000/120-50 120V (UL 1741 and 458 cert.) | 1 | Listed | Already Listed |  | 1008
1502 | 1487 | USSSP110-1592 | INVERTER/CHARGERS - 12V AND 24V INVERTERS: ALTERNATIVE OUTLETS - 120VAC/60Hz Sinewave | PMP122301102 | 1 | Victron MultiPlus 12/3000/120-50 120V (UL 1741 and 458 cert.) | 1 | Listed | Already Listed |  | 1008
1503 | 1488 | USSSP110-1593 | INVERTER/CHARGERS - 12V AND 24V INVERTERS: ALTERNATIVE OUTLETS - 120VAC/60Hz Sinewave | PMP122305110 | 1 | Victron Multiplus-II 12/3000/120-50 120V | 1 | Listed | Already Listed |  | 881.71
1504 | 1488 | USSSP110-1593 | INVERTER/CHARGERS - 12V AND 24V INVERTERS: ALTERNATIVE OUTLETS - 120VAC/60Hz Sinewave | PMP122305110 | 1 | Victron Multiplus-II 12/3000/120-50 120V | 1 | Listed | Already Listed |  | 881.71
1505 | 1489 | USSSP110-1594 | INVERTER/CHARGERS - 12V AND 24V INVERTERS: ALTERNATIVE OUTLETS - 120VAC/60Hz Sinewave | PMP122305122 | 1 | Victron Multiplus-II 12/3000/120-50 120V (UL 458) | 1 | Listed | Already Listed |  | 882.86
1506 | 1489 | USSSP110-1594 | INVERTER/CHARGERS - 12V AND 24V INVERTERS: ALTERNATIVE OUTLETS - 120VAC/60Hz Sinewave | PMP122305122 | 1 | Victron Multiplus-II 12/3000/120-50 120V (UL 458) | 1 | Listed | Already Listed |  | 882.86
1507 | 1490 | USSSP110-1595 | INVERTER/CHARGERS - 12V AND 24V INVERTERS: ALTERNATIVE OUTLETS - 120VAC/60Hz Sinewave | PMP122305100 | 1 | Victron Multiplus-II 12/3000/120-50 120V 2x120V | 1 | Listed | Already Listed |  | 905.14
1508 | 1490 | USSSP110-1595 | INVERTER/CHARGERS - 12V AND 24V INVERTERS: ALTERNATIVE OUTLETS - 120VAC/60Hz Sinewave | PMP122305100 | 1 | Victron Multiplus-II 12/3000/120-50 120V 2x120V | 1 | Listed | Already Listed |  | 905.14
1509 | 1491 | USSSP110-1596 | INVERTER/CHARGERS - 12V AND 24V INVERTERS: ALTERNATIVE OUTLETS - 120VAC/60Hz Sinewave | QUA125021100 | 1 | Victron Quattro 12/5000/220-100/100 120V | 1 | Listed | Already Listed |  | 2339.43
1510 | 1491 | USSSP110-1596 | INVERTER/CHARGERS - 12V AND 24V INVERTERS: ALTERNATIVE OUTLETS - 120VAC/60Hz Sinewave | QUA125021100 | 1 | Victron Quattro 12/5000/220-100/100 120V | 1 | Listed | Already Listed |  | 2339.43
1511 | 1492 | USSSP110-1597 | INVERTER/CHARGERS - 12V AND 24V INVERTERS: ALTERNATIVE OUTLETS - 120VAC/60Hz Sinewave | PMP242200100 | 1 | Victron Multiplus 24/2000/50-50 120V | 1 | Listed | Already Listed |  | 726.29
1512 | 1492 | USSSP110-1597 | INVERTER/CHARGERS - 12V AND 24V INVERTERS: ALTERNATIVE OUTLETS - 120VAC/60Hz Sinewave | PMP242200100 | 1 | Victron Multiplus 24/2000/50-50 120V | 1 | Listed | Already Listed |  | 726.29
1513 | 1493 | USSSP110-1598 | INVERTER/CHARGERS - 12V AND 24V INVERTERS: ALTERNATIVE OUTLETS - 120VAC/60Hz Sinewave | PMP243021102 | 1 | Victron MultiPlus 24/3000/70-50 120V | 2 | Listed | Already Listed |  | 933.14
1514 | 1493 | USSSP110-1598 | INVERTER/CHARGERS - 12V AND 24V INVERTERS: ALTERNATIVE OUTLETS - 120VAC/60Hz Sinewave | PMP243021102 | 1 | Victron MultiPlus 24/3000/70-50 120V | 2 | Listed | Already Listed |  | 933.14
1515 | 1494 | USSSP110-1599 | INVERTER/CHARGERS - 12V AND 24V INVERTERS: ALTERNATIVE OUTLETS - 120VAC/60Hz Sinewave | PMP242301102 | 1 | Victron MultiPlus 24/3000/70-50 120V (UL 1741 and 458 cert.) | 1 | Listed | Already Listed |  | 1008
1516 | 1494 | USSSP110-1599 | INVERTER/CHARGERS - 12V AND 24V INVERTERS: ALTERNATIVE OUTLETS - 120VAC/60Hz Sinewave | PMP242301102 | 1 | Victron MultiPlus 24/3000/70-50 120V (UL 1741 and 458 cert.) | 1 | Listed | Already Listed |  | 1008
1517 | 1495 | USSSP110-1600 | INVERTER/CHARGERS - 12V AND 24V INVERTERS: ALTERNATIVE OUTLETS - 120VAC/60Hz Sinewave | PMP242305100 | 1 | Victron MultiPlus 24/3000/70-50 120V | 2 | Listed | Already Listed |  | 881.71
1518 | 1495 | USSSP110-1600 | INVERTER/CHARGERS - 12V AND 24V INVERTERS: ALTERNATIVE OUTLETS - 120VAC/60Hz Sinewave | PMP242305100 | 1 | Victron MultiPlus 24/3000/70-50 120V | 2 | Listed | Already Listed |  | 881.71
1519 | 1496 | USSSP110-1601 | INVERTER/CHARGERS - 12V AND 24V INVERTERS: ALTERNATIVE OUTLETS - 120VAC/60Hz Sinewave | PMP242305102 | 1 | Victron MultiPlus 24/3000/70-50 120V (UL 458) | 1 | Listed | Already Listed |  | 925.71
1520 | 1496 | USSSP110-1601 | INVERTER/CHARGERS - 12V AND 24V INVERTERS: ALTERNATIVE OUTLETS - 120VAC/60Hz Sinewave | PMP242305102 | 1 | Victron MultiPlus 24/3000/70-50 120V (UL 458) | 1 | Listed | Already Listed |  | 925.71
1521 | 1497 | USSSP110-1602 | INVERTER/CHARGERS - 12V AND 24V INVERTERS: ALTERNATIVE OUTLETS - 120VAC/60Hz Sinewave | PMP242305130 | 1 | Victron MultiPlus 24/3000/70-50 2x120V | 1 | Listed | Already Listed |  | 1003.43
1522 | 1497 | USSSP110-1602 | INVERTER/CHARGERS - 12V AND 24V INVERTERS: ALTERNATIVE OUTLETS - 120VAC/60Hz Sinewave | PMP242305130 | 1 | Victron MultiPlus 24/3000/70-50 2x120V | 1 | Listed | Already Listed |  | 1003.43
1523 | 1498 | USSSP110-1603 | INVERTER/CHARGERS - 12V AND 24V INVERTERS: ALTERNATIVE OUTLETS - 120VAC/60Hz Sinewave | PMP242305132 | 1 | Victron MultiPlus 24/3000/70-50 2x120V (UL 458) | 1 | Listed | Already Listed |  | 1053.14
1524 | 1498 | USSSP110-1603 | INVERTER/CHARGERS - 12V AND 24V INVERTERS: ALTERNATIVE OUTLETS - 120VAC/60Hz Sinewave | PMP242305132 | 1 | Victron MultiPlus 24/3000/70-50 2x120V (UL 458) | 1 | Listed | Already Listed |  | 1053.14
1525 | 1499 | USSSP110-1604 | INVERTER/CHARGERS - 12V AND 24V INVERTERS: ALTERNATIVE OUTLETS - 120VAC/60Hz Sinewave | QUA245023110 | 1 | Victron Quattro 24/5000/120-100/100 120V | 1 | Listed | Already Listed |  | 1956
1526 | 1499 | USSSP110-1604 | INVERTER/CHARGERS - 12V AND 24V INVERTERS: ALTERNATIVE OUTLETS - 120VAC/60Hz Sinewave | QUA245023110 | 1 | Victron Quattro 24/5000/120-100/100 120V | 1 | Listed | Already Listed |  | 1956
1527 | 1500 | USSSP110-1605 | INVERTER/CHARGERS - 12V AND 24V INVERTERS: ALTERNATIVE OUTLETS - 120VAC/60Hz Sinewave | PMP482200100 | 1 | Victron Multiplus 48/2000/25-50 120V | 1 | Listed | Already Listed |  | 748
1528 | 1500 | USSSP110-1605 | INVERTER/CHARGERS - 12V AND 24V INVERTERS: ALTERNATIVE OUTLETS - 120VAC/60Hz Sinewave | PMP482200100 | 1 | Victron Multiplus 48/2000/25-50 120V | 1 | Listed | Already Listed |  | 748
1529 | 1501 | USSSP110-1606 | INVERTER/CHARGERS - 12V AND 24V INVERTERS: ALTERNATIVE OUTLETS - 120VAC/60Hz Sinewave | PMP482305100 | 1 | Victron Multiplus-II 48/3000/35-50 120V | 2 | Listed | Already Listed |  | 933.14
1530 | 1501 | USSSP110-1606 | INVERTER/CHARGERS - 12V AND 24V INVERTERS: ALTERNATIVE OUTLETS - 120VAC/60Hz Sinewave | PMP482305100 | 1 | Victron Multiplus-II 48/3000/35-50 120V | 2 | Listed | Already Listed |  | 933.14
1531 | 1502 | USSSP110-1607 | INVERTER/CHARGERS - 12V AND 24V INVERTERS: ALTERNATIVE OUTLETS - 120VAC/60Hz Sinewave | PMP482305102 | 1 | Victron Multiplus-II 48/3000/35-50 120V | 2 | Listed | Already Listed |  | 979.43
1532 | 1502 | USSSP110-1607 | INVERTER/CHARGERS - 12V AND 24V INVERTERS: ALTERNATIVE OUTLETS - 120VAC/60Hz Sinewave | PMP482305102 | 1 | Victron Multiplus-II 48/3000/35-50 120V | 2 | Listed | Already Listed |  | 979.43
1533 | 1503 | USSSP110-1608 | INVERTER/CHARGERS - 12V AND 24V INVERTERS: ALTERNATIVE OUTLETS - 120VAC/60Hz Sinewave | QUA483021100 | 1 | Victron Quattro 48/3000/35-50/50 120V | 1 | Listed | Already Listed |  | 1349.14
1534 | 1503 | USSSP110-1608 | INVERTER/CHARGERS - 12V AND 24V INVERTERS: ALTERNATIVE OUTLETS - 120VAC/60Hz Sinewave | QUA483021100 | 1 | Victron Quattro 48/3000/35-50/50 120V | 1 | Listed | Already Listed |  | 1349.14
1535 | 1504 | USSSP110-1609 | INVERTER/CHARGERS - 12V AND 24V INVERTERS: ALTERNATIVE OUTLETS - 120VAC/60Hz Sinewave | QUA485021100 | 1 | Victron Quattro 48/5000/70-100/100 120V | 1 | Listed | Already Listed |  | 1848.57
1536 | 1504 | USSSP110-1609 | INVERTER/CHARGERS - 12V AND 24V INVERTERS: ALTERNATIVE OUTLETS - 120VAC/60Hz Sinewave | QUA485021100 | 1 | Victron Quattro 48/5000/70-100/100 120V | 1 | Listed | Already Listed |  | 1848.57
1537 | 1505 | USSSP110-1610 | INVERTER/CHARGERS - 12V AND 24V INVERTERS: ALTERNATIVE OUTLETS - 120VAC/60Hz Sinewave | QUA483100100 | 1 | Victron Quattro 48/10000/140-100/100 120V VE.Bus | 1 | Listed | Already Listed |  | 2838.86
1538 | 1505 | USSSP110-1610 | INVERTER/CHARGERS - 12V AND 24V INVERTERS: ALTERNATIVE OUTLETS - 120VAC/60Hz Sinewave | QUA483100100 | 1 | Victron Quattro 48/10000/140-100/100 120V VE.Bus | 1 | Listed | Already Listed |  | 2838.86
1539 | 1506 | USSSP110-1611 | ELECTRICAL PANELS | VEP230121402 | 1 | Victron VE Panel 3kVA 120/240 NA Primary 24/48Vdc | 1 | Listed | Already Listed |  | 832
1540 | 1507 | USSSP110-1612 | ELECTRICAL PANELS | VEP230141204 | 1 | Victron VE Panel 3kVA 120 NA Follower 24/48Vdc | 1 | Listed | Already Listed |  | 684.57
1541 | 1508 | USSSP110-1613 | ELECTRICAL PANELS | VEP230185208 | 1 | Victron VE Panel Multiplus-II 3kVa 120 Primary 38Vdc with bypass | 1 | Listed | Already Listed |  | 955.43
1542 | 1509 | USSSP110-1614 | ELECTRICAL PANELS | VEP230205210 | 1 | Victron VE Panel Multiplus-II 3kVa 120 Primary 38Vdc without bypass | 1 | Listed | Already Listed |  | 955.43
1543 | 1510 | USSSP110-1615 | ELECTRICAL PANELS | VEP250125402 | 1 | Victron VE Panel 5kVA 120/240 NA Primary 48Vdc | 1 | Listed | Already Listed |  | 846.29
1544 | 1511 | USSSP110-1616 | ELECTRICAL PANELS | VEP250145204 | 1 | Victron VE Panel 5kVA 120 NA Follower 48Vdc | 1 | Listed | Already Listed |  | 715.43
1545 | 1512 | USSSP110-1617 | ELECTRICAL PANELS | VEP250165606 | 1 | Victron VE Panel 5kVA NA 3PH Primary 48Vdc | 1 | Listed | Already Listed |  | 1033.71
1546 | 1513 | USSSP110-1618 | INVERTER/CHARGERS OPTIMIZED FOR SELF CONSUMPTION/HOME STORAGE | CEP121621000 | 1 | Victron EasySolar 12/1600/70-16 MPPT 100/50 | 1 | Listed | Already Listed |  | 984.57
1547 | 1514 | USSSP110-1619 | INVERTER/CHARGERS OPTIMIZED FOR SELF CONSUMPTION/HOME STORAGE | CEP241621010 | 1 | Victron EasySolar 24/1600/40-16 MPPT 100/50 | 1 | Listed | Already Listed |  | 984.57
1548 | 1515 | USSSP110-1620 | INVERTER/CHARGERS OPTIMIZED FOR SELF CONSUMPTION/HOME STORAGE | PMP242307010 | 1 | Victron EasySolar-II 24/3000/70-32 MPPT 250/70 GX | 1 | Listed | Already Listed |  | 1304.57
1549 | 1516 |  | INVERTER/CHARGERS OPTIMIZED FOR SELF CONSUMPTION/HOME STORAGE | PMP482307010 | 1 | Victron EasySolar-II 48/3000/35-32 MPPT 250/70 GX | 1 | Re-Validation Required | Not Listed |  | 1304.57
1550 | 1517 | USSSP110-1621 | INVERTER/CHARGERS OPTIMIZED FOR SELF CONSUMPTION/HOME STORAGE | PMP485027010 | 1 | Victron EasySolar 48/5000/70 MPPT 150/100 Color Control | 1 | Listed | Already Listed
1551 | 1518 | USSSP110-1622 | INVERTER/CHARGERS OPTIMIZED FOR SELF CONSUMPTION/HOME STORAGE | PMP482507010 | 1 | Victron EasySolar-II 48/5000/70-50 MPPT 250/100 GX | 1 | Listed | Already Listed |  | 2102.86
1552 | 1519 | USSSP110-1623 | BLUE SMART BATTERY CHARGERS IP65 120V (1 output, natural convection cooling, with NEMA 5-15R plug) | BPC120134124R | 1 | Victron Blue Smart IP65 Charger 6V/12V-1.1 + DC Connector | 1 | Listed | Already Listed |  | 41.71
1553 | 1520 | USSSP110-1624 | BLUE SMART BATTERY CHARGERS IP65 120V (1 output, natural convection cooling, with NEMA 5-15R plug) | BPC120531104R | 1 | Victron Blue Smart IP65 Charger 12/5 + DC connector 120VAC | 1 | Listed | Already Listed |  | 60
1554 | 1521 | USSSP110-1625 | BLUE SMART BATTERY CHARGERS IP65 120V (1 output, natural convection cooling, with NEMA 5-15R plug) | BPC120731104R | 1 | Victron Blue Smart IP65 Charger 12/7 + DC connector 120VAC | 1 | Listed | Already Listed |  | 78.29
1555 | 1522 | USSSP110-1626 | BLUE SMART BATTERY CHARGERS IP65 120V (1 output, natural convection cooling, with NEMA 5-15R plug) | BPC121031104R | 1 | Victron Blue Smart IP65 Charger 12/10 + DC connector 120VAC | 1 | Listed | Already Listed |  | 93.14
1556 | 1523 | USSSP110-1627 | BLUE SMART BATTERY CHARGERS IP65 120V (1 output, natural convection cooling, with NEMA 5-15R plug) | BPC121531104R | 1 | Victron Blue Smart IP65 Charger 12/15 + DC connector 120VAC | 1 | Listed | Already Listed |  | 107.43
1557 | 1524 | USSSP110-1628 | BLUE SMART BATTERY CHARGERS IP65 120V (1 output, natural convection cooling, with NEMA 5-15R plug) | BPC240531104R | 1 | Victron Blue Smart IP65 Charger 24/5 + DC connector 120VAC | 1 | Listed | Already Listed |  | 78.29
1558 | 1525 | USSSP110-1629 | BLUE SMART BATTERY CHARGERS IP65 120V (1 output, natural convection cooling, with NEMA 5-15R plug) | BPC240831104R | 1 | Victron Blue Smart IP65 Charger 24/8 + DC connector 120VAC | 1 | Listed | Already Listed |  | 107.43
1559 | 1526 | USSSP110-1630 | Accessories for the Blue Smart IP65 Charger | BPC900100014 | 1 | Victron M6 eyelet connector (with 30A ATO fuse) | 1 | Listed | Already Listed |  | 5.14
1560 | 1527 | USSSP110-1631 | Accessories for the Blue Smart IP65 Charger | BPC900110014 | 1 | Victron M8 eyelet connector (with 30A ATO fuse) | 1 | Listed | Already Listed |  | 5.14
1561 | 1528 | USSSP110-1632 | Accessories for the Blue Smart IP65 Charger | BPC900500014 | 1 | Victron MagCode Power Clip 12V (max. 15A) | 1 | Listed | Already Listed |  | 28.57
1562 | 1529 | USSSP110-1633 | Accessories for the Blue Smart IP65 Charger | BPC900520014 | 1 | Victron MagCode Power Port 12V (max. 15A) | 1 | Listed | Already Listed |  | 28.57
1563 | 1530 | USSSP110-1634 | Accessories for the Blue Smart IP65 Charger | BPC900200014 | 1 | Victron 2 meter extension cable | 1 | Listed | Already Listed |  | 6.86
1564 | 1531 | USSSP110-1635 | Accessories for the Blue Smart IP65 Charger | BPC900300014 | 1 | Victron 12 Volt plug (cigarette plug with 16A fuse) | 1 | Listed | Already Listed |  | 9.14
1565 | 1532 | USSSP110-1636 | Accessories for the Blue Smart IP65 Charger | BPC900400014 | 1 | Victron Clamp connector (with 30A ATO fuse) | 1 | Listed | Already Listed |  | 8.57
1566 | 1533 | USSSP110-1637 | Accessories for the Blue Smart IP65 Charger | BPC900110114 | 1 | Victron Battery Indicator Panel (M8 eyelet connector / 30A ATO fuB | 1 | Listed | Already Listed |  | 15.43
1567 | 1534 | USSSP110-1638 | Accessories for the Blue Smart IP65 Charger | BPC900120114 | 1 | Victron Battery Indicator Eyelet (M8 eyelet / 30A ATO fuse) | 1 | Listed | Already Listed |  | 9.14
1568 | 1535 | USSSP110-1639 | Accessories for the Blue Smart IP65 Charger | BPC920100100 | 1 | Victron Rubber bumper for IP65 Charger 12/10, 12/15, 24/8 | 1 | Listed | Already Listed |  | 4.57
1569 | 1536 | USSSP110-1640 | Accessories for the Blue Smart IP65 Charger | BPC920100200 | 1 | Victron Wall Mount for IP65 Charger 12/10, 12/15, 24/8 | 1 | Listed | Already Listed |  | 3.43
1570 | 1537 | USSSP110-1641 | Accessories for the Blue Smart IP65 Charger | BPC940100100 | 1 | Victron Carry case for Blue Smart IP65 Chargers and accessories | 1 | Listed | Already Listed |  | 18.86
1571 | 1538 | USSSP110-1642 | Accessories for the Blue Power IP65 Charger (1 output or 3 outputs, fan assisted cooling. With CEE 7/7 Plug (Schuko), BS 1363 plug (UK) or AS/NZS 3112 plug (AU/NZ)) | BPC121545102 | 1 | Victron Blue Smart IP22 Charger 12/15 (1) 120V | 1 | Listed | Already Listed |  | 94.86
1572 | 1539 | USSSP110-1643 | Accessories for the Blue Power IP65 Charger (1 output or 3 outputs, fan assisted cooling. With CEE 7/7 Plug (Schuko), BS 1363 plug (UK) or AS/NZS 3112 plug (AU/NZ)) | BPC121546102 | 1 | Victron Blue Smart IP22 Charger 12/15 (3) 120V | 1 | Listed | Already Listed |  | 109.14
1573 | 1540 | USSSP110-1644 | Accessories for the Blue Power IP65 Charger (1 output or 3 outputs, fan assisted cooling. With CEE 7/7 Plug (Schuko), BS 1363 plug (UK) or AS/NZS 3112 plug (AU/NZ)) | BPC122045102 | 1 | Victron Blue Smart IP22 Charger 12/20 (1) 120V | 1 | Listed | Already Listed |  | 113.71
1574 | 1541 | USSSP110-1645 | Accessories for the Blue Power IP65 Charger (1 output or 3 outputs, fan assisted cooling. With CEE 7/7 Plug (Schuko), BS 1363 plug (UK) or AS/NZS 3112 plug (AU/NZ)) | BPC122046102 | 1 | Victron Blue Smart IP22 Charger 12/20 (3) 120V | 1 | Listed | Already Listed |  | 128
1575 | 1542 | USSSP110-1646 | Accessories for the Blue Power IP65 Charger (1 output or 3 outputs, fan assisted cooling. With CEE 7/7 Plug (Schuko), BS 1363 plug (UK) or AS/NZS 3112 plug (AU/NZ)) | BPC123047102 | 1 | Victron Blue Smart IP22 Charger 12/30 (1) 120V | 1 | Listed | Already Listed |  | 136
1576 | 1543 | USSSP110-1647 | Accessories for the Blue Power IP65 Charger (1 output or 3 outputs, fan assisted cooling. With CEE 7/7 Plug (Schuko), BS 1363 plug (UK) or AS/NZS 3112 plug (AU/NZ)) | BPC123048102 | 1 | Victron Blue Smart IP22 Charger 12/30 (3) 120V | 1 | Listed | Already Listed |  | 153.71
1577 | 1544 | USSSP110-1648 | Accessories for the Blue Power IP65 Charger (1 output or 3 outputs, fan assisted cooling. With CEE 7/7 Plug (Schuko), BS 1363 plug (UK) or AS/NZS 3112 plug (AU/NZ)) | BPC240845102 | 1 | Victron Blue Smart IP22 Charger 24/8 (1) 120V | 1 | Listed | Already Listed |  | 94.86
1578 | 1545 | USSSP110-1649 | Accessories for the Blue Power IP65 Charger (1 output or 3 outputs, fan assisted cooling. With CEE 7/7 Plug (Schuko), BS 1363 plug (UK) or AS/NZS 3112 plug (AU/NZ)) | BPC241245102 | 1 | Victron Blue Smart IP22 Charger 24/12 (1) 120V | 1 | Listed | Already Listed |  | 116
1579 | 1546 | USSSP110-1650 | Accessories for the Blue Power IP65 Charger (1 output or 3 outputs, fan assisted cooling. With CEE 7/7 Plug (Schuko), BS 1363 plug (UK) or AS/NZS 3112 plug (AU/NZ)) | BPC241647102 | 1 | Victron Blue Smart IP22 Charger 24/16 (1) 120V | 1 | Listed | Already Listed |  | 139.43
1580 | 1547 | USSSP110-1651 | Accessories for the Blue Power IP65 Charger (1 output or 3 outputs, fan assisted cooling. With CEE 7/7 Plug (Schuko), BS 1363 plug (UK) or AS/NZS 3112 plug (AU/NZ)) | BPC241648102 | 1 | Victron Blue Smart IP22 Charger 24/16 (3) 120V | 1 | Listed | Already Listed |  | 157.71
1581 | 1548 | USSSP110-1652 | Universal input 90-265VAC/45-65Hz, or 90-400VDC | PCH012030001 | 1 | Victron Phoenix Charger 12/30 (2+1) | 1 | Listed | Already Listed |  | 329.14
1582 | 1549 | USSSP110-1653 | Universal input 90-265VAC/45-65Hz, or 90-400VDC | PCH012050001 | 1 | Victron Phoenix Charger 12/50 (2+1) | 1 | Listed | Already Listed |  | 439.43
1583 | 1550 | USSSP110-1654 | Universal input 90-265VAC/45-65Hz, or 90-400VDC | PCH024016001 | 1 | Victron Phoenix Charger 24/16 (2+1) | 1 | Listed | Already Listed |  | 329.14
1584 | 1551 | USSSP110-1655 | Universal input 90-265VAC/45-65Hz, or 90-400VDC | PCH024025001 | 1 | Victron Phoenix Charger 24/25 (2+1) | 1 | Listed | Already Listed |  | 439.43
1585 | 1552 | USSSP110-1656 | BATTERY CHARGERS: Microprocessor control | SKY012070000 | 1 | Victron Skylla IP65 12/70 (1+1) 120-240V | 1 | Listed | Already Listed |  | 537.14
1586 | 1553 | USSSP110-1657 | BATTERY CHARGERS: Microprocessor control | SKY012070100 | 1 | Victron Skylla IP65 12/70 (3) 120-240V | 1 | Listed | Already Listed |  | 591.43
1587 | 1554 | USSSP110-1658 | BATTERY CHARGERS: Microprocessor control | SKY024035000 | 1 | Victron Skylla IP65 24/35 (1+1) 120-240V | 1 | Listed | Already Listed |  | 537.14
1588 | 1555 | USSSP110-1659 | BATTERY CHARGERS: Microprocessor control | SKY024035100 | 1 | Victron Skylla IP65 24/35 (3) 120-240V | 1 | Listed | Already Listed |  | 591.43
1589 | 1556 | USSSP110-1660 | BATTERY CHARGERS: Microprocessor control | STG024050300 | 1 | Victron Skylla-TG 24/50 3-phase (1+1) 400 VAC | 1 | Listed | Already Listed |  | 944.57
1590 | 1557 | USSSP110-1661 | BATTERY CHARGERS: Microprocessor control | STG024100300 | 1 | Victron Skylla-TG 24/100 3-phase (1+1) 400VAC | 1 | Listed | Already Listed |  | 1510.29
1591 | 1558 | USSSP110-1662 | BATTERY CHARGERS: Microprocessor control | SDTG2400303 | 1 | Victron Skylla-TG 24/30 (1+1) 120-240VAC | 1 | Listed | Already Listed |  | 586.86
1592 | 1559 | USSSP110-1663 | BATTERY CHARGERS: Microprocessor control | SDTG2400503 | 1 | Victron Skylla-TG 24/50 (1+1) 120-240-VAC | 1 | Listed | Already Listed |  | 634.86
1593 | 1560 | USSSP110-1664 | BATTERY CHARGERS: Microprocessor control | SDTG2401003 | 1 | Victron Skylla-TG 24/100 (1+1) 120-240VAC | 1 | Listed | Already Listed |  | 1254.86
1594 | 1561 | USSSP110-1665 | BATTERY CHARGERS: Microprocessor control | SDTG2400302 | 1 | Victron Skylla-TG 24/30 GMDSS excl. panel 120-240VAC | 1 | Listed | Already Listed |  | 734.86
1595 | 1562 | USSSP110-1666 | BATTERY CHARGERS: Microprocessor control | SDTG2400504 | 1 | Victron Skylla-TG 24/50 GMDSS excl. panel 120-240VAC | 1 | Listed | Already Listed |  | 923.43
1596 | 1563 | USSSP110-1667 | BATTERY CHARGERS: Microprocessor control | SDTG4800251 | 1 | Victron Skylla-TG 48/25 (1+1) 230VAC | 1 | Listed | Already Listed |  | 624.57
1597 | 1564 | USSSP110-1668 | BATTERY CHARGERS: Microprocessor control | SDTG4800501 | 1 | Victron Skylla-TG 48/50 (1+1) 230VAC | 1 | Listed | Already Listed |  | 1109.71
1598 | 1565 | USSSP110-1669 | BATTERY CHARGERS: Microprocessor control | SKI024080000 | 1 | Victron Skylla-i 24/80 (1+1) 230VAC | 1 | Listed | Already Listed |  | 816
1599 | 1566 | USSSP110-1670 | BATTERY CHARGERS: Microprocessor control | SKI024080002 | 1 | Victron Skylla-i 24/80 (3) 230VAC | 1 | Listed | Already Listed |  | 952
1600 | 1567 | USSSP110-1671 | BATTERY CHARGERS: Microprocessor control | SKI024100000 | 1 | Victron Skylla-i 24/100 (1+1) 230VAC | 1 | Listed | Already Listed |  | 986.29
1601 | 1568 | USSSP110-1672 | BATTERY CHARGERS: Microprocessor control | SKI024100002 | 1 | Victron Skylla-i 24/100 (3) | 1 | Listed | Already Listed |  | 1155.43
1602 | 1569 | USSSP110-1932 | BATTERY CHARGERS: Microprocessor control | ASS030550400 | 1 | Victron Skylla-i remote on-off cable | 1 | Listed | Already Listed |  | 24
1603 | 1569 | USSSP110-1932 | BATTERY CHARGERS: Microprocessor control | ASS030550400 | 1 | Victron Skylla-i remote on-off cable | 1 | Listed | Already Listed |  | 24
1604 | 1570 | USSSP110-1674 | BATTERY CHARGERS Analog control-Universal input 90-265VAC/45-65Hz, or 90-400VDC-3x full current output | CCH012020000 | 1 | Victron Centaur Charger 12/20 (3) | 1 | Listed | Already Listed |  | 245.14
1605 | 1571 | USSSP110-1675 | BATTERY CHARGERS Analog control-Universal input 90-265VAC/45-65Hz, or 90-400VDC-3x full current output | CCH012030000 | 1 | Victron Centaur Charger 12/30 (3) | 1 | Listed | Already Listed |  | 272
1606 | 1572 | USSSP110-1676 | BATTERY CHARGERS Analog control-Universal input 90-265VAC/45-65Hz, or 90-400VDC-3x full current output | CCH012040000 | 1 | Victron Centaur Charger 12/40 (3) | 1 | Listed | Already Listed |  | 333.14
1607 | 1573 | USSSP110-1677 | BATTERY CHARGERS Analog control-Universal input 90-265VAC/45-65Hz, or 90-400VDC-3x full current output | CCH012050000 | 1 | Victron Centaur Charger 12/50 (3) | 1 | Listed | Already Listed |  | 346.29
1608 | 1574 | USSSP110-1678 | BATTERY CHARGERS Analog control-Universal input 90-265VAC/45-65Hz, or 90-400VDC-3x full current output | CCH012060000 | 1 | Victron Centaur Charger 12/60 (3) | 1 | Listed | Already Listed |  | 360.57
1609 | 1575 | USSSP110-1679 | BATTERY CHARGERS Analog control-Universal input 90-265VAC/45-65Hz, or 90-400VDC-3x full current output | CCH012080000 | 1 | Victron Centaur Charger 12/80 (3) | 1 | Listed | Already Listed |  | 597.71
1610 | 1576 | USSSP110-1680 | BATTERY CHARGERS Analog control-Universal input 90-265VAC/45-65Hz, or 90-400VDC-3x full current output | CCH012100000 | 1 | Victron Centaur Charger 12/100 (3) | 1 | Listed | Already Listed |  | 730.86
1611 | 1577 | USSSP110-1681 | 120VAC/45-65Hz IP65 | CCH024016000 | 1 | Victron Centaur Charger 24/16 (3) | 1 | Listed | Already Listed |  | 300.57
1612 | 1578 | USSSP110-1682 | 120VAC/45-65Hz IP65 | CCH024030000 | 1 | Victron Centaur Charger 24/30 (3) | 1 | Listed | Already Listed |  | 420.57
1613 | 1579 | USSSP110-1683 | 120VAC/45-65Hz IP65 | CCH024040000 | 1 | Victron Centaur Charger 24/40 (3) | 1 | Listed | Already Listed |  | 549.14
1614 | 1580 | USSSP110-1684 | 120VAC/45-65Hz IP65 | CCH024060000 | 1 | Victron Centaur Charger 24/60 (3) | 1 | Listed | Already Listed |  | 628.57
1615 | 1581 | USSSP110-1685 | BATTERY CHARGERS waterproof 120VAC-120VAC/45-65Hz IP65-1 output. With NEMA 5-15R plug | BPC120715106 | 1 | Victron Blue Smart IP67 Charger 12/7 (1) 120VAC | 1 | Listed | Already Listed |  | 74.86
1616 | 1582 | USSSP110-1686 | BATTERY CHARGERS waterproof 120VAC-120VAC/45-65Hz IP65-1 output. With NEMA 5-15R plug | BPC121315106 | 1 | Victron Blue Smart IP67 Charger 12/13 (1) 120VAC NEMA 5-15 | 1 | Listed | Already Listed |  | 88.57
1617 | 1583 | USSSP110-1687 | BATTERY CHARGERS waterproof 120VAC-120VAC/45-65Hz IP65-1 output. With NEMA 5-15R plug | BPC121715106 | 1 | Victron Blue Smart IP67 Charger 12/17(1) 120VAC NEMA 5-15 | 1 | Listed | Already Listed |  | 97.14
1618 | 1584 | USSSP110-1688 | BATTERY CHARGERS waterproof 120VAC-120VAC/45-65Hz IP65-1 output. With NEMA 5-15R plug (con't) | BPC122547106 | 1 | Victron Blue Smart IP67 Charger 12/25(1) 120VAC NEMA 5-15 | 1 | Listed | Already Listed |  | 126.29
1619 | 1585 | USSSP110-1689 | BATTERY CHARGERS waterproof 120VAC-120VAC/45-65Hz IP65-1 output. With NEMA 5-15R plug (con't) | BPC240515106 | 1 | Victron Blue Smart IP67 Charger 24/5 (1) 120VAC NEMA 5-15 | 1 | Listed | Already Listed |  | 74.86
1620 | 1586 | USSSP110-1690 | BATTERY CHARGERS waterproof 120VAC-120VAC/45-65Hz IP65-1 output. With NEMA 5-15R plug (con't) | BPC240815106 | 1 | Victron Blue Smart IP67 Charger 24/8 (1) 120VAC NEMA 5-15 | 1 | Listed | Already Listed |  | 97.14
1621 | 1587 | USSSP110-1691 | BATTERY CHARGERS waterproof 120VAC-120VAC/45-65Hz IP65-1 output. With NEMA 5-15R plug (con't) | BPC241215106 | 1 | Victron Blue Smart IP67 Charger 24/12 (1) 120VAC NEMA 5-15 | 1 | Listed | Already Listed |  | 126.29
1622 | 1588 | USSSP110-1692 | ISOLATION TRANSFORMERS / AUTOTRANSFORMER / GALVANIC ISOLATOR | ITR000100001 | 1 | Victron Autotransformer 120/240VAC-32A | 1 | Listed | Already Listed |  | 404.57
1623 | 1589 | USSSP110-1693 | ISOLATION TRANSFORMERS / AUTOTRANSFORMER / GALVANIC ISOLATOR | ITR000100101 | 1 | Victron Autotransformer 120/240VAC-100A The ultimate solution for split phase installation | 1 | Listed | Already Listed |  | 489.14
1624 | 1590 | USSSP110-1694 | ISOLATION TRANSFORMERS / AUTOTRANSFORMER / GALVANIC ISOLATOR | GDI000016000 | 1 | Victron Galvanic Isolator VDI-16 | 1 | Listed | Already Listed |  | 73.14
1625 | 1591 | USSSP110-1695 | ISOLATION TRANSFORMERS / AUTOTRANSFORMER / GALVANIC ISOLATOR | GDI000032000 | 1 | Victron Galvanic Isolator VDI-32 | 1 | Listed | Already Listed |  | 167.43
1626 | 1592 | USSSP110-1696 | ISOLATION TRANSFORMERS / AUTOTRANSFORMER / GALVANIC ISOLATOR | GDI000064000 | 1 | Victron Galvanic Isolator VDI-64 | 1 | Listed | Already Listed |  | 205.14
1627 | 1593 | USSSP110-1697 | DC-DC CONVERTERS-Not isolated, resin encapsulated | ORI241205260 | 1 | Victron Orion IP67 24/12-5 (60W) | 1 | Listed | Already Listed |  | 16.57
1628 | 1594 | USSSP110-1698 | DC-DC CONVERTERS-Not isolated, resin encapsulated | ORI241210260 | 1 | Victron Orion IP67 24/12-10 (120W) | 1 | Listed | Already Listed |  | 26.86
1629 | 1595 | USSSP110-1699 | DC-DC CONVERTERS-Not isolated, resin encapsulated | ORI241220260 | 1 | Victron Orion IP67 24/12-20 (240W) | 1 | Listed | Already Listed |  | 35.43
1630 | 1596 | USSSP110-1700 | DC-DC CONVERTERS-Not isolated, resin encapsulated | ORI122421226 | 1 | Victron Orion IP67 12/24-50 (1200W) | 1 | Listed | Already Listed |  | 204
1631 | 1597 | USSSP110-1701 | DC-DC CONVERTERS-Not isolated, resin encapsulated | ORI241221226 | 1 | Victron Orion IP67 24/12-100 (1200W) | 1 | Listed | Already Listed |  | 170.29
1632 | 1598 | USSSP110-1702 | Not isolated | ORI241205200R | 1 | Victron Orion-Tr 24/12-5 (60W) | 1 | Listed | Already Listed |  | 12
1633 | 1599 | USSSP110-1703 | Not isolated | ORI241210200R | 1 | Victron Orion-Tr 24/12-10 (120W) | 1 | Listed | Already Listed |  | 24.57
1634 | 1600 | USSSP110-1704 | Not isolated | ORI241215200R | 1 | Victron Orion-Tr 24/12-15 (180W) | 1 | Listed | Already Listed |  | 28
1635 | 1601 | USSSP110-1705 | Not isolated | ORI241220200R | 1 | Victron Orion-Tr 24/12-20 (240W) | 1 | Listed | Already Listed |  | 30.86
1636 | 1602 | USSSP110-1706 | Not isolated | ORI241225020 | 1 | Victron Orion 24/12-25 | 1 | Listed | Already Listed |  | 48.57
1637 | 1603 | USSSP110-1707 | Not isolated | ORI241240021 | 1 | Victron Orion 24/12-40 | 1 | Listed | Already Listed |  | 69.14
1638 | 1604 | USSSP110-1708 | Not isolated | ORI241270020 | 1 | Victron Orion 24/12-70 | 1 | Listed | Already Listed |  | 93.14
1639 | 1605 | USSSP110-1709 | Not isolated | ORI241270030 | 1 | Victron Orion 24/12-70 with binding posts | 1 | Listed | Already Listed |  | 93.14
1640 | 1606 | USSSP110-1710 | Not isolated | ORI122408020 | 1 | Victron Orion 12/24-8 | 1 | Listed | Already Listed |  | 40
1641 | 1607 | USSSP110-1711 | Not isolated | ORI122410020 | 1 | Victron Orion 12/24-10 | 1 | Listed | Already Listed |  | 46.29
1642 | 1608 | USSSP110-1712 | Not isolated | ORI122420020 | 1 | Victron Orion 12/24-20 | 1 | Listed | Already Listed |  | 105.14
1643 | 1609 | USSSP110-1713 | Not isolated | ORI303025000 | 1 | Victron 25A Buck-Boost DC/DC converter | 1 | Listed | Already Listed |  | 364.57
1644 | 1610 | USSSP110-1714 | Non isolated (con't) | ORI303050000 | 1 | Victron 50A Buck-Boost DC/DC converter | 1 | Listed | Already Listed |  | 452
1645 | 1611 | USSSP110-1715 | Non isolated (con't) | ORI303100000 | 1 | Victron 100A buck-Boost DC/DC converter | 1 | Listed | Already Listed |  | 791.43
1646 | 1612 | USSSP110-1716 | Non isolated (con't) | ORI121236140 | 1 | Victron Orion-Tr Smart 12/12-30A Non-isolated DC-DC charger | 1 | Listed | Already Listed |  | 152.57
1647 | 1613 | USSSP110-1717 | Non isolated (con't) | ORI122436140 | 1 | Victron Orion-Tr Smart 12/24-15A (360W) Non-isolated DC-DC | 1 | Listed | Already Listed |  | 152.57
1648 | 1614 | USSSP110-1718 | Non isolated (con't) | ORI241236140 | 1 | Victron Orion-Tr Smart 24/12-30A (360W) Non-isolated DC-DC | 1 | Listed | Already Listed |  | 152.57
1649 | 1615 | USSSP110-1719 | Non isolated (con't) | ORI242440140 | 1 | Victron Orion-Tr Smart 24/24-17A (400W) Non-isolated DC-DC | 1 | Listed | Already Listed |  | 152.57
1650 | 1616 | USSSP110-1720 | Non isolated (con't) | ASS000200100 | 1 | Victron CAN-bus Temp. sensor for buck-boosted DC-DC converter | 1 | Listed | Already Listed |  | 88.57
1651 | 1617 | USSSP110-1721 | With galvanic isolation | ORI121210110R | 1 | Victron Orion-Tr 12/12-9A (110W) | 1 | Listed | Already Listed |  | 45.14
1652 | 1618 | USSSP110-1722 | With galvanic isolation | ORI121222110 | 1 | Victron Orion-Tr 12/12-18A (220W) | 1 | Listed | Already Listed |  | 81.14
1653 | 1619 | USSSP110-1723 | With galvanic isolation | ORI121240110 | 1 | Victron Orion-Tr 12/12-30A (360W) | 1 | Listed | Already Listed |  | 142.86
1654 | 1620 | USSSP110-1724 | With galvanic isolation | ORI122410110 | 1 | Victron Orion-Tr 12/24-5A (120W) | 1 | Listed | Already Listed |  | 45.14
1655 | 1621 | USSSP110-1725 | With galvanic isolation | ORI122424110 | 1 | Victron Orion-Tr 12/24-10 (240W) | 1 | Listed | Already Listed |  | 81.14
1656 | 1622 | USSSP110-1726 | With galvanic isolation | ORI122441110 | 1 | Victron Orion-Tr 12/24-15A (360W) | 1 | Listed | Already Listed |  | 142.86
1657 | 1623 | USSSP110-1727 | With galvanic isolation | ORI121222120 | 1 | Victron Orion-Tr Smart 12/12-18A (220W) Isolated DC-DC charger | 1 | Listed | Already Listed |  | 113.71
1658 | 1624 | USSSP110-1728 | With galvanic isolation | ORI121236120 | 1 | Victron Orion-Tr Smart 12/12-30A (360W) Isolated DC-DC charger | 1 | Listed | Already Listed |  | 182.29
1659 | 1625 | USSSP110-1729 | With galvanic isolation | ORI122424120 | 1 | Victron Orion-Tr Smart 12/24-10A (240W) Isolated DC-DC charger | 1 | Listed | Already Listed |  | 113.71
1660 | 1626 | USSSP110-1730 | With galvanic isolation | ORI122436120 | 1 | Victron Orion-Tr Smart 12/24-15A (360W) Isolated DC-DC charger | 1 | Listed | Already Listed |  | 182.29
1661 | 1627 | USSSP110-1731 | With galvanic isolation | ASS070300100 | 1 | Victron Orion-Tr Isolated DC-DC Charger remote cable | 1 | Listed | Already Listed |  | 13.71
1662 | 1628 | USSSP110-1732 | With galvanic isolation | ORI241210110R | 1 | Victron Orion-Tr 24/12-9A (110W) | 1 | Listed | Already Listed |  | 45.14
1663 | 1629 | USSSP110-1733 | With galvanic isolation | ORI241224110 | 1 | Victron Orion-Tr 24/12-20A (240W) | 1 | Listed | Already Listed |  | 81.14
1664 | 1630 | USSSP110-1734 | With galvanic isolation | ORI241240110 | 1 | Victron Orion-Tr 24/12-30A (360W) | 1 | Listed | Already Listed |  | 142.86
1665 | 1631 | USSSP110-1735 | With galvanic isolation | ORI242410110R | 1 | Victron Orion-Tr 24/24-5A (120W) | 1 | Listed | Already Listed |  | 45.14
1666 | 1632 | USSSP110-1736 | With galvanic isolation | ORI242428110 | 1 | Victron Orion-Tr 24/24-12A (280W) | 1 | Listed | Already Listed |  | 81.14
1667 | 1633 | USSSP110-1737 | With galvanic isolation | ORI242441110 | 1 | Victron Orion-Tr 24/24-17A (400W) | 1 | Listed | Already Listed |  | 142.86
1668 | 1634 | USSSP110-1738 | With galvanic isolation | ORI244810110 | 1 | Victron Orion-Tr 24/48-2,5A (120W) | 1 | Listed | Already Listed |  | 45.14
1669 | 1635 | USSSP110-1739 | With galvanic isolation | ORI244828110 | 1 | Victron Orion-Tr 24/48-6A (280W) | 1 | Listed | Already Listed |  | 81.14
1670 | 1636 | USSSP110-1740 | With galvanic isolation | ORI244841110 | 1 | Victron Orion-Tr 24/48-8,5A (400W) | 1 | Listed | Already Listed |  | 142.86
1671 | 1637 | USSSP110-1741 | With galvanic isolation (con't) | ORI241224120 | 1 | Victron Orion-Tr Smart 24/12-20A (240W) Isolated DC-DC charger | 1 | Listed | Already Listed |  | 113.71
1672 | 1638 | USSSP110-1742 | With galvanic isolation (con't) | ORI241236120 | 1 | Victron Orion-Tr Smart 24/12-30A (360W) Isolated DC-DC charger | 1 | Listed | Already Listed |  | 173.14
1673 | 1639 | USSSP110-1743 | With galvanic isolation (con't) | ORI242428120 | 1 | Victron Orion-Tr Smart 24/24-12A (280W) Isolated DC-DC charger | 1 | Listed | Already Listed |  | 113.71
1674 | 1640 | USSSP110-1744 | With galvanic isolation (con't) | ORI242440120 | 1 | Victron Orion-Tr Smart 24/24-17A (400W) Isolated DC-DC chargerORI242440120 | 1 | Listed | Already Listed |  | 173.14
1675 | 1641 | USSSP110-1745 | With galvanic isolation (con't) | ORI481210110 | 1 | Victron Orion-Tr 48/12-9A (110W) | 1 | Listed | Already Listed |  | 45.14
1676 | 1642 | USSSP110-1746 | With galvanic isolation (con't) | ORI481224110 | 1 | Victron Orion-Tr 48/12-20A (240W) | 1 | Listed | Already Listed |  | 81.14
1677 | 1643 | USSSP110-1747 | With galvanic isolation (con't) | ORI481240110 | 1 | Victron Orion-Tr 48/12-30A (360W) | 1 | Listed | Already Listed |  | 142.86
1678 | 1644 | USSSP110-1748 | With galvanic isolation (con't) | ORI482410110 | 1 | Victron Orion-Tr 48/24-5A (120W) | 1 | Listed | Already Listed |  | 45.14
1679 | 1645 | USSSP110-1749 | With galvanic isolation (con't) | ORI482428110 | 1 | Victron Orion-Tr 48/24-12A (280W) | 1 | Listed | Already Listed |  | 81.14
1680 | 1646 | USSSP110-1750 | With galvanic isolation (con't) | ORI482441110 | 1 | Victron Orion-Tr 48/24-16A (380W) | 1 | Listed | Already Listed |  | 142.86
1681 | 1647 | USSSP110-1751 | With galvanic isolation (con't) | ORI484810110 | 1 | Victron Orion-Tr 48/48-2,5A (120W) | 1 | Listed | Already Listed |  | 45.14
1682 | 1648 | USSSP110-1752 | With galvanic isolation (con't) | ORI484828110 | 1 | Victron Orion-Tr 48/48-6A (280W) | 1 | Listed | Already Listed |  | 81.14
1683 | 1649 | USSSP110-1753 | With galvanic isolation (con't) | ORI484841110 | 1 | Victron Orion-Tr 48/48-8A (380W) | 1 | Listed | Already Listed |  | 142.86
1684 | 1650 | USSSP110-1754 | With galvanic isolation (con't) | ORI110123610 | 1 | Victron Orion 110/12-30A (360W) | 1 | Listed | Already Listed |  | 246.29
1685 | 1651 | USSSP110-1755 | With galvanic isolation (con't) | ORI110243610 | 1 | Victron Orion 110/24-15A (360W) | 1 | Listed | Already Listed |  | 246.29
1686 | 1652 | USSSP110-1756 | AUTOMATIC TRANSFER SWITCHES | SDFI0000000 | 1 | Victron Filax-2 230V/50Hz-240V/60Hz | 1 | Listed | Already Listed |  | 214.29
1687 | 1653 | USSSP110-1757 | AUTOMATIC TRANSFER SWITCHES | SDFI0000110 | 1 | Victron Filax-2 110V/50Hz-120V/60Hz | 1 | Listed | Already Listed |  | 214.29
1688 | 1654 | USSSP110-1758 | AUTOMATIC TRANSFER SWITCHES | COS230502100 | 1 | Victron VE Transfer Switch 5kVA/230V | 1 | Listed | Already Listed |  | 208
1689 | 1655 | USSSP110-1759 | AUTOMATIC TRANSFER SWITCHES | COS230103100 | 1 | Victron VE Transfer Switch 10kVA/230V | 1 | Listed | Already Listed |  | 257.14
1690 | 1656 | USSSP110-1760 | Lynx and DC distribution | LYN020102000 | 1 | Victron Lynx Power In | 1 | Listed | Already Listed |  | 105.14
1691 | 1657 | USSSP110-1761 | Lynx and DC distribution | LYN034160200 | 1 | Victron Lynx Smart BMS 500 | 1 | Listed | Already Listed |  | 642.29
1692 | 1658 | USSSP110-1762 | Lynx and DC distribution | LYN040102100 | 1 | Victron Lynx Shunt VE.Can | 1 | Listed | Already Listed |  | 251.43
1693 | 1659 | USSSP110-1763 | Lynx and DC distribution | LYN060102000 | 1 | Victron Lynx Distributor | 1 | Listed | Already Listed |  | 149.71
1694 | 1660 | USSSP110-1764 | Lynx and DC distribution | VBB413020010 | 1 | Victron Dual Terminal Stud M8-linked set (1 red/1 black) | 1 | Listed | Already Listed |  | 15.43
1695 | 1661 | USSSP110-1765 | Lynx and DC distribution | VBB115021020 | 1 | Victron Busbar 150A 2P with 10 screws +cover | 1 | Listed | Already Listed |  | 16.57
1696 | 1662 | USSSP110-1766 | Lynx and DC distribution | VBB115022020 | 1 | Victron Busbar 150A 2P with 20 screws +cover | 1 | Listed | Already Listed |  | 25.14
1697 | 1663 | USSSP110-1767 | Lynx and DC distribution (con't) | VBB115040020 | 1 | Victron Busbar 150A 4P + cover | 1 | Listed | Already Listed |  | 12.57
1698 | 1664 | USSSP110-1768 | Lynx and DC distribution (con't) | VBB115060020 | 1 | Victron Busbar 150A 6P + cover | 1 | Listed | Already Listed |  | 18.86
1699 | 1665 | USSSP110-1769 | Lynx and DC distribution (con't) | VBB125020620 | 1 | Victron Busbar 250A 2P with 6 screws +cover | 1 | Listed | Already Listed |  | 38.29
1700 | 1666 | USSSP110-1770 | Lynx and DC distribution (con't) | VBB125021220 | 1 | Victron Busbar 250A 2P with 12 screws +cover | 1 | Listed | Already Listed |  | 44
1701 | 1667 | USSSP110-1771 | Lynx and DC distribution (con't) | VBB125040010 | 1 | Victron Busbar 250A 4P +cover | 1 | Listed | Already Listed |  | 38.29
1702 | 1668 | USSSP110-1772 | Lynx and DC distribution (con't) | VBB125060020 | 1 | Victron Busbar 250A 6P + cover | 1 | Listed | Already Listed |  | 41.71
1703 | 1669 | USSSP110-1773 | Lynx and DC distribution (con't) | VBB160040010 | 1 | Victron Busbar 600A 4P + cover | 1 | Listed | Already Listed |  | 80
1704 | 1670 | USSSP110-1774 | Lynx and DC distribution (con't) | VBB160080010 | 1 | Victron Busbar 600A 8P +cover | 1 | Listed | Already Listed |  | 123.43
1705 | 1671 | USSSP110-1775 | Lynx and DC distribution (con't) | VBS127010010 | 1 | Victron Battery switch on/off 275A | 1 | Listed | Already Listed |  | 22.86
1706 | 1672 | USSSP110-1776 | FUSES | CIP132060010 | 1 | Victron MIDI-fuse 60A/32V (package of 5 pcs) | 1 | Listed | Already Listed |  | 8
1707 | 1673 | USSSP110-1777 | FUSES | CIP132080010 | 1 | Victron MIDI-fuse 80A/32V (package of 5 pcs) | 1 | Listed | Already Listed |  | 8
1708 | 1674 | USSSP110-1778 | FUSES | CIP132100010 | 1 | Victron MIDI-fuse 100A/32V (package of 5 pcs) | 1 | Listed | Already Listed |  | 8
1709 | 1675 | USSSP110-1779 | FUSES | CIP132125010 | 1 | Victron MIDI-fuse 125A/32V (package of 5 pcs) | 1 | Listed | Already Listed |  | 8
1710 | 1676 | USSSP110-1780 | FUSES | CIP132150010 | 1 | Victron -fuse 150A/32V (package of 5 pcs) | 1 | Listed | Already Listed |  | 8
1711 | 1677 | USSSP110-1781 | FUSES | CIP132200010 | 1 | Victron MIDI-fuse 200A/32V (package of 5 pcs) | 1 | Listed | Already Listed |  | 8
1712 | 1678 | USSSP110-1782 | Fuses (con't) | CIP133030010 | 1 | Victron MIDI-fuse 30A/58V for 48V products (1 pc) | 1 | Listed | Already Listed |  | 7.43
1713 | 1679 | USSSP110-1783 | Fuses (con't) | CIP133040010 | 1 | Victron MIDI-fuse 40A/58V for 48V products (1 pc) | 1 | Listed | Already Listed |  | 7.43
1714 | 1680 | USSSP110-1784 | Fuses (con't) | CIP133050010 | 1 | Victron MIDI-fuse 50A/58V for 48V products (1 pc) | 1 | Listed | Already Listed |  | 7.43
1715 | 1681 | USSSP110-1785 | Fuses (con't) | CIP133060010 | 1 | Victron MIDI-fuse 60A/58V for 48V products (1 pc) | 1 | Listed | Already Listed |  | 8.57
1716 | 1682 | USSSP110-1786 | Fuses (con't) | CIP133080010 | 1 | Victron MIDI-fuse 80A/58V for 48V products (1 pc) | 1 | Listed | Already Listed |  | 8.57
1717 | 1683 | USSSP110-1787 | Fuses (con't) | CIP133100010 | 1 | Victron MIDI-fuse 100A/58V for 48V products (1 pc) | 1 | Listed | Already Listed |  | 8.57
1718 | 1684 | USSSP110-1788 | Fuses (con't) | CIP000050001 | 1 | Victron Fuse holder for MIDI-fuse | 1 | Listed | Already Listed |  | 5.71
1719 | 1685 | USSSP110-1789 | Fuses (con't) | CIP136060010 | 1 | Victron MEGA-fuse 60A/32V (package of 5 pcs) | 1 | Listed | Already Listed |  | 9.71
1720 | 1686 | USSSP110-1790 | Fuses (con't) | CIP136080010 | 1 | Victron MEGA-fuse 80A/32V (package of 5 pcs) | 1 | Listed | Already Listed |  | 9.71
1721 | 1687 | USSSP110-1791 | Fuses (con't) | CIP136100010 | 1 | Victron MEGA-fuse 100A/32V (package of 5 pcs) | 1 | Listed | Already Listed |  | 9.71
1722 | 1688 | USSSP110-1792 | Fuses (con't) | CIP136125010 | 1 | Victron MEGA-fuse 125A/32V (package of 5 pcs) | 1 | Listed | Already Listed |  | 9.71
1723 | 1689 | USSSP110-1793 | Fuses (con't) | CIP136150010 | 1 | Victron MEGA-fuse 150A/32V (package of 5 pcs) | 1 | Listed | Already Listed |  | 9.71
1724 | 1690 | USSSP110-1794 | Fuses (con't) | CIP136175010 | 1 | Victron MEGA-fuse 175A/32V (package of 5 pcs) | 1 | Listed | Already Listed |  | 9.71
1725 | 1691 | USSSP110-1795 | Fuses (con't) | CIP136200010 | 1 | Victron MEGA-fuse 200A/32V (package of 5 pcs) | 1 | Listed | Already Listed |  | 9.71
1726 | 1692 | USSSP110-1796 | Fuses (con't) | CIP136225010 | 1 | Victron MEGA-fuse 225A/32V (package of 5 pcs) | 1 | Listed | Already Listed |  | 9.71
1727 | 1693 | USSSP110-1797 | Fuses (con't) | CIP136250010 | 1 | Victron MEGA-fuse 250A/32V (package of 5 pcs) | 1 | Listed | Already Listed |  | 9.71
1728 | 1694 | USSSP110-1798 | Fuses (con't) | CIP136300010 | 1 | Victron MEGA-fuse 300A/32V (package of 5 pcs) | 1 | Listed | Already Listed |  | 9.71
1729 | 1695 | USSSP110-1799 | Fuses (con't) | CIP136400010 | 1 | Victron MEGA-fuse 400A/32V (package of 5 pcs) | 1 | Listed | Already Listed |  | 16
1730 | 1696 | USSSP110-1800 | Fuses (con't) | CIP136500010 | 1 | Victron MEGA-fuse 500A/32V (package of 5 pcs) | 1 | Listed | Already Listed |  | 16.57
1731 | 1697 | USSSP110-1801 | Fuses (con't) | CIP137125010 | 1 | Victron MEGA-fuse 125A/58V for 48V products (1 pc) | 1 | Listed | Already Listed |  | 20
1732 | 1698 | USSSP110-1802 | Fuses (con't) | CIP137200010 | 1 | Victron MEGA-fuse 200A/58V for 48V products (1 pc) | 1 | Listed | Already Listed |  | 20
1733 | 1699 | USSSP110-1803 | Fuses (con't) | CIP137250010 | 1 | Victron MEGA-fuse 250A/58V for 48V products (1 pc) | 1 | Listed | Already Listed |  | 20
1734 | 1700 | USSSP110-1804 | Fuses (con't) | CIP137300010 | 1 | Victron MEGA-fuse 300A/58V for 48V products (1 pc) | 1 | Listed | Already Listed |  | 20
1735 | 1701 | USSSP110-1805 | Fuses (con't) | CIP000100001 | 1 | Victron Fuse holder for MEGA-fuse | 1 | Listed | Already Listed |  | 8
1736 | 1702 | USSSP110-1806 | Fuses (con't) | CIP050060000 | 1 | Victron Six-way fuse holder for Mega-fuse with busbar | 1 | Listed | Already Listed |  | 18.29
1737 | 1703 | USSSP110-1807 | Fuses (con't) | CIP100200100 | 1 | Victron Modular fuse holder for Mega-fuse | 1 | Listed | Already Listed |  | 24
1738 | 1704 | USSSP110-1808 | Fuses (con't) | CIP100400060 | 1 | Victron Busbar to connect 5 CIP100200100 (500 A) | 1 | Listed | Already Listed |  | 25.71
1739 | 1705 | USSSP110-1809 | Fuses (con't) | CIP100400070 | 1 | Victron Busbar to connect 6 CIP100200100 (1500 A) | 1 | Listed | Already Listed |  | 29.71
1740 | 1706 | USSSP110-1810 | Fuses (con't) | CIP142300000 | 1 | Victron ANL-fuse 400A/80V for 48V products (1 pc) | 1 | Listed | Already Listed |  | 6.86
1741 | 1707 | USSSP110-1811 | Fuses (con't) | CIP142400000 | 1 | Victron ANL-fuse 300A/80V for 48V products (1 pc) | 1 | Listed | Already Listed |  | 6.86
1742 | 1708 | USSSP110-1812 | Fuses (con't) | CIP142500000 | 1 | Victron ANL-fuse 500A/80V for 48V products (1 pc) | 1 | Listed | Already Listed |  | 6.86
1743 | 1709 | USSSP110-1813 | Fuses (con't) | CIP106100000 | 1 | Victron Fuse holder for ANL-fuse | 1 | Listed | Already Listed |  | 6.86
1744 | 1710 | USSSP110-1814 | Fuses (con't) | CIP140325000 | 1 | Victron Fuse CNN 325A/80V for Lynx shunt | 1 | Listed | Already Listed |  | 37.14
1745 | 1711 | USSSP110-1815 | COLOR CONTROL | BPP900450100 | 1 | Victron Cerbo GX | 1 | Listed | Already Listed |  | 229.14
1746 | 1712 | USSSP110-1816 | COLOR CONTROL | BPP900450120 | 1 | Victron Cerbo-S GX | 1 | Listed | Already Listed |  | 173.71
1747 | 1713 | USSSP110-1817 | COLOR CONTROL | BPP900455050 | 1 | Victron GX Touch 50 | 1 | Listed | Already Listed |  | 156
1748 | 1714 | USSSP110-1818 | COLOR CONTROL | BPP900460050 | 1 | Victron GX Touch 50 adapter for CCGX Cut-out | 1 | Listed | Already Listed |  | 16.57
1749 | 1715 | USSSP110-1819 | COLOR CONTROL | BPP900465050 | 1 | Victron GX Touch 50 Wall Mount | 1 | Listed | Already Listed |  | 10.29
1750 | 1716 | USSSP110-1820 | COLOR CONTROL | BPP900455070 | 1 | Victron GX Touch 70 | 1 | Listed | Already Listed |  | 229.14
1751 | 1717 | USSSP110-1821 | COLOR CONTROL | BPP900465070 | 1 | Victron GX Touch 70 Wall Mount | 1 | Listed | Already Listed |  | 21.14
1752 | 1718 | USSSP110-1822 | COLOR CONTROL | BPP010300100R | 1 | Victron Color Control GX System controller with graphical user interface | 1 | Listed | Already Listed |  | 364.57
1753 | 1719 | USSSP110-1823 | COLOR CONTROL | BPP900400100 | 1 | Victron Venus GX System controller | 1 | Listed | Already Listed |  | 217.71
1754 | 1720 | USSSP110-1824 | COLOR CONTROL | BPP910200100 | 1 | Victron Octo GX | 1 | Listed | Already Listed
1755 | 1721 | USSSP110-1825 | COLOR CONTROL | BPP900700100 | 1 | Victron CANvu GX | 1 | Listed | Already Listed |  | 423.43
1756 | 1722 | USSSP110-1826 | COLOR CONTROL | BPP900800100 | 1 | Victron CANvu GX IO Extender and wiring kit | 1 | Listed | Already Listed |  | 101.71
1757 | 1723 | USSSP110-1827 | COLOR CONTROL | ASS000001000 | 1 | Victron Temperature sensor VENUS/PMP/Quattro | 1 | Listed | Already Listed |  | 16.57
1758 | 1724 | USSSP110-1828 | COLOR CONTROL | ASS000020000 | 1 | Victron Temperature sensor type C (for Inverter RS) | 1 | Listed | Already Listed |  | 14.86
1759 | 1725 | USSSP110-1953 | COLOR CONTROL | ASS000100000 | 1 | Victron Temperature sensor for BMV-702/712 | 1 | Re-Validation Required | Not Listed |  | 21.14
1760 | 1725 | USSSP110-1953 | COLOR CONTROL | ASS000100000 | 1 | Victron Temperature sensor for BMV-702/712 | 1 | Re-Validation Required | Not Listed |  | 21.14
1761 | 1726 | USSSP110-1830 | COLOR CONTROL | BPP900100200 | 1 | Victron CCGX WiFi module simple | 1 | Listed | Already Listed |  | 15.43
1762 | 1727 | USSSP110-1831 | COLOR CONTROL (con't) | BPP900200200 | 1 | Victron CCGX WiFi moldule long reange | 1 | Listed | Already Listed |  | 52.57
1763 | 1728 | USSSP110-1832 | COLOR CONTROL (con't) | BPP900200400 | 1 | Victron CCGX Wifi module long range (Netgear AC1200) | 1 | Listed | Already Listed |  | 98.86
1764 | 1729 | USSSP110-1833 | COLOR CONTROL (con't) | ADA500100100 | 1 | Victron DIN35 adapter small (2x) for: Cerbo GX, (Smart) MPPT 100/20, Orion-TR 24/12- 10/15/20 non-isolated | 1 | Listed | Already Listed |  | 10.86
1765 | 1730 | USSSP110-1834 | COLOR CONTROL (con't) | ADA500140100 | 1 | Victron DIN35 adapter medium (per pair) for: MPPT 100/30-50 & Orion (Smart) 220/240/280/360/400W | 1 | Listed | Already Listed |  | 12
1766 | 1731 | USSSP110-1835 | COLOR CONTROL (con't) | ADA500180100 | 1 | Victron DIN 35 adapter large (per pair) for: MPPT 75/10-15 & 100/15 & Orion 110/120W | 1 | Listed | Already Listed |  | 13.14
1767 | 1732 | USSSP110-1836 | VE.Net | VPN000200000 | 1 | Victron VE.Net GMDSS Panel | 1 | Listed | Already Listed |  | 131.43
1768 | 1733 | USSSP110-1840 | VE.Net | SHU050150050 | 1 | Victron SmartShunt 500A/50mV | 1 | Listed | Already Listed |  | 88
1769 | 1733 | USSSP110-1840 | VE.Net | SHU050150050 | 1 | Victron SmartShunt 500A/50mV | 1 | Listed | Already Listed |  | 88
1770 | 1734 | USSSP110-1838 | VE.Net | SHU050210050 | 1 | Victron SmartShunt 1000A/50mV | 1 | Listed | Already Listed |  | 145.14
1771 | 1734 | USSSP110-1838 | VE.Net | SHU050210050 | 1 | Victron SmartShunt 1000A/50mV | 1 | Listed | Already Listed |  | 145.14
1772 | 1735 | USSSP110-1839 | VE.Net | SHU050220050 | 1 | Victron SmartShunt 2000A/50mV | 1 | Re-Validation Required | Not Listed |  | 198.29
1773 | 1735 | USSSP110-1839 | VE.Net | SHU050220050 | 1 | Victron SmartShunt 2000A/50mV | 1 | Re-Validation Required | Not Listed |  | 198.29
1774 | 1736 | USSSP110-1843 | VE.Net | SHU500050100 | 1 | Victron Shunt 500A/50mV | 1 | Listed | Already Listed |  | 21.71
1775 | 1737 |  | VE.Net | SHU102050200 | 1 | Victron Shunt 1000A/50mV | 1 | Re-Validation Required | Not Listed |  | 72
1776 | 1738 | USSSP110-1844 | VE.Net | SHU202050200 | 1 | Victron Shunt 2000A/50mV | 1 | Listed | Already Listed |  | 113.14
1777 | 1739 | USSSP110-1845 | VE.Net | SHU602050200 | 1 | Victron Shunt 6000A/50mV (These shunts do not include the connection PCB to BMV-700/7 | 1 | Listed | Already Listed |  | 198.29
1778 | 1740 | USSSP110-1846 | VE.Net | BPP900600100 | 1 | Victron VE.Can resistive tank sender adapter | 1 | Listed | Already Listed |  | 278.29
1779 | 1741 | USSSP110-1847 | VE.Net | ASS030690000 | 1 | Victron VE.Can Power Cable for BPP900600100 | 1 | Listed | Already Listed |  | 28
1780 | 1742 | USSSP110-1848 | VE.Net | BPP920140100 | 1 | Victron GX Tank | 1 | Listed | Already Listed |  | 69.14
1781 | 1743 | USSSP110-1849 | Remote Panels | REC020005010 | 1 | Victron Digital Multi Control 200/200A | 1 | Listed | Already Listed |  | 104
1782 | 1744 | USSSP110-2130 | Remote Panels | DMC000200010R | 1 | Victron Digital Multi Control 200/200A GX (90º RJ45) Above panels can be used with all Multi(Plus) and Quattro inverter/chargers | 1 | Listed | Already Listed |  | 92.57
1783 | 1744 | USSSP110-2130 | Remote Panels | DMC000200010R | 1 | Victron Digital Multi Control 200/200A GX (90º RJ45) Above panels can be used with all Multi(Plus) and Quattro inverter/chargers | 1 | Listed | Already Listed |  | 92.57
1784 | 1745 | USSSP110-1851 | Remote Panels | REC030001210 | 1 | Victron Phoenix Inverter Control | 1 | Listed | Already Listed |  | 58.86
1785 | 1746 | USSSP110-1852 | Remote Panels | REC010001110 | 1 | Victron Phoenix Charger Control | 1 | Listed | Already Listed |  | 62.86
1786 | 1747 | USSSP110-1853 | Remote Panels | REC040010210R | 1 | Victron Phoenix Inverter Control VE.Direct | 1 | Listed | Already Listed |  | 17.14
1787 | 1748 | USSSP110-1854 | Remote Panels (con't) | REC000300010R | 1 | Victron Skylla-i Control GX (90º RJ45) | 1 | Listed | Already Listed |  | 92.57
1788 | 1748 | USSSP110-1854 | Remote Panels (con't) | REC000300010R | 1 | Victron Skylla-i Control GX (90º RJ45) | 1 | Listed | Already Listed |  | 92.57
1789 | 1749 | USSSP110-1855 | Remote Panels (con't) | SDRPCSV | 1 | Victron Charger Switch | 1 | Listed | Already Listed |  | 76.57
1790 | 1750 | USSSP110-1856 | Remote Panels (con't) | SDRPSKC | 1 | Victron Skylla Control | 1 | Listed | Already Listed |  | 104
1791 | 1751 | USSSP110-1857 | Remote Panels (con't) | BPA000100010R | 1 | Victron Battery Alarm GX | 1 | Listed | Already Listed |  | 48.57
1792 | 1751 | USSSP110-1857 | Remote Panels (con't) | BPA000100010R | 1 | Victron Battery Alarm GX | 1 | Listed | Already Listed |  | 48.57
1793 | 1752 | USSSP110-1858 | Remote Panels (con't) | GSM100100400 | 1 | Victron GX GSM (dc supply voltage range: 10-70V) (Small 2G and 3G GSM antenna include | 1 | Listed | Already Listed |  | 165.14
1794 | 1753 | USSSP110-1859 | Remote Panels (con't) | GSM100200400 | 1 | Victron GX LTE 4G-A (North America) | 1 | Re-Validation Required | Not Listed |  | 165.14
1795 | 1754 | USSSP110-1861 | Remote Panels (con't) | GSM900100100 | 1 | Victron Outdoor 2G and 3G GSM Antenna for GX GSM | 1 | Listed | Already Listed |  | 26.29
1796 | 1755 | USSSP110-1862 | Remote Panels (con't) | GSM900100400 | 1 | Victron Outdoor 4G GSM Antenna | 1 | Listed | Already Listed |  | 26.29
1797 | 1756 | USSSP110-1863 | Remote Panels (con't) | GSM900200100 | 1 | Victron Active GPS Antenna for GX GSM | 1 | Listed | Already Listed |  | 26.29
1798 | 1757 | USSSP110-1864 | Remote Panels (con't) | ANT100200100 | 1 | Victron Outdoor LTE-M Wall Mount Antenna | 1 | Listed | Already Listed |  | 36.57
1799 | 1758 | USSSP110-1865 | Remote Panels (con't) | ANT100200200 | 1 | Victron Outdoor LTE-M Puck Antenna | 1 | Listed | Already Listed |  | 39.43
1800 | 1759 | USSSP110-1866 | Remote Panels (con't) | ASS030543020 | 1 | Victron GlobalLink 520 (incl. 5 year activated simcard) | 1 | Listed | Already Listed |  | 145.71
1801 | 1760 | USSSP110-1867 | Remote Panels (con't) | ASS030538010 | 1 | Victron VE.Direct LoRaWAN EU863-870 module | 1 | Listed | Already Listed |  | 59.43
1802 | 1761 | USSSP110-1868 | Remote Panels (con't) | ASS030540010 | 1 | Victron VE.Direct LoRaWAN US902-928 module | 1 | Listed | Already Listed |  | 59.43
1803 | 1762 | USSSP110-1869 | Remote Panels (con't) | ASS030542010 | 1 | Victron VE.Direct LoRaWAN AU902-928 module | 1 | Listed | Already Listed |  | 59.43
1804 | 1763 | USSSP110-1870 | Remote Panels (con't) | ASS050300010 | 1 | Victron Wall mount enclosure for 65 x 120 mm GX-panels | 1 | Listed | Already Listed |  | 17.14
1805 | 1764 | USSSP110-1871 | with 90 degr. RJ45 socket only: | BPA000100000R | 1 | - BPA000100000R - Battery Alarm GX | 1 | Re-Validation Required | Not Listed
1806 | 1765 | USSSP110-1873 | with 90 degr. RJ45 socket only: | DMC000200000R | 1 | - DMC000200000R - Digital Multi Control 200/200A GX (90º RJ45) | 1 | Re-Validation Required | Not Listed
1807 | 1766 | USSSP110-1874 | with 90 degr. RJ45 socket only: | ASS050400000 | 1 | Victron Wall mount enclosure for Color Control GX | 1 | Listed | Already Listed |  | 26.29
1808 | 1767 | USSSP110-1875 | with 90 degr. RJ45 socket only: | ASS050500000 | 1 | Victron Wall mount enclosure for BMV or MPPT Control | 1 | Listed | Already Listed |  | 20
1809 | 1768 | USSSP110-1876 | with 90 degr. RJ45 socket only: | ASS050600000 | 1 | Victron Wall mount enclosure for Color Control GX and BMV or MPPT Control | 1 | Listed | Already Listed |  | 33.14
1810 | 1769 | USSSP110-1877 | with 90 degr. RJ45 socket only: | ASS060000100 | 1 | Victron USB extension cable 0,3m one side right angle (for Color Control in wall mount enclosure) | 1 | Listed | Already Listed |  | 6.29
1811 | 1770 | USSSP110-1878 | DATA CABLES and INTERFACES - Network cables for ESP System and BMV-600 and BMV-700/ Cable color = grey | ASS030066003 | 1 | Victron RJ12 UTP Cable 0,3 m | 1 | Listed | Already Listed |  | 5.14
1812 | 1771 | USSSP110-1879 | DATA CABLES and INTERFACES - Network cables for ESP System and BMV-600 and BMV-700/ Cable color = grey | ASS030066009 | 1 | Victron RJ12 UTP Cable 0,9 m | 1 | Listed | Already Listed |  | 5.14
1813 | 1772 | USSSP110-1880 | DATA CABLES and INTERFACES - Network cables for ESP System and BMV-600 and BMV-700/ Cable color = grey | ASS030066018 | 1 | Victron RJ12 UTP Cable 1,8 m | 1 | Listed | Already Listed |  | 5.14
1814 | 1773 | USSSP110-1881 | DATA CABLES and INTERFACES - Network cables for ESP System and BMV-600 and BMV-700/ Cable color = grey | ASS030066030 | 1 | Victron RJ12 UTP Cable 3 m | 1 | Listed | Already Listed |  | 7.43
1815 | 1774 | USSSP110-1882 | DATA CABLES and INTERFACES - Network cables for ESP System and BMV-600 and BMV-700/ Cable color = grey | ASS030066050 | 1 | Victron RJ12 UTP Cable 5 m | 1 | Listed | Already Listed |  | 10.29
1816 | 1775 | USSSP110-1883 | DATA CABLES and INTERFACES - Network cables for ESP System and BMV-600 and BMV-700/ Cable color = grey | ASS030066100 | 1 | Victron RJ12 UTP Cable 10 m | 1 | Listed | Already Listed |  | 17.14
1817 | 1776 | USSSP110-1884 | DATA CABLES and INTERFACES - Network cables for ESP System and BMV-600 and BMV-700/ Cable color = grey | ASS030066150 | 1 | Victron RJ12 UTP Cable 15 m | 1 | Listed | Already Listed |  | 21.14
1818 | 1777 | USSSP110-1885 | DATA CABLES and INTERFACES - Network cables for ESP System and BMV-600 and BMV-700/ Cable color = grey | ASS030066300 | 1 | Victron RJ12 UTP Cable 30 m | 1 | Listed | Already Listed |  | 28
1819 | 1778 | USSSP110-1886 | DATA CABLES and INTERFACES - Network cables for VE.Can, VE.Bus, VE.Net and VE9bitRS485/ Cable color = blue | ASS030064900 | 1 | Victron RJ45 UTP Cable 0,3 m | 1 | Listed | Already Listed |  | 5.14
1820 | 1779 | USSSP110-1887 | DATA CABLES and INTERFACES - Network cables for VE.Can, VE.Bus, VE.Net and VE9bitRS485/ Cable color = blue | ASS030064920 | 1 | Victron RJ45 UTP Cable 0,9 m | 1 | Listed | Already Listed |  | 5.14
1821 | 1780 | USSSP110-1888 | DATA CABLES and INTERFACES - Network cables for VE.Can, VE.Bus, VE.Net and VE9bitRS485/ Cable color = blue | ASS030064950 | 1 | Victron RJ45 UTP Cable 1,8 m | 1 | Listed | Already Listed |  | 7.43
1822 | 1781 | USSSP110-1889 | DATA CABLES and INTERFACES - Network cables for VE.Can, VE.Bus, VE.Net and VE9bitRS485/ Cable color = blue | ASS030064980 | 1 | Victron RJ45 UTP Cable 3 m | 1 | Listed | Already Listed |  | 8.57
1823 | 1782 | USSSP110-1890 | DATA CABLES and INTERFACES - Network cables for VE.Can, VE.Bus, VE.Net and VE9bitRS485/ Cable color = blue | ASS030065000 | 1 | Victron RJ45 UTP Cable 5 m | 1 | Listed | Already Listed |  | 10.29
1824 | 1783 | USSSP110-1891 | DATA CABLES and INTERFACES - Network cables for VE.Can, VE.Bus, VE.Net and VE9bitRS485/ Cable color = blue | ASS030065010 | 1 | Victron RJ45 UTP Cable 10 m | 1 | Listed | Already Listed |  | 12.57
1825 | 1784 | USSSP110-1892 | DATA CABLES and INTERFACES - Network cables for VE.Can, VE.Bus, VE.Net and VE9bitRS485/ Cable color = blue | ASS030065020 | 1 | Victron RJ45 UTP Cable 15 m | 1 | Listed | Already Listed |  | 17.14
1826 | 1785 | USSSP110-1893 | DATA CABLES and INTERFACES - Network cables for VE.Can, VE.Bus, VE.Net and VE9bitRS485/ Cable color = blue | ASS030065030 | 1 | Victron RJ45 UTP Cable 20 m | 1 | Listed | Already Listed |  | 21.14
1827 | 1786 | USSSP110-1894 | DATA CABLES and INTERFACES - Network cables for VE.Can, VE.Bus, VE.Net and VE9bitRS485/ Cable color = blue | ASS030065050 | 1 | Victron RJ45 UTP Cable 30 m | 1 | Listed | Already Listed |  | 24.57
1828 | 1787 | USSSP110-1895 | DATA CABLES and INTERFACES - VE.Direct cables, use to connect BMV-70x and low power MPPTs to the Color Control GX | ASS030530203 | 1 | Victron VE.Direct Cable 0,3m | 1 | Listed | Already Listed |  | 9.71
1829 | 1788 | USSSP110-1896 | DATA CABLES and INTERFACES - VE.Direct cables, use to connect BMV-70x and low power MPPTs to the Color Control GX | ASS030530209 | 1 | Victron VE.Direct Cable 0,9m | 1 | Listed | Already Listed |  | 9.71
1830 | 1789 | USSSP110-1897 | DATA CABLES and INTERFACES - VE.Direct cables, use to connect BMV-70x and low power MPPTs to the Color Control GX | ASS030530218 | 1 | Victron VE.Direct Cable 1,8m | 1 | Listed | Already Listed |  | 9.71
1831 | 1790 | USSSP110-1898 | DATA CABLES and INTERFACES - VE.Direct cables, use to connect BMV-70x and low power MPPTs to the Color Control GX | ASS030530230 | 1 | Victron VE.Direct Cable 3m | 1 | Listed | Already Listed |  | 11.43
1832 | 1791 | USSSP110-1899 | DATA CABLES and INTERFACES - VE.Direct cables, use to connect BMV-70x and low power MPPTs to the Color Control GX | ASS030530250 | 1 | Victron VE.Direct Cable 5m | 1 | Listed | Already Listed |  | 12.57
1833 | 1792 | USSSP110-1900 | DATA CABLES and INTERFACES - VE.Direct cables, use to connect BMV-70x and low power MPPTs to the Color Control GX | ASS030530310 | 1 | Victron VE.Direct Cable 10m | 1 | Listed | Already Listed |  | 15.43
1834 | 1793 | USSSP110-1901 | DATA CABLES and INTERFACES - VE.Direct cables, use to connect BMV-70x and low power MPPTs to the Color Control GX | ASS030531203 | 1 | Victron VE.Direct Cable 0,3m (one side Right Angle conn) | 1 | Listed | Already Listed |  | 9.71
1835 | 1794 | USSSP110-1902 | DATA CABLES and INTERFACES - VE.Direct cables, use to connect BMV-70x and low power MPPTs to the Color Control GX | ASS030531209 | 1 | Victron VE.Direct Cable 0,9m (one side Right Angle conn) | 1 | Listed | Already Listed |  | 9.71
1836 | 1795 | USSSP110-1903 | DATA CABLES and INTERFACES - VE.Direct cables, use to connect BMV-70x and low power MPPTs to the Color Control GX | ASS030531218 | 1 | Victron VE.Direct Cable 1,8m (one side Right Angle conn) | 1 | Listed | Already Listed |  | 9.71
1837 | 1796 | USSSP110-1904 | DATA CABLES and INTERFACES - VE.Direct cables, use to connect BMV-70x and low power MPPTs to the Color Control GX | ASS030531230 | 1 | Victron VE.Direct Cable 3m (one side Right Angle conn) | 1 | Listed | Already Listed |  | 11.43
1838 | 1797 | USSSP110-1905 | DATA CABLES and INTERFACES - VE.Direct cables, use to connect BMV-70x and low power MPPTs to the Color Control GX | ASS030531250 | 1 | Victron VE.Direct Cable 5m (one side Right Angle conn) | 1 | Listed | Already Listed |  | 12.57
1839 | 1798 | USSSP110-1906 | DATA CABLES and INTERFACES - VE.Direct cables, use to connect BMV-70x and low power MPPTs to the Color Control GX | ASS030531320 | 1 | Victron VE.Direct Cable 10m (one side Right Angle conn) | 1 | Listed | Already Listed |  | 15.43
1840 | 1799 | USSSP110-1907 | Cables with M8 circular connector (for 12.8V Li-ion batteries) | ASS030560100 | 1 | Victron Male to Female 3 pole 1 m (bag of 2) | 1 | Listed | Already Listed |  | 22.86
1841 | 1800 | USSSP110-1908 | Cables with M8 circular connector (for 12.8V Li-ion batteries) | ASS030560200 | 1 | Victron Male to Female 3 pole 2 m (bag of 2) | 1 | Listed | Already Listed |  | 24.57
1842 | 1801 | USSSP110-1909 | Cables with M8 circular connector (for 12.8V Li-ion batteries) | ASS030560300 | 1 | Victron Male to Female 3 pole 3 m (bag of 2) | 1 | Listed | Already Listed |  | 26.29
1843 | 1802 | USSSP110-1910 | Cables with M8 circular connector (for 12.8V Li-ion batteries) | ASS030560500 | 1 | Victron Male to Female 3 pole 5 m (bag of 2) | 1 | Listed | Already Listed |  | 29.71
1844 | 1803 | USSSP110-1911 | Interfaces to connect Victron products to your computer | ASS030530010 | 1 | Victron VE.Direct to USB interface | 1 | Listed | Already Listed |  | 20
1845 | 1804 | USSSP110-1912 | Interfaces to connect Victron products to your computer | ASS030130010 | 1 | Victron Interface MK2-USB (for Phoenix Charger only) | 1 | Listed | Already Listed |  | 52
1846 | 1805 | USSSP110-1913 | Interfaces to connect Victron products to your computer | ASS030140000 | 1 | Victron Interface MK3-USB (VE.Bus to USB) | 1 | Listed | Already Listed |  | 48.57
1847 | 1806 | USSSP110-1914 | Interfaces to connect Victron products to your computer | ASS030532010 | 1 | Victron CANUSB interface | 1 | Listed | Already Listed |  | 344
1848 | 1807 | USSSP110-1915 | Interfaces to connect Victron products to NMEA2000 | ASS030520110 | 1 | Victron VE.Bus to NMEA2000 interface | 1 | Listed | Already Listed
1849 | 1808 | USSSP110-1916 | Interfaces to connect Victron products to NMEA2000 | ASS030520310 | 1 | Victron VE.Direct to NMEA2000 interface | 1 | Listed | Already Listed
1850 | 1809 | USSSP110-1917 | Interfaces to connect Victron products to NMEA2000 | ASS030520200 | 1 | Victron VE.Can to NMEA2000 Micro-C male | 1 | Listed | Already Listed |  | 59.43
1851 | 1810 | USSSP110-1918 | Interfaces for industrial use / datacommunication | ASS030120210 | 1 | Victron Interface MK2.2b (VE.Bus to RS232) | 1 | Listed | Already Listed |  | 38.29
1852 | 1811 | USSSP110-1919 | Interfaces for industrial use / datacommunication | ASS030200000 | 1 | Victron RS232 to USB converter | 1 | Listed | Already Listed |  | 20.57
1853 | 1812 | USSSP110-1920 | Interfaces for industrial use / datacommunication | ASS030520500 | 1 | Victron VE.Direct to RS232 interface | 1 | Listed | Already Listed |  | 18.86
1854 | 1813 | USSSP110-1921 | Interfaces to to connect a CAN-bus enabled battery to a Venus device | ASS030710018 | 1 | Victron VE.Can to CAN-bus BMS type A Cable 1.8m | 1 | Listed | Already Listed |  | 10.29
1855 | 1814 | USSSP110-1922 | Interfaces to to connect a CAN-bus enabled battery to a Venus device | ASS030710050 | 1 | Victron VE.Can to CAN-bus BMS type A cable 5M | 1 | Listed | Already Listed |  | 10.29
1856 | 1815 | USSSP110-1923 | Interfaces to to connect a CAN-bus enabled battery to a Venus device | ASS030720018 | 1 | Victron VE.Can to CAN-bus BMS type B Cable 1.8m | 1 | Listed | Already Listed |  | 10.29
1857 | 1816 | USSSP110-1924 | Interfaces to to connect a CAN-bus enabled battery to a Venus device | ASS030720050 | 1 | Victron VE.Can to CAN-bus BMS type B cable 5M | 1 | Listed | Already Listed |  | 10.29
1858 | 1817 | USSSP110-1925 | Interfaces to connect Victron products to each other | ASS030520410 | 1 | Victron VE.Direct to VE.Can interface | 1 | Listed | Already Listed
1859 | 1818 | USSSP110-1926 | Interfaces to connect Victron products to each other | ASS030700000 | 1 | Victron VE.Can RJ45 terminator (bag of 2) | 1 | Listed | Already Listed |  | 8
1860 | 1819 | USSSP110-1927 | Interfaces to connect Victron products to each other | ASS030520115 | 1 | Victron VE.Bus to VE.Can interface | 1 | Listed | Already Listed |  | 118.86
1861 | 1820 | USSSP110-2104 | Interfaces to connect Victron products to each other | ASS030550120 | 1 | Victron Inverting remote on-off cable | 1 | Listed | Already Listed |  | 13.14
1862 | 1820 | USSSP110-2104 | Interfaces to connect Victron products to each other | ASS030550120 | 1 | Victron Inverting remote on-off cable | 1 | Listed | Already Listed |  | 13.14
1863 | 1820 | USSSP110-2104 | Interfaces to connect Victron products to each other | ASS030550120 | 1 | Victron Inverting remote on-off cable | 1 | Listed | Already Listed |  | 13.14
1864 | 1821 | USSSP110-2105 | Interfaces to connect Victron products to each other | ASS030550200 | 1 | Victron Non-inverting remote on-off cable | 1 | Re-Validation Required | Not Listed |  | 13.14
1865 | 1821 | USSSP110-2105 | Interfaces to connect Victron products to each other | ASS030550200 | 1 | Victron Non-inverting remote on-off cable | 1 | Re-Validation Required | Not Listed |  | 13.14
1866 | 1822 | USSSP110-1933 | Control Cable | ASS030065510 | 1 | Victron RJ45-splitter 1xRJ45 male/15cm cable/2xRJ45 female | 1 | Listed | Already Listed |  | 12.57
1867 | 1823 | USSSP110-1934 | Miscellaneous | CSE000100000 | 1 | Victron AC Current sensor | 1 | Listed | Already Listed |  | 33.14
1868 | 1824 | USSSP110-2129 | Miscellaneous | ASS030536011 | 1 | Victron VE.Direct Bluetooth Smart dongle For iPhone and Android. For monitoring as well as product set-up) | 1 | Listed | Already Listed |  | 33.14
1869 | 1825 | USSSP110-1936 | Miscellaneous | ASS030537010 | 1 | Victron VE.Bus Smart dongle | 1 | Listed | Already Listed |  | 62.86
1870 | 1826 | USSSP110-2131 | Ziehl anti-islanding relays | REL100100000 | 1 | Victron Anti-islanding relay UFR1001E; Fulfills the requirements of VDE-AR-N 4105, ÖVE/ÖNORM E 8001-4-712, G59/3 and G83/2, DIN V VDE V 0126-1-1, ERDF-NOI-RES_13E | 1 | Listed | Already Listed |  | 554.29
1871 | 1827 | USSSP110-1938 | Ziehl anti-islanding relays | REL300100000 | 1 | Victron Energy meter ET112 - 1 phase - max 100A | 1 | Listed | Already Listed |  | 58.29
1872 | 1828 | USSSP110-1939 | Ziehl anti-islanding relays (con't) | REL300300000 | 1 | Victron Energy meter ET340 - 3 phase - max 65A/phase | 1 | Listed | Already Listed |  | 114.29
1873 | 1829 | USSSP110-1940 | Ziehl anti-islanding relays (con't) | REL200100000 | 1 | Victron Energy meter EM24 - 3 phase - max 65A/phase | 1 | Listed | Already Listed
1874 | 1830 | USSSP110-1941 | Ziehl anti-islanding relays (con't) | REL200200100 | 1 | Victron Energy meter EM24 - 3 phase - max 65A/phase Ethernet | 1 | Listed | Already Listed |  | 187.43
1875 | 1831 | USSSP110-1942 | Ziehl anti-islanding relays (con't) | ASS030572018 | 1 | Victron RS485 to USB interface cable 1,8 m | 1 | Listed | Already Listed |  | 18.29
1876 | 1832 | USSSP110-1943 | Ziehl anti-islanding relays (con't) | ASS030572050 | 1 | Victron RS485 to USB interface cable 5 m (needed to connect to the AC sensor to the Color | 1 | Listed | Already Listed |  | 21.14
1877 | 1833 | USSSP110-1944 | Ziehl anti-islanding relays (con't) | ASS300420100 | 1 | Victron Zigbee to RS485 converter | 1 | Listed | Already Listed |  | 76
1878 | 1834 | USSSP110-1945 | Ziehl anti-islanding relays (con't) | ASS300420200 | 1 | Victron Zigbee to USB converter | 1 | Listed | Already Listed |  | 66.29
1879 | 1835 | USSSP110-1946 | Ziehl anti-islanding relays (con't) | RCD000300200 | 1 | Victron Anti-islanding box 63A single and three phase | 1 | Listed | Already Listed |  | 784
1880 | 1836 | USSSP110-1947 | BATTERY MONITOR BMV-700 & BMV-702 | BAM010700000R | 1 | Victron Battery Monitor BMV-700 9-90 VDC | 1 | Listed | Already Listed |  | 96.57
1881 | 1837 | USSSP110-1948 | BATTERY MONITOR BMV-700 & BMV-702 | BAM010702000R | 1 | Victron Battery Monitor BMV-702 9-90 VDC | 1 | Listed | Already Listed |  | 114.29
1882 | 1838 | USSSP110-1949 | BATTERY MONITOR BMV-700 & BMV-702 | BAM010702200 | 1 | Victron BAM010702200 (VE - Victron Energy Battery Monitor BMV-702 BLACK) | 1 | Listed | Already Listed |  | 120
1883 | 1839 | USSSP110-1950 | BATTERY MONITOR BMV-700 & BMV-702 | BAM010702200R | 1 | Victron Battery Monitor BMV-702 BLACK 9-90 VDC | 1 | Listed | Already Listed |  | 114.29
1884 | 1840 | USSSP110-1951 | BATTERY MONITOR BMV-700 & BMV-702 | BAM030712000 | 1 | Victron Battery Monitor BMV-712 Smart 9-90 VDC | 1 | Listed | Already Listed |  | 138.86
1885 | 1841 | USSSP110-1952 | BATTERY MONITOR BMV-700 & BMV-702 | BAM030712200R | 1 | Victron Battery Monitor BMV-712 BLACK Smart | 1 | Listed | Already Listed |  | 131.43
1886 | 1842 | USSB100-0087 | BATTERY MONITOR BMV-700 & BMV-702 | BAM010700100 | 1 | Victron Battery Monitor BMV-700H 70-350 VDC 70-350 VDC With 500A shunt in plastic enclo | 1 | Listed | Already Listed |  | 377.14
1887 | 1843 |  | BATTERY MONITOR BMV-700 & BMV-702 | BAM030710100 | 1 | Victron Battery Monitor BMV-710H Smart 70-350 VDC | 1 | Re-Validation Required | Not Listed |  | 394.86
1888 | 1844 | USSSP110-1954 | BATTERY ISOLATORS - Diode Isolators with alternator energize inout ("AC" models only) and compensation (all models) | ARG080202000R | 1 | Victron Argodiode 80-2SC 2 batteries 80A | 1 | Listed | Already Listed |  | 26.86
1889 | 1845 | USSSP110-1955 | BATTERY ISOLATORS - Diode Isolators with alternator energize inout ("AC" models only) and compensation (all models) | ARG080201000R | 1 | Victron Argodiode 80-2AC 2 batteries 80A | 1 | Listed | Already Listed |  | 33.71
1890 | 1846 | USSSP110-1956 | BATTERY ISOLATORS - Diode Isolators with alternator energize inout ("AC" models only) and compensation (all models) | ARG100301000R | 1 | Victron Argodiode 100-3AC 3 batteries 100A | 1 | Listed | Already Listed |  | 45.71
1891 | 1847 | USSSP110-1957 | BATTERY ISOLATORS - Diode Isolators with alternator energize inout ("AC" models only) and compensation (all models) | ARG120201020R | 1 | Victron Argodiode 120-2AC 2 batteries 120A | 1 | Listed | Already Listed |  | 50.86
1892 | 1848 | USSSP110-1958 | BATTERY ISOLATORS - Diode Isolators with alternator energize inout ("AC" models only) and compensation (all models) | ARG140301020R | 1 | Victron Argodiode 140-3AC 3 batteries 140A | 1 | Listed | Already Listed |  | 64
1893 | 1849 | USSSP110-1959 | BATTERY ISOLATORS - Diode Isolators with alternator energize inout ("AC" models only) and compensation (all models) | ARG160201020 | 1 | Victron Argodiode 160-2AC 2 batteries 160A | 1 | Listed | Already Listed |  | 60.57
1894 | 1850 | USSSP110-1960 | BATTERY ISOLATORS - Diode Isolators with alternator energize inout ("AC" models only) and compensation (all models) | ARG180301020 | 1 | Victron Argodiode 180-3AC 3 batteries 180A | 1 | Listed | Already Listed |  | 73.71
1895 | 1851 | USSSP110-1961 | FET Isolators with alternator energize input | ARG100201020R | 1 | Victron Argofet 100-2 Two batteries 100A | 1 | Listed | Already Listed |  | 67.43
1896 | 1852 | USSSP110-1962 | FET Isolators with alternator energize input | ARG100301020R | 1 | Victron Argofet 100-3 Three batteries 100A | 1 | Listed | Already Listed |  | 77.14
1897 | 1853 | USSSP110-1963 | FET Isolators with alternator energize input | ARG200201020R | 1 | Victron Argofet 200-2 Two batteries 200A | 1 | Listed | Already Listed |  | 80.57
1898 | 1854 | USSSP110-1964 | FET Isolators with alternator energize input | ARG200301020R | 1 | Victron Argofet 200-3 Three batteries 200A | 1 | Listed | Already Listed |  | 94.29
1899 | 1855 | USSSP110-1965 | Microprocessor controlled battery combiner/isolators | CYR010120011R | 1 | Victron Cyrix-ct 12/24V-120A intelligent combiner | 1 | Listed | Already Listed |  | 33.14
1900 | 1856 | USSSP110-1966 | Microprocessor controlled battery combiner/isolators | CYR010120110R | 1 | Victron Cyrix-ct 12/24V-120A Battery combiner kit | 1 | Listed | Already Listed |  | 65.14
1901 | 1857 | USSSP110-1967 | Microprocessor controlled battery combiner/isolators | CYR010230010R | 1 | Victron Cyrix-ct 12/24V-230A intelligent combiner | 1 | Listed | Already Listed |  | 81.14
1902 | 1858 | USSSP110-1968 | Microprocessor controlled battery combiner/isolators | CYR010400000 | 1 | Victron Cyrix-i 12/24V-400A intelligent combiner | 1 | Listed | Already Listed |  | 173.71
1903 | 1859 | USSSP110-1969 | Microprocessor controlled battery combiner/isolators | CYR020400000 | 1 | Victron Cyrix-i 24/48V-400A intelligent combiner | 1 | Listed | Already Listed |  | 173.71
1904 | 1860 | USSSP110-1970 | Diode Battery Combiner | BCD000402000 | 1 | Victron BCD 402 2 batteries 40A | 1 | Listed | Already Listed |  | 29.14
1905 | 1861 | USSSP110-1971 | Diode Battery Combiner | BCD000802000 | 1 | Victron BCD 802 2 batteries 80A | 1 | Listed | Already Listed |  | 35.43
1906 | 1862 | USSSP110-1972 | Battery Protection | BBA000100100 | 1 | Victron Battery balancer | 1 | Listed | Already Listed |  | 44
1907 | 1863 | USSSP110-1973 | Battery Protection | BPR000065400 | 1 | Victron BatteryProtect 12/24V 65A | 1 | Listed | Already Listed |  | 26.86
1908 | 1864 | USSSP110-1974 | Battery Protection | BPR000100400 | 1 | Victron BatteryProtect 12/24V-100A | 1 | Listed | Already Listed |  | 39.43
1909 | 1865 | USSSP110-1975 | Battery Protection | BPR000220400 | 1 | Victron BatteryProtect 12/24V-220A | 1 | Listed | Already Listed |  | 65.14
1910 | 1866 | USSSP110-1976 | Battery Protection | BPR048100400 | 1 | Victron BatteryProtect 48V-100A | 1 | Listed | Already Listed |  | 89.14
1911 | 1867 | USSSP110-1977 | Battery Protection | BPR065022000 | 1 | Victron Smart BatteryProtect 12/24V 65A | 1 | Listed | Already Listed |  | 40
1912 | 1868 | USSSP110-1978 | Battery Protection | BPR110022000 | 1 | Victron Smart BatteryProtect 12/24V-100A | 1 | Listed | Already Listed |  | 52.57
1913 | 1869 | USSSP110-1979 | Battery Protection | BPR122022000 | 1 | Victron Smart BatteryProtect 12/24V-220A | 1 | Listed | Already Listed |  | 78.29
1914 | 1870 | USSSP110-1980 | Battery Protection | BPR110048000 | 1 | Victron Smart BatteryProtect 48V-100A | 1 | Listed | Already Listed |  | 102.29
1915 | 1871 | USSSP110-1981 | SOLAR CHARGE CONTROLLERS | SCC145110410 | 1 | Victron SmartSolar MPPT RS 450/100-TR | 1 | Listed | Already Listed |  | 871.43
1916 | 1872 | USSSP110-1982 | SOLAR CHARGE CONTROLLERS | SCC145120410 | 1 | Victron SmartSolar MPPT RS 450/200-TR | 1 | Listed | Already Listed |  | 1524.57
1917 | 1873 | USSSP110-1983 | SOLAR CHARGE CONTROLLERS | SCC010005000 | 1 | Victron BlueSolar PWM-Light 12/24V-5A | 1 | Listed | Already Listed |  | 16.57
1918 | 1874 | USSSP110-1984 | SOLAR CHARGE CONTROLLERS | SCC010010000 | 1 | Victron BlueSolar PWM-Light 12/24V-10A | 1 | Listed | Already Listed |  | 20
1919 | 1875 | USSSP110-1985 | SOLAR CHARGE CONTROLLERS | SCC010020020 | 1 | Victron BlueSolar PWM-Light 12/24V-20A | 1 | Listed | Already Listed |  | 26.29
1920 | 1876 | USSSP110-1986 | SOLAR CHARGE CONTROLLERS | SCC010030020 | 1 | Victron BlueSolar PWM-Light 12/24V-30A | 1 | Listed | Already Listed |  | 36.57
1921 | 1877 | USSSP110-1987 | SOLAR CHARGE CONTROLLERS | SCC040010020 | 1 | Victron BlueSolar PWM-Light 48V-10A | 1 | Listed | Already Listed |  | 39.43
1922 | 1878 | USSSP110-1988 | SOLAR CHARGE CONTROLLERS | SCC040020020 | 1 | Victron BlueSolar PWM-Light 48V-20A | 1 | Listed | Already Listed |  | 50.86
1923 | 1879 | USSSP110-1989 | SOLAR CHARGE CONTROLLERS | SCC040030020 | 1 | Victron BlueSolar PWM-Light 48V-30A | 1 | Listed | Already Listed |  | 59.43
1924 | 1880 | USSSP110-1990 | SOLAR CHARGE CONTROLLERS | SCC010005050 | 1 | Victron BlueSolar PWM-LCD&USB 12/24V-5A | 1 | Listed | Already Listed |  | 22.86
1925 | 1881 | USSSP110-1991 | SOLAR CHARGE CONTROLLERS | SCC010010050 | 1 | Victron BlueSolar PWM-LCD&USB 12/24V-10A | 1 | Listed | Already Listed |  | 26.29
1926 | 1882 | USSSP110-1992 | SOLAR CHARGE CONTROLLERS | SCC010020050 | 1 | Victron BlueSolar PWM-LCD&USB 12/24V-20A | 1 | Listed | Already Listed |  | 33.14
1927 | 1883 | USSSP110-1993 | SOLAR CHARGE CONTROLLERS | SCC010020060 | 1 | Victron BlueSolar PWM DUO-LCD&USB 12/24V-20A | 1 | Listed | Already Listed |  | 54.29
1928 | 1884 | USSSP110-1994 | SOLAR CHARGE CONTROLLERS | SCC010030050 | 1 | Victron BlueSolar PWM-LCD&USB 12/24V-30A | 1 | Listed | Already Listed |  | 42.86
1929 | 1885 | USSSP110-1995 | SOLAR CHARGE CONTROLLERS | SCC040010050 | 1 | Victron BlueSolar PWM-LCD&USB 48V-10A | 1 | Listed | Already Listed |  | 46.29
1930 | 1886 | USSSP110-1996 | SOLAR CHARGE CONTROLLERS | SCC010005010 | 1 | Victron BlueSolar PWM-Pro 12/24V-5A | 1 | Listed | Already Listed |  | 22.86
1931 | 1887 | USSSP110-1997 | SOLAR CHARGE CONTROLLERS | SCC010010010 | 1 | Victron BlueSolar PWM-Pro 12/24V-10A | 1 | Listed | Already Listed |  | 26.29
1932 | 1888 | USSSP110-1998 | SOLAR CHARGE CONTROLLERS | SCC010020110 | 1 | Victron BlueSolar PWM-Pro 12/24V-20A | 1 | Listed | Already Listed |  | 46.29
1933 | 1889 | USSSP110-1999 | SOLAR CHARGE CONTROLLERS | SCC010030010 | 1 | Victron BlueSolar PWM-Pro 12/24V-30A | 1 | Listed | Already Listed |  | 72.57
1934 | 1890 | USSSP110-2000 | SOLAR CHARGE CONTROLLERS | SCC900300000 | 1 | Victron Remote panel for BlueSolar PWM-Pro | 1 | Listed | Already Listed |  | 39.43
1935 | 1890 | USSSP110-2000 | SOLAR CHARGE CONTROLLERS | SCC900300000 | 1 | Victron Remote panel for BlueSolar PWM-Pro | 1 | Listed | Already Listed |  | 39.43
1936 | 1891 | USSSP110-2001 | SOLAR CHARGE CONTROLLERS | SCC900500000 | 2 | Victron MPPT Control | 1 | Listed | Already Listed |  | 52.57
1937 | 1891 | USSSP110-2001 | SOLAR CHARGE CONTROLLERS | SCC900500000 | 2 | Victron MPPT Control | 1 | Listed | Already Listed |  | 52.57
1938 | 1892 | USSSP110-2002 | SOLAR CHARGE CONTROLLERS | SCC940100100 | 1 | Victron Temperature sensor for BlueSolar PWM-Pro | 1 | Listed | Already Listed |  | 8
1939 | 1893 | USSSP110-2003 | SOLAR CHARGE CONTROLLERS | SCC940100200 | 1 | Victron BlueSolar PWM-Pro to USB interface cable | 1 | Listed | Already Listed |  | 8
1940 | 1894 | USSSP110-2005 | SOLAR CHARGE CONTROLLERS | SCC010010050R | 1 | Victron BlueSolar MPPT 75/10 | 1 | Listed | Already Listed |  | 50.86
1941 | 1895 | USSSP110-2006 | SOLAR CHARGE CONTROLLERS | SCC010015050R | 1 | Victron BlueSolar MPPT 75/15 | 1 | Listed | Already Listed |  | 59.43
1942 | 1896 | USSSP110-2007 | SOLAR CHARGE CONTROLLERS | SCC010015200R | 1 | Victron BlueSolar MPPT 100/15 | 1 | Listed | Already Listed |  | 69.14
1943 | 1897 | USSSP110-2008 | SOLAR CHARGE CONTROLLERS (CON'T) | SCC110020170R | 1 | Victron BlueSmart MPPT 100/20 (up to 48V) | 1 | Listed | Already Listed |  | 81.71
1944 | 1898 | USSSP110-2009 | SOLAR CHARGE CONTROLLERS (CON'T) | SCC020030200 | 1 | Victron BlueSolar MPPT 100/30 | 1 | Listed | Already Listed |  | 132
1945 | 1899 | USSSP110-2010 | SOLAR CHARGE CONTROLLERS (CON'T) | SCC020050200 | 1 | Victron BlueSolar MPPT 100/50 | 1 | Listed | Already Listed |  | 188
1946 | 1900 | USSSP110-2011 | SOLAR CHARGE CONTROLLERS (CON'T) | SCC020035000 | 1 | Victron BlueSolar MPPT 150/35 | 1 | Listed | Already Listed |  | 188
1947 | 1901 | USSSP110-2012 | SOLAR CHARGE CONTROLLERS (CON'T) | SCC115045222 | 1 | Victron BlueSolar MPPT 150/45-MC4 | 1 | Listed | Already Listed |  | 225.71
1948 | 1902 | USSSP110-2013 | SOLAR CHARGE CONTROLLERS (CON'T) | SCC010045300 | 1 | Victron BlueSolar MPPT 150/60-Tr | 1 | Listed | Already Listed
1949 | 1903 | USSSP110-2014 | SOLAR CHARGE CONTROLLERS (CON'T) | SCC010060200 | 1 | Victron BlueSolar MPPT 150/60-MC4 | 1 | Listed | Already Listed |  | 330.29
1950 | 1904 | USSSP110-2015 | SOLAR CHARGE CONTROLLERS (CON'T) | SCC010060300 | 1 | Victron BlueSolar MPPT 150/70-Tr | 1 | Listed | Already Listed |  | 330.29
1951 | 1905 | USSSP110-2016 | SOLAR CHARGE CONTROLLERS (CON'T) | SCC010070200 | 1 | Victron BlueSolar MPPT 150/70-MC4 | 1 | Listed | Already Listed |  | 362.86
1952 | 1906 | USSSP110-2017 | SOLAR CHARGE CONTROLLERS (CON'T) | SCC010070300 | 1 | Victron BlueSolar MPPT 150/100-Tr VE.Can | 1 | Listed | Already Listed |  | 362.86
1953 | 1907 | USSSP110-2018 | SOLAR CHARGE CONTROLLERS (CON'T) | SCC115110420 | 1 | Victron BlueSolar MPPT 250/70-Tr VE.Can | 1 | Listed | Already Listed |  | 514.86
1954 | 1908 | USSSP110-2019 | SOLAR CHARGE CONTROLLERS (CON'T) | SCC125070441 | 1 | Victron BlueSolar MPPT 250/100-Tr VE.Can | 1 | Listed | Already Listed |  | 514.86
1955 | 1909 | USSSP110-2020 | SOLAR CHARGE CONTROLLERS (CON'T) | SCC125110441 | 1 | Victron SmartSolar MPPT 75/10 | 1 | Listed | Already Listed |  | 630.29
1956 | 1910 | USSSP110-2021 | SOLAR CHARGE CONTROLLERS (CON'T) | SCC075010060R | 1 | Victron SmartSolar MPPT 75/15 | 1 | Listed | Already Listed |  | 69.71
1957 | 1911 | USSSP110-2022 | SOLAR CHARGE CONTROLLERS (CON'T) | SCC075015060R | 1 | Victron SmartSolar MPPT 100/15 | 1 | Listed | Already Listed |  | 75.43
1958 | 1912 | USSSP110-2023 | SOLAR CHARGE CONTROLLERS (CON'T) | SCC110015060R | 1 | Victron SmartSolar MPPT 100/20_48V | 1 | Listed | Already Listed |  | 88
1959 | 1913 | USSSP110-2024 | SOLAR CHARGE CONTROLLERS (CON'T) | SCC110020160R | 1 | Victron SmartSolar MPPT 100/30-12V | 1 | Listed | Already Listed |  | 105.71
1960 | 1914 | USSSP110-2025 | SOLAR CHARGE CONTROLLERS (CON'T) | SCC110030210 | 1 | Victron SmartSolar MPPT 100/30 | 1 | Listed | Already Listed |  | 152
1961 | 1915 | USSSP110-2026 | SOLAR CHARGE CONTROLLERS (CON'T) | SCC110050210 | 1 | Victron SmartSolar MPPT 100/50 | 1 | Listed | Already Listed |  | 206.86
1962 | 1916 | USSSP110-2027 | SOLAR CHARGE CONTROLLERS (CON'T) | SCC115035210 | 1 | Victron SmartSolar MPPT 150/35 | 1 | Listed | Already Listed |  | 206.86
1963 | 1917 | USSSP110-2028 | SOLAR CHARGE CONTROLLERS (CON'T) | SCC115045212 | 1 | Victron SmartSolar MPPT 150/45-Tr | 1 | Listed | Already Listed |  | 244.57
1964 | 1918 | USSSP110-2029 | SOLAR CHARGE CONTROLLERS (CON'T) | SCC115045310 | 1 | Victron SmartSolar MPPT 150/45-MC4 | 1 | Listed | Already Listed
1965 | 1919 | USSSP110-2030 | SOLAR CHARGE CONTROLLERS (CON'T) | SCC115060210 | 1 | Victron SmartSolar MPPT 150/60-Tr | 1 | Listed | Already Listed |  | 362.86
1966 | 1920 | USSSP110-2031 | SOLAR CHARGE CONTROLLERS (CON'T) | SCC115060310 | 1 | Victron SmartSolar MPPT 150/60-MC4 | 1 | Listed | Already Listed |  | 362.86
1967 | 1921 | USSSP110-2032 | SOLAR CHARGE CONTROLLERS (CON'T) | SCC115070211 | 1 | Victron SmartSolar MPPT 150/70-Tr | 1 | Listed | Already Listed |  | 396
1968 | 1922 | USSSP110-2033 | SOLAR CHARGE CONTROLLERS (CON'T) | SCC115070411 | 1 | Victron SmartSolar MPPT 150/70-Tr VE.Can | 1 | Listed | Already Listed |  | 429.14
1969 | 1923 | USSSP110-2034 | SOLAR CHARGE CONTROLLERS (CON'T) | SCC115070511 | 1 | Victron SmartSolar MPPT 150/70-MC4 VE.Can | 1 | Listed | Already Listed |  | 429.14
1970 | 1924 | USSSP110-2035 | SOLAR CHARGE CONTROLLERS (CON'T) | SCC115085411 | 1 | Victron SmartSolar MPPT 150/85-Tr VE.Can | 1 | Listed | Already Listed |  | 468.57
1971 | 1925 | USSSP110-2036 | SOLAR CHARGE CONTROLLERS (CON'T) | SCC115085511 | 1 | Victron SmartSolar MPPT 150/85-MC-4 VE.Can | 1 | Listed | Already Listed |  | 478.29
1972 | 1926 | USSSP110-2037 | SOLAR CHARGE CONTROLLERS (CON'T) | SCC115110411 | 1 | Victron SmartSolar MPPT 150/100-Tr VE.Can | 1 | Listed | Already Listed |  | 534.86
1973 | 1927 | USSSP110-2038 | SOLAR CHARGE CONTROLLERS (CON'T) | SCC115110511 | 1 | Victron SmartSolar MPPT 150/100-MC-4 VE.Can | 1 | Listed | Already Listed |  | 544.57
1974 | 1928 | USSSP110-2039 | SOLAR CHARGE CONTROLLERS (CON'T) | SCC125060221 | 1 | Victron SmartSolar MPPT 250/60-Tr VE.Can | 1 | Listed | Already Listed |  | 429.14
1975 | 1929 | USSSP110-2040 | SOLAR CHARGE CONTROLLERS (CON'T) | SCC125060321 | 1 | Victron SmartSolar MPPT 250/60-MC4 VE.Can | 1 | Listed | Already Listed |  | 429.14
1976 | 1930 | USSSP110-2041 | SOLAR CHARGE CONTROLLERS (CON'T) | SCC125070221 | 1 | Victron SmartSolar MPPT 250/70-Tr | 1 | Listed | Already Listed |  | 494.86
1977 | 1931 | USSSP110-2042 | SOLAR CHARGE CONTROLLERS (CON'T) | SCC125070421 | 1 | Victron SmartSolar MPPT 250/70-Tr VE.Can | 1 | Listed | Already Listed |  | 528
1978 | 1932 | USSSP110-2043 | SOLAR CHARGE CONTROLLERS (CON'T) | SCC125070521 | 1 | Victron SmartSolar MPPT 250/70-MC4 | 1 | Listed | Already Listed |  | 528
1979 | 1933 | USSSP110-2044 | SOLAR CHARGE CONTROLLERS (CON'T) | SCC125085411 | 1 | Victron SmartSolar MPPT 250/85-Tr VE.Can | 1 | Listed | Already Listed |  | 567.43
1980 | 1934 | USSSP110-2045 | SOLAR CHARGE CONTROLLERS (CON'T) | SCC125085511 | 1 | Victron SmartSolar MPPT 250/85-MC4 VE.Can | 1 | Listed | Already Listed |  | 577.71
1981 | 1935 | USSSP110-2046 | SOLAR CHARGE CONTROLLERS (CON'T) | SCC125110411 | 1 | Victron SmartSolar MPPT 250/100-Tr VE,Can | 1 | Listed | Already Listed |  | 633.71
1982 | 1936 | USSSP110-2047 | SOLAR CHARGE CONTROLLERS (CON'T) | SCC125110511 | 1 | Victron SmartSolar MPPT 250/100-MC4 VE.Can | 1 | Listed | Already Listed |  | 643.43
1983 | 1937 | USSSP110-2049 | SOLAR CHARGE CONTROLLERS (CON'T) | ASS030550500 | 1 | Victron VE.Direct TX digital output cable (PWM light dimming cable) | 1 | Listed | Already Listed |  | 6.86
1984 | 1938 | USSSP110-2050 | SOLAR CHARGE CONTROLLERS (CON'T) | SCC900650010 | 1 | Victron SmartSolar Pluggable Display | 1 | Listed | Already Listed |  | 33.14
1985 | 1939 | USSSP110-2051 | SOLAR CHARGE CONTROLLERS (CON'T) | SCC900500000 | 2 | Victron MPPT Control (VE.Direct cable not included) | 1 | Listed | Already Listed |  | 52.57
1986 | 1939 | USSSP110-2051 | SOLAR CHARGE CONTROLLERS (CON'T) | SCC900500000 | 2 | Victron MPPT Control (VE.Direct cable not included) | 1 | Listed | Already Listed |  | 52.57
1987 | 1940 | USSSP110-2052 | SOLAR CHARGE CONTROLLERS (CON'T) | ASS030550320 | 1 | Victron VE.Direct non inverting remote on-off cable | 1 | Same Product as USSSP110-2052 | Not Listed |  | 13.14
1988 | 1940 | USSSP110-2052 | SOLAR CHARGE CONTROLLERS (CON'T) | ASS030550320 | 1 | Victron VE.Direct non inverting remote on-off cable | 1 | Same Product as USSSP110-2052 | Not Listed |  | 13.14
1989 | 1941 | USSSP110-2053 | SOLAR CHARGE CONTROLLERS (CON'T) | SBS050100200 | 1 | Victron Smart Battery Sense short range (≤ 3m) | 1 | Listed | Already Listed |  | 20
1990 | 1942 | USSSP110-2055 | SOLAR CHARGE CONTROLLERS (CON'T) | SBS050150200 | 1 | Victron Smart Battery Sense long range (up to 10m) | 1 | Listed | Already Listed |  | 26.29
1991 | 1943 | USSSP110-2056 | SOLAR CHARGE CONTROLLERS (CON'T) | SCC950100000 | 1 | Victron MPPT WireBox-S 75-10/15 (for 75-10 & 75/15) | 1 | Listed | Already Listed |  | 16
1992 | 1944 | USSSP110-2057 | SOLAR CHARGE CONTROLLERS (CON'T) | SCC950120000 | 1 | Victron MPPT WireBox-S 100-15 (for 100/15) | 1 | Listed | Already Listed |  | 16
1993 | 1945 | USSSP110-2058 | SOLAR CHARGE CONTROLLERS (CON'T) | SCC950140000 | 1 | Victron MPPT WireBox-S 100-20 (for 100/20) | 1 | Listed | Already Listed |  | 16
1994 | 1946 | USSSP110-2059 | SOLAR CHARGE CONTROLLERS (CON'T) | SCC950200000 | 1 | Victron WireBox-M (for models with h=130mm) | 1 | Listed | Already Listed |  | 20
1995 | 1947 | USSSP110-2060 | SOLAR CHARGE CONTROLLERS (CON'T) | SCC950300300 | 1 | Victron MPPT WireBox-L MC4 150-45/60/70 & 250-60/70 | 1 | Listed | Already Listed |  | 24
1996 | 1948 | USSSP110-2061 | SOLAR CHARGE CONTROLLERS (CON'T) | SCC950300310 | 1 | Victron MPPT WireBox-L MC4 150-70 & 250/70 VE.Can | 1 | Listed | Already Listed |  | 24
1997 | 1949 | USSSP110-2062 | SOLAR CHARGE CONTROLLERS (CON'T) | SCC950400210 | 1 | Victron WireBox-XL Tr (for Tr models, h=8.5 inch) | 1 | Listed | Already Listed |  | 24
1998 | 1950 | USSSP110-2063 | SOLAR CHARGE CONTROLLERS (CON'T) | SCC950400310 | 1 | Victron WireBox-XL MC4 (for MC4 models, h=8.5 inch) | 1 | Listed | Already Listed |  | 24
1999 | 1951 |  | BATTERIES - AGM Deep Cycle (C20 capacity) | BAT406225084 | 1 | Victron 6V/240Ah AGM Deep Cycle Batt. | 1 | Re-Validation Required | Not Listed |  | 209.14
2000 | 1952 |  | BATTERIES - AGM Deep Cycle (C20 capacity) | BAT212070084 | 1 | Victron 12V/8Ah AGM Deep Cycle Batt. | 1 | Re-Validation Required | Not Listed |  | 15.43
2001 | 1953 | USSSP110-2065 | BATTERIES - AGM Deep Cycle (C20 capacity) | BAT212120086 | 1 | Victron 12V/14Ah AGM Deep Cycle Batt. | 1 | Listed | Already Listed |  | 30.86
2002 | 1954 | USSSP110-2066 | BATTERIES - AGM Deep Cycle (C20 capacity) | BAT212200084 | 1 | Victron 12V/22Ah AGM Deep Cycle Batt. | 1 | Listed | Already Listed |  | 37.71
2003 | 1955 | USSSP110-2067 | BATTERIES - AGM Deep Cycle (C20 capacity) | BAT412350084 | 1 | Victron 12V/38Ah AGM Deep Cycle Batt. | 1 | Listed | Already Listed |  | 88.57
2004 | 1956 | USSSP110-2068 | BATTERIES - AGM Deep Cycle (C20 capacity) | BAT412550084 | 1 | Victron 12V/60Ah AGM Deep Cycle Batt. | 1 | Listed | Already Listed |  | 102.29
2005 | 1957 | USSSP110-2069 | BATTERIES - AGM Deep Cycle (C20 capacity) | BAT412800084 | 1 | Victron 12V/90Ah AGM Deep Cycle Batt. | 1 | Listed | Already Listed |  | 150.29
2006 | 1958 | USSSP110-2070 | BATTERIES - AGM Deep Cycle (C20 capacity) | BAT412101084 | 1 | Victron 12V/110Ah AGM Deep Cycle Batt. | 1 | Listed | Already Listed |  | 189.14
2007 | 1959 | USSSP110-2071 | BATTERIES - AGM Deep Cycle (C20 capacity) | BAT412121084 | 1 | Victron 12V/130Ah AGM Deep Cycle Batt. | 1 | Listed | Already Listed |  | 222.29
2008 | 1960 | USSSP110-2072 | BATTERIES - AGM Deep Cycle (C20 capacity) | BAT412151084 | 1 | Victron 12V/165Ah AGM Deep Cycle Batt. | 1 | Listed | Already Listed |  | 282.29
2009 | 1961 | USSSP110-2073 | BATTERIES - AGM Deep Cycle (C20 capacity) | BAT412201084 | 1 | Victron 12V/220Ah AGM Deep Cycle Batt. | 1 | Listed | Already Listed |  | 345.14
2010 | 1962 | USSSP110-2074 | AGM Super Cycle battery with threaded insert terminals | BAT412025081 | 1 | Victron 12V25Ah AGM Super Cycle Batt. (M5) | 1 | Listed | Already Listed |  | 40
2011 | 1963 | USSSP110-2075 | AGM Super Cycle battery with threaded insert terminals | BAT412038081 | 1 | Victron 12V38Ah AGM Super Cycle Batt. (M5) | 1 | Listed | Already Listed |  | 82.86
2012 | 1964 | USSSP110-2076 | AGM Super Cycle battery with threaded insert terminals | BAT412060081 | 1 | Victron 12V60Ah AGM Super Cycle Batt. (M5) | 1 | Listed | Already Listed |  | 106.86
2013 | 1965 | USSSP110-2077 | AGM Super Cycle battery with threaded insert terminals | BAT412110081 | 1 | Victron 12V/100Ah AGM Super Cycle Batt. (M6) | 1 | Listed | Already Listed |  | 198.86
2014 | 1966 | USSSP110-2078 | AGM Super Cycle battery with threaded insert terminals | BAT412112081 | 1 | Victron 12V/125Ah AGM Super Cycle Batt. (M8) | 1 | Listed | Already Listed |  | 250.29
2015 | 1967 | USSSP110-2079 | AGM Super Cycle battery with threaded insert terminals | BAT412117081 | 1 | Victron 12V/170Ah AGM Super Cycle Batt. (M8) | 1 | Listed | Already Listed |  | 315.43
2016 | 1968 | USSSP110-2080 | AGM Super Cycle battery with threaded insert terminals | BAT412123081 | 1 | Victron 12V/230Ah AGM Super Cycle Batt. (M8) | 1 | Listed | Already Listed |  | 430.86
2017 | 1969 | USSSP110-2081 | AGM deep cycle telecom battery with threaded insert terminals | BAT412105164 | 1 | Victron 12V/115Ah AGM Telecom Batt. (M8) | 1 | Listed | Already Listed |  | 208.57
2018 | 1970 | USSSP110-2082 | AGM deep cycle telecom battery with threaded insert terminals | BAT412151164 | 1 | Victron 12V/165Ah AGM Telecom Batt. (M8) | 1 | Listed | Already Listed |  | 291.43
2019 | 1971 | USSSP110-2083 | AGM deep cycle telecom battery with threaded insert terminals | BAT412181164 | 1 | Victron 12V/200Ah AGM Telecom Batt. (M8) | 1 | Listed | Already Listed |  | 332
2020 | 1972 | USSSP110-2084 | GEL Deep Cycle (C20 capacity) | BAT412550104 | 1 | Victron 12V/60Ah Gel Deep Cycle Batt. | 1 | Listed | Already Listed |  | 117.71
2021 | 1973 | USSSP110-2085 | GEL Deep Cycle (C20 capacity) | BAT412600104 | 1 | Victron 12V/66Ah Gel Deep Cycle Batt. | 1 | Listed | Already Listed |  | 146.86
2022 | 1974 |  | GEL Deep Cycle (C20 capacity) | BAT412800104 | 1 | Victron 12V/90Ah Gel Deep Cycle Batt. | 1 | Re-Validation Required | Not Listed |  | 154.86
2023 | 1975 | USSSP110-2086 | GEL Deep Cycle (C20 capacity) | BAT412101104 | 1 | Victron 12V/110Ah Gel Deep Cycle Batt. | 1 | Listed | Already Listed |  | 192
2024 | 1976 | USSSP110-2087 | GEL Deep Cycle (C20 capacity) | BAT412121104 | 1 | Victron 12V/130Ah Gel Deep Cycle Batt. | 1 | Listed | Already Listed |  | 225.14
2025 | 1977 | USSSP110-2088 | GEL Deep Cycle (C20 capacity) | BAT412151104 | 1 | Victron 12V/165Ah Gel Deep Cycle Batt. | 1 | Listed | Already Listed |  | 290.29
2026 | 1978 | USSSP110-2089 | GEL Deep Cycle (C20 capacity) | BAT412201104 | 1 | Victron 12V/220Ah Gel Deep Cycle Batt. | 1 | Listed | Already Listed |  | 355.43
2027 | 1979 | USSSP110-2090 | GEL Deep Cycle (C20 capacity) | BAT612110081 | 1 | Victron Lead Carbon Battery 12V/106Ah (M8) (with threaded insert terminals) | 1 | Listed | Already Listed |  | 234.86
2028 | 1980 | USSSP110-2091 | GEL Deep Cycle (C20 capacity) | BAT612116081 | 1 | Victron Lead Carbon Battery 12V/160Ah (M8) (with threaded insert terminals) | 1 | Listed | Already Listed |  | 352.57
2029 | 1981 | USSSP110-2092 | LITHIUM (LiFePO4) BATTERIES | BAT512050610 | 1 | Victron LiFePO4 battery 12,8V/50Ah - Smart | 1 | Listed | Already Listed |  | 393.14
2030 | 1982 | USSSP110-2093 | LITHIUM (LiFePO4) BATTERIES | BAT512110610 | 1 | Victron LiFePO4 battery 12,8V/100Ah - Smart | 1 | Re-Validation Required | Not Listed |  | 645.14
2031 | 1983 | USSSP110-2094 | LITHIUM (LiFePO4) BATTERIES | BAT512116610 | 1 | Victron LiFePO4 battery 12,8V/160Ah - Smart | 1 | Listed | Already Listed |  | 926.29
2032 | 1984 | USSSP110-2095 | LITHIUM (LiFePO4) BATTERIES | BAT512120610 | 1 | Victron LiFePO4 Battery 12,8V/200Ah - Smart | 1 | Listed | Already Listed |  | 1274.29
2033 | 1985 | USSSP110-2096 | LITHIUM (LiFePO4) BATTERIES | BAT512132410 | 1 | Victron LiFePO4 Battery 12,8V/330Ah - Smart | 1 | Listed | Already Listed |  | 2118.29
2034 | 1986 | USSSP110-2097 | LITHIUM (LiFePO4) BATTERIES | BAT524110610 | 1 | Victron LiFePO4 Battery 25,6V/100Ah - Smart | 1 | Listed | Already Listed |  | 1316.57
2035 | 1987 | USSSP110-2098 | LITHIUM (LiFePO4) BATTERIES | BAT524120610 | 1 | Victron LiFePO4 Battery 25,6V/200Ah - Smart-a | 1 | Listed | Already Listed |  | 2263.43
2036 | 1988 | USSSP110-2099 | LITHIUM (LiFePO4) BATTERIES | BMS300200000 | 1 | Victron Battery Management System VE.Bus BMS (includes AC detector) | 1 | Listed | Already Listed |  | 87.43
2037 | 1989 | USSSP110-2100 | LITHIUM (LiFePO4) BATTERIES | BMS300200200 | 1 | Victron VE.Bus BMS V2 | 1 | Listed | Already Listed |  | 110.29
2038 | 1990 | USSSP110-2101 | LITHIUM (LiFePO4) BATTERIES | BMS400100000 | 1 | Victron Mini BMS | 1 | Listed | Already Listed |  | 33.14
2039 | 1991 | USSSP110-2106 | LITHIUM (LiFePO4) Batteries | BMS800200104 | 1 | Victron SolidSwitch 104 | 1 | Listed | Already Listed |  | 26.29
2040 | 1992 | USSSP110-1931 | LITHIUM (LiFePO4) Batteries | ASS030510120 | 1 | Victron VE.Bus BMS to BMS 12-200 alternator control cable | 1 | Re-Validation Required | Not Listed |  | 25.71
2041 | 1992 | USSSP110-1931 | LITHIUM (LiFePO4) Batteries | ASS030510120 | 1 | Victron VE.Bus BMS to BMS 12-200 alternator control cable | 1 | Re-Validation Required | Not Listed |  | 25.71
2042 | 1993 | USSSP110-2107 | LITHIUM (LiFePO4) Batteries | CYR010120450 | 1 | Victron Cyrix-Li-load 12/24V-120A | 1 | Listed | Already Listed |  | 43.43
2043 | 1994 | USSSP110-2108 | LITHIUM (LiFePO4) Batteries | CYR020120450 | 1 | Victron Cyrix-Li-load 24/48V-120A | 1 | Listed | Already Listed |  | 43.43
2044 | 1995 | USSSP110-2109 | LITHIUM (LiFePO4) Batteries | CYR010120430 | 1 | Victron Cyrix-Li-Charge 12/24V-120A | 1 | Listed | Already Listed |  | 50.86
2045 | 1996 |  | LITHIUM (LiFePO4) Batteries | CYR020120430 | 1 | Victron Cyrix-Li-Charge 24/48V-120A | 1 | Re-Validation Required | Not Listed |  | 50.86
2046 | 1997 | USSSP110-2110 | LITHIUM (LiFePO4) Batteries | CYR010120412 | 1 | Victron Cyrix-Li-ct 12/24V-120A combiner | 1 | Listed | Already Listed |  | 50.86
2047 | 1998 | USSSP110-2111 | LITHIUM (LiFePO4) Batteries | CYR010230450 | 1 | Victron Cyrix-Li-load 12/24V-230A | 1 | Listed | Already Listed |  | 109.14
2048 | 1999 | USSSP110-2112 | LITHIUM (LiFePO4) Batteries | CYR020230450 | 1 | Victron Cyrix-Li-load 24/48V-230A | 1 | Listed | Already Listed |  | 109.14
2049 | 2000 | USSSP110-2113 | LITHIUM (LiFePO4) Batteries | CYR010230430 | 1 | Victron Cyrix-Li-Charge 12/24V-230A | 1 | Listed | Already Listed |  | 109.14
2050 | 2001 |  | LITHIUM (LiFePO4) Batteries | CYR020230430 | 1 | Victron Cyrix-Li-Charge 24/48V-230A | 1 | Re-Validation Required | Not Listed |  | 109.14
2051 | 2002 | USSSP110-2114 | LITHIUM (LiFePO4) Batteries | CYR010230412 | 1 | Victron Cyrix-Li-ct 12/24V-230A combiner | 1 | Listed | Already Listed |  | 109.14
2052 | 2003 | USSSP110-2115 | LITHIUM (LiFePO4) Batteries | BMS012201000 | 1 | Victron Battery Management System 12/200 | 1 | Listed | Already Listed |  | 144
2053 | 2004 | USSSP110-2116 | LITHIUM (LiFePO4) Batteries | BMS210055000 | 1 | Victron Smart BMS 12/200 | 1 | Listed | Already Listed |  | 165.14
2054 | 2005 | USSSP110-2117 | LITHIUM (LiFePO4) Batteries | BMS110022000 | 1 | Victron Smart BMS CL 12-100 | 1 | Listed | Already Listed |  | 118.86
2055 | 2006 | USSSP110-2118 | LITHIUM (LiFePO4) Batteries | ASS070200100 | 1 | Victron Cable for Smart BMS CL 12-100 | 1 | Listed | Already Listed |  | 13.14
2056 | 2007 | USSSP110-2119 | Cables with M8 circular connector (for Li-ion batteries): see DATA CABLES | PPP012020000 | 1 | Victron Peak Power Pack 12,8V/20Ah 256Wh | 1 | Listed | Already Listed |  | 285.14
2057 | 2008 | USSSP110-2120 | Cables with M8 circular connector (for Li-ion batteries): see DATA CABLES | PPP012030000 | 1 | Victron Peak Power Pack 12,8V/30Ah 384Wh | 1 | Listed | Already Listed |  | 395.43
2058 | 2009 | USSSP110-2121 | Cables with M8 circular connector (for Li-ion batteries): see DATA CABLES | PPP012040000 | 1 | Victron Peak Power Pack 12,8V/40Ah 512Wh | 1 | Listed | Already Listed |  | 494.29
2059 | 2010 | USSSP110-2122 | Cables with M8 circular connector (for Li-ion batteries): see DATA CABLES | BAT512020705 | 1 | Victron Lithium SuperPack 12,8V/20Ah (M5) | 1 | Listed | Already Listed |  | 134.86
2060 | 2011 | USSSP110-2123 | Cables with M8 circular connector (for Li-ion batteries): see DATA CABLES | BAT512060705 | 1 | Victron Lithium Super Pack 12,8V/60Ah (M6) | 1 | Listed | Already Listed |  | 304.57
2061 | 2012 | USSSP110-2124 | Cables with M8 circular connector (for Li-ion batteries): see DATA CABLES | BAT512110710 | 1 | Victron Lithium Super Pack 12,8V/100Ah (M8) | 1 | Listed | Already Listed |  | 559.43
2062 | 2013 | USSSP110-2125 | Cables with M8 circular connector (for Li-ion batteries): see DATA CABLES | BAT512120705 | 1 | Victron Lithium Super Pack 12,8V/200Ah (M8) | 1 | Listed | Already Listed |  | 1061.14
2063 | 2014 | USSSP110-2127 | Cables with M8 circular connector (for Li-ion batteries): see DATA CABLES | BAT524050705 | 1 | Victron Lithium SuperPack 25,6V/50Ah (M8) | 1 | Listed | Already Listed |  | 675.43
2064 | 2015 | USSB100-0113 |  | DS3/QS1/QT2 AC Bus End Cap | 1 | APSystems Bus End Cap - Waterproofs the end of the AC bus - used for DS3, QS1 & QT2 | 1 |  |  |  | 8.89
2065 | 2016 |  |  | DS3/QS1/QT2 AC Cable Unlocking | 1 | APSystems AC Cable Unlocking Tool - Unlocks the inverter and the AC bus - used for DS3, QS1 & QT2 | 1
2066 | 2017 |  |  | DS3/QS1/QT2 Y-Conn Cap | 1 | APSystems DS3 Conn Cap - protects an unused connector on the AC Bus - used for DS3, QS1 &QT2 | 1 |  |  |  | 3.33
2067 | 2018 |  |  | DS3-NA - 880VA | 1 | APSystems DS3 single ph, 880W, 220V AC, 60Hz | 1 |  |  |  | 198.89
2068 | 2019 |  |  | DC Extension Cable | 1 | APSystems DC Extension Cable for QS1/YC600 2m MC4 compatible | 1 |  |  |  | 6.67
2069 | 2020 |  |  | 2061002002 | 1 | APSysterms AC 25A Female Cap. | 1
2070 | 2021 |  |  | YC1000 | 1 | APSystems 1000Watt Micro Inverter, 2 - MPPT, 208/240VAC *DISCONTINUED - LIMITED AVAILABILITY* | 1 |  |  |  | 222.22
2071 | 2022 |  |  | YC1000 AC trunk cable 4m | 1 | APSystems AC trunk end cap for use with APS YC1000 *DISCONTINUED - LIMITED AVAILABILITY* | 1 |  |  |  | 38.89
2072 | 2023 |  |  | YC1000 AC trunk cable 2m | 1 | APSystems AC trunk cable 2m for use with APS YC1000 *DISCONTINUED - LIMITED AVAILABILITY* | 1 |  |  |  | 27.78
2073 | 2024 |  |  | YC1000 AC End Cap | 1 | APSystems AC trunk cable 4m for use with APS YC1000 *DISCONTINUED - LIMITED AVAILABILITY* | 1 |  |  |  | 7.78
2074 | 2025 |  |  | YC1000 Terminal Seal Cap | 1 | APSystems Terminal seal cap for use with APS YC1000 *DISCONTINUED - LIMITED AVAILABILITY* | 1 |  |  |  | 2.22
2075 | 2026 |  |  | RSD-D-15 | 1 | APSmart RSD-D (duo) PLC, 15A, 1500V UL/1000V TUV, 0.5m input/2.2m | 1 |  |  |  | 37.78
2076 | 2027 |  |  | QT2 - 480V 5- Wire | 1 | APSystems QT2 three ph, 480V AC-60Hz, 1800W, 450W per channel, serves 4 PV modules. Ideal for connection to 4 PV modules up to 565W+* | 1 |  |  |  | 338.89
2077 | 2028 |  |  | 5-Wire Bus Cable - 4.6m - 10AWG | 1 | APSystems 3-phase 5-C Bus Cable (10AWG, TC, 4.6m) | 1 |  |  |  | 56.67
2078 | 2029 |  |  | 943000-360 | 2 | Schletter Drill screw 6.0x25 incl. EPDM sealing washer for SingleFixPro | 1 |  |  |  | 0.46
2079 | 2029 |  |  | 943000-360 | 2 | Schletter Drill screw 6.0x25 incl. EPDM sealing washer for SingleFixPro | 1 |  |  |  | 0.49
2080 | 2030 |  |  | 943000-360 | 2 | Schletter Drill screw, 6.0x25 for splice, self-drilling (2 per splice) | 1 |  |  |  | 0.46
2081 | 2030 |  |  | 943000-360 | 2 | Schletter Drill screw, 6.0x25 for splice, self-drilling (2 per splice) | 1 |  |  |  | 0.49
2082 | 2031 |  |  | PIN481800400 | 2 | Victron Phoenix 48/800 VE.Direct Schuko 230VAC | 1 |  |  |  | 213.71
2083 | 2031 |  |  | PIN481800400 | 2 | Victron Phoenix 48/800 VE.Direct Schuko 230VAC | 1 |  |  |  | 213.71
2084 | 2032 |  |  | PIN481800400 | 2 | Victron Phoenix 48/800 VE.Direct UK (BS 1363) | 1 |  |  |  | 213.71
2085 | 2032 |  |  | PIN481800400 | 2 | Victron Phoenix 48/800 VE.Direct UK (BS 1363) | 1 |  |  |  | 213.71
2086 | 2033 |  |  | SCA36KTL-US-480-V2-APS | 1 | Chint 36kW 3-Phase 480VAC, 1000VDC String Inverter, APS RSD Wirebox) | 1 |  |  |  | 4171.43
2087 | 2034 |  |  | DPA03-800V/US | 1 | Chint 800VAC 3:1 ACCB | 1 |  |  |  | 4685.71
2088 | 2035 |  |  | Cluster Mounting Bracket (Inline) | 1 | Chint Mounting Bracket for up to 3x 275kW inverters + 1x800VAC CB (inline) | 1 |  |  |  | 1828.57
2089 | 2036 |  |  | SHADE-50/60-US | 1 | Chint Shade Cover for 50/60Kw | 1 |  |  |  | 165.71
2090 | 2037 |  |  | LEGS-50/60 kW | 1 | Chint legs for 36, 50/60 kW, 25-208 | 1 |  |  |  | 108.57
2091 | 2038 |  |  | EN-COMMS-24-EXT-01 | 1 | Enphase USB Zigbee Wireless Range extender | 1 |  |  |  | 93.71
2092 | 2039 |  |  | EN-CELLMODEM-M1 | 1 | Enphase Mobile Connect. LTE CAT M1 cellular modem with 5-year data plan for the US, Puerto Rico, US Virgin Islands, Canada and Mexico. For systems of up to 60 microinverters. | 1 |  |  |  | 367.23
2093 | 2040 |  |  | EN-BRK-40A-2P-240V | 1 | Enphase Circuit Breaker, 2 pole, 40A, 10kAIC, BR240B for Enpower | 1 |  |  |  | 20.92
2094 | 2041 |  |  | BRK-175A-2P-240V | 1 | Enphase Main Breaker, 2 pole, 175A, 25kAIC, CSR2175N for Enpower | 1 |  |  |  | 150.54
2095 | 2042 |  |  | EN-EP200G101-M240US01 | 1 | Enphase IQ System Controller (Enpower) R2 connects the home to the grid, PV, and IQ batteries. It supports IQ microinverters (also supports backwards compatibility with M215 or M250 microinverters). Enphase Rapid Shutdown Switch (EN-EP200G-NA-02-RSD) is required when an IQ8 microinverter is installed with an IQ System Controller 2; sold separately. *DISCONTINUED* |  |  |  |  | 1743.75
2096 | 2043 | USIN100-0112 |  | IQ7PLUS-72-2-US | 1 | Enphase IQ 7+ microinverter, compatible with 72-cell PV modules, 295VA peak power, MC4 DC connectors. *LIMITED AVAILABILITY* | 1 |  |  |  | 129.98
2097 | 2044 | USMI100-0051 |  | IQ8A-72-M-US | 1 | Enphase IQ8+ microinverter, compatible with 72-cell PV modules, 240V, 300VA peak power, Intergrated DC Connectors | 1 |  |  |  | 177.96
2098 | 2045 |  |  | IQ8M-72-M-US | 1 | Enphase IQ8M Microinverter, compatible with 60 and 72-cell PV modules, 240V, 325VA peak power, Intergrated MC4 Connectors | 1 |  |  |  | 165.83
2099 | 2046 |  |  | EN-X2-IQ-AM1-240-4 | 1 | Enphase AC Combiner box with Envoy PCBA. 80A. Includes Pair of CT. Allows 4 branch PV circuits.IQ Combiner 4 with IEEE 1547:2018 compliant IQ Gateway. | 1 |  |  |  | 631.57
2100 | 2047 |  |  | EN-X2-IQ-AM1-240-4C | 1 | IQ Combiner 4C with IQ Gateway printed circuit board for integrated revenue grade PV production metering (ANSI C12.20 ± 0.5%) and consumption monitoring (± 2.5%). Includes Mobile Connect cellular modem (CELLMODEM-M1-06-SP-05), a plug-and-play industrial-grade cell modem for systems up to 60 microinverters. Includes a silver solar shield to match the IQ Battery and IQ System Controller and to deflect heat. Q Combiner 4C with IEEE 1547:2018 compliant IQ Gateway and CELLMODEM-M1-06-SP-05 |  |  |  |  | 988.8
2101 | 2048 |  |  | EN-B10T-AWM-1280-O | 1 | Enphase IQ Battery 10T Additional Wall Mounting Bracket | 1 |  |  |  | 54.35
2102 | 2049 |  |  | EN-B10T-MWM-1280-O | 1 | Enphase IQ8 Battery 10T Middle Wall Mount Bracket | 1 |  |  |  | 54.35
2103 | 2050 |  |  | EN-CTRL-S3-NA-01 | 1 | Enphase Control cable for communication between Enphase Energy System components (IQ System Controller 3/3G, IQ Battery 5P, IQ Combiner 5/5C) | 1 |  |  |  | 470.82
2104 | 2051 |  |  | EN-X-IQ-AM1-240-5C | 1 | Enphase IQ Combiner 5C with IQ Gateway PCBA. 80A, 120V/240V Split Phase. Includes 3 x CT-200-CLAMP (2 for consumption metering, 1 for IQ Battery metering). Includes CELLMODEM-M1-06-SP-05. Allows 4 branch PV circuits with hold down kits | 1 |  |  |  | 988.8
2105 | 2052 |  |  | EN-X-IQ-AM1-240-5 | 1 | Enphase IQ Combiner 5 with IQ Gateway PCBA. 80A, 120V/240V Split Phase. Includes 3x CT-200-CLAMP (2 for consumption and 1 for IQ Battery metering). Allows 4 branch PV circuits with hold down kits | 1 |  |  |  | 631.57
2106 | 2053 |  |  | EN-IQBATTERY-HNDL-5 | 1 | Enphase IQ Battery 5P Lifting Handles. Includes one left side and one right side lifting handle for IQ Battery 5P | 1 |  |  |  | 189.01
2107 | 2054 |  |  | EN-IQBATTERY-5P-1P-NA | 1 | Enphase IQ Battery 5P Kit Assembly for shipment to customers. Includes one IQ Battery 5P and one cover kit. | 1 |  |  |  | 3051.57
2108 | 2055 |  |  | EN-SC200D111C240US01 | 1 | Enphase IQ System Controller 3, 200A, Grid side installation, includes Neutral Forming Transformer, with load control using aux contact, No generator support, supports additional DER port, supports multimode, 240V voltage | 1 |  |  |  | 1835.59
2109 | 2056 |  |  | EN-SC200G111C240US01 | 1 | Enphase IQ System Controller 3G, 200A, Grid side installation, includes Neutral Forming Transformer, with load control using aux contact, including Generator Interconnection, supports multi-mode, 240V voltage | 1 |  |  |  | 2415.67
2110 | 2057 | USSS100-0012 |  | eVault18.5 | 1 | Fortress eVault18.5 (Lithium Ferro Phosphate (LFP), 51.2V(48V),360 AH, 18.5 KWH total capacity *LIMITED AVAILABILITY* | 1 |  |  |  | 10571.43
2111 | 2058 |  |  | ACCY-RCV1-US | 1 | FranklinWH optional junction for remote or overside PV system measurements and control. 120/240Vac, 65A max | 1 |  |  |  | 685.71
2112 | 2059 |  |  | ACCY-CT200V1-US | 1 | FrnaklinWH split current transformer kit for auxillary connection with the built-in aGate meter. Accuracy 3%. Package contains two 200A/40mA CTs, one splitter terminal block, 15m wire | 1 |  |  |  | 57.14
2113 | 2060 |  |  | ACCY-DP6Y-US | 1 | FranklinWH 6-year 4G data plan for continental US market, Alaska and Hawaii | 1 |  |  |  | 456
2114 | 2061 |  |  | ACCY-DP6Y-PR | 1 | FranklinWH 6 year 4G data plan for Puerto Rico market | 1 |  |  |  | 684.57
2115 | 2062 |  |  | SP-APR-COVER-1 | 1 | FranklinWH Metal cover for an aPower X (Compatible with AP0002, APR-05K12V1-US) | 1 |  |  |  | 685.71
2116 | 2063 |  |  | SP-AGT-COVER-1 | 1 | FranklinWH Plastic outer door for an aGate X (compatible with: AG0001, AGT-R1VA-US, AGT-R1V1-PR) | 1 |  |  |  | 342.86
2117 | 2064 |  |  | 4210064800 | 1 | Fronius Primo 3.8-1 208-240VAC | 1
2118 | 2065 |  |  | 4210063800 | 1 | Fronius Primo 5.0-1 208-240VAC | 1
2119 | 2066 |  |  | 4210062800 | 1 | Fronius Primo 6.0-1 208-240VAC | 1
2120 | 2067 |  |  | 4210061800 | 1 | Fronius Primo 7.6-1 208-240VAC | 1
2121 | 2068 |  |  | 4210060800 | 1 | Fronius Primo 8.2-1 208-240VAC | 1
2122 | 2069 |  |  | 4210075800 | 1 | Fronius Primo 10.0-1 208-240VAC | 1
2123 | 2070 |  |  | 4210076800 | 1 | Fronius Primo 11.4-1 208-240VAC | 1
2124 | 2071 |  |  | 4210077800 | 1 | Fronius Primo 12.5-1 208-240VAC | 1
2125 | 2072 | USIN100-0257 |  | 4210078800 | 1 | Fronius Primo 15.0-1 208-240VAC | 1
2126 | 2073 |  |  | 4210090800 | 1 | Fronius Symo Advanced 10.0-3 208-240VAC with DM Card | 1
2127 | 2074 |  |  | APKE00011 | 1 | Generac SnapRS (RS801) - Inline Disconnect Switch) - Outdated, newer version RS802 below | 1 |  |  |  | 27.91
2128 | 2075 |  |  | APKE00027 | 1 | Generac Demo PWRcell Inverter | 1 |  |  |  | 170.58
2129 | 2076 |  |  | HG High Voltage BMS | 1 | HomeGrid High Voltage Base /BMS (NOT AVALAIBLE UNTIL JULY 2023) | 1 |  |  |  | 3371.43
2130 | 2077 |  |  | 4000048 | 1 | Homegrid Stack'd Series Outdoor Case | 1
2131 | 2078 |  |  | XR1000-BOSS-01-M1 | 1 | IronRidge Bonded Splice, XR1000 | 1 |  |  |  | 7.04
2132 | 2079 |  |  | GM-BRC2-01-M1 | 1 | IronRidge Ground Mount Bonded Rail Connector - 2" (Priced as each / 24 per box) | 1 |  |  |  | 13.25
2133 | 2080 |  |  | QM-HUG-01-M1 | 1 | IronRidge HALO ULTRA GRIP MILL (SCREWS SOLD SEPERATELY) | 1 |  |  |  | 6.71
2134 | 2081 |  |  | IR-HW-RD1430-01-M1 | 1 | RD Structural Screw, 3.0L For QM-HUG-01-M1 (Priced as each) | 1 |  |  |  | 0.85
2135 | 2082 |  |  | QM-JBX-RF01-B1 | 1 | IronRidge The roof-mount JayBox comes with a JayBox, a flashing, and two deck screws. (DISCONTINUED) | 1 |  |  |  | 49.34
2136 | 2083 |  |  | FRS- CBLD2 | 1 | IMO Bleed Down Box. Needed for Inverters that do not have built in bleed circuitry | 1 |  |  |  | 147.06
2137 | 2084 |  |  | FRS-SIGCAB-ENDCAP | 1 | IMO End Cap for Fire Raptor | 1 |  |  |  | 4.12
2138 | 2085 |  |  | SI16-PEL64R-4 | 1 | IMO Enclosed DC Switch IP66, 16A 800Vdc | 1 |  |  |  | 44.27
2139 | 2086 |  |  | SI32-PEL64R-2 | 1 | IMO Enclosed DC Switch IP66, 32A 600VDC | 1 |  |  |  | 49.09
2140 | 2087 |  |  | SI32-PEL64R-4 | 1 | IMO Switch Disconnector, Rotary Actuator, 4 Pole,2 String, 600 V, 32 A, IP66, Screw, Front Mount | 1 |  |  |  | 57.42
2141 | 2088 |  |  | SI32-PEL64R-6 | 1 | IMO 240x160x120mm, 32A 600VDC | 1 |  |  |  | 205.64
2142 | 2089 |  |  | SI55-PEL64R-4 | 1 | IMO Enclosed DC Switch IP66, 4 Pole, 2 String, 55A, 600Vdc | 1 |  |  |  | 232.58
2143 | 2090 |  |  | SI65-PEL64R-8 | 1 | IMO Enclosed DC Switch IP66 8 Pole 4 String 65A 800VDC Rotary Handle | 1 |  |  |  | 391.26
2144 | 2091 |  |  | E-12W | 1 | IMO 12 Module Box for IMO Disconnects | 1 |  |  |  | 40.18
2145 | 2092 |  |  | E-08W | 1 | IMO 8 Module Box for IMO Disconnects | 1 |  |  |  | 30.01
2146 | 2093 |  |  | E-06W | 1 | IMO 6 Module Box for IMO Disconnects | 1 |  |  |  | 27.39
2147 | 2094 |  |  | E-36W | 1 | IMO 36 Module Box for IMO Disconnects | 1 |  |  |  | 58.93
2148 | 2095 |  |  | SI16-DBL-8 | 1 | IMO 8 Pole Disconnect (Din Mounted Modular) | 1 |  |  |  | 67.33
2149 | 2096 |  |  | SI16-DBL-4 | 1 | IMO 4 Pole Disconnect (Din Mounted Modular) | 1 |  |  |  | 33.78
2150 | 2097 |  |  | DM69-40125-RY48 | 1 | IMO 4 Pole 125A AC Disconnect Din Rail (Only RY) | 1 |  |  |  | 109.15
2151 | 2098 |  |  | DYA-1A10-12VDC | 1 | IMO DC RELAY 12Vdc | 1 |  |  |  | 202.51
2152 | 2099 |  |  | DYA-1A10-24VDC | 1 | IMO DC RELAY 24Vdc | 1 |  |  |  | 216.73
2153 | 2100 |  |  | 29001 | 1 | Krinner Ground Screw KSF G76x1300-4xM16 | 1
2154 | 2101 |  |  | 29002 | 1 | Krinner Ground Screw KSF G76x1600-4xM16 | 1
2155 | 2102 |  |  | 29003 | 1 | Krinner Ground Screw KSF G76x2100-4xM16 | 1
2156 | 2103 |  |  | 29005 | 1 | Krinner Ground Screw KSF G114x1300-4xM16 | 1
2157 | 2104 |  |  | 29006 | 1 | Krinner Ground Screw KSF G114x1600-4xM16 | 1
2158 | 2105 |  |  | 29007 | 1 | Krinner Ground Screw KSF G114x2100-4xM16 | 1
2159 | 2106 |  |  | DTG76x2“Hex | 1 | Krinner Drive Tool DTG76x2“Hex | 1 |  |  |  | 751.76
2160 | 2107 |  |  | DTG76x2.5“Hex | 1 | Krinner Drive Tool DTG76x2.5“Hex | 1 |  |  |  | 751.76
2161 | 2108 |  |  | DTG76x3“Hex | 1 | Krinner Drive Tool DTG76x3“Hex | 1 |  |  |  | 751.76
2162 | 2109 |  |  | DTG114x2“Hex | 1 | Krinner Drive Tool DTG114x2“Hex | 1 |  |  |  | 794.12
2163 | 2110 |  |  | DTG114x2.5“Hex | 1 | Krinner Drive Tool DTG114x2.5“Hex | 1 |  |  |  | 794.12
2164 | 2111 |  |  | DTG114x3“Hex | 1 | Krinner Drive Tool DTG114x3“Hex | 1 |  |  |  | 794.12
2165 | 2112 |  |  | PLC+C 180FT | 1 | Leoch 12V 180Ahr (C20) VRLA Pure Lead With Carbon, 1800 Cycles at 50% DoD | 1
2166 | 2113 |  |  | MNBCB 2000/200 | 1 | Midnite 2000amp battery combiner box. Incl. 2000A 200mV Shunt | 1 |  |  |  | 988.13
2167 | 2114 |  |  | MNEPV20-600-2PP | 1 | Midnite 600VDC din rail mount two pole breaker, width 1 in (26mm), 3,000 AIC. | 1 |  |  |  | 39.38
2168 | 2115 |  |  | MNEPV125-80-1PNP | 1 | Midnite 125 Amp, 80V DC Breaker | 1 |  |  |  | 28.13
2169 | 2116 |  |  | MNTBB-R | 1 | MidNite Four 1/0 & eleven #6 useable wire slots. 180 amps - red | 1 |  |  |  | 15.63
2170 | 2117 |  |  | MNTBB-B | 1 | MidNite Four 1/0 & eleven #6 useable wire slots. 180 amps - black | 1 |  |  |  | 15.63
2171 | 2118 |  |  | MNKID-HWB-B | 1 | MidNite MN KID for wind and hydro applications | 1 |  |  |  | 15.63
2172 | 2119 |  |  | MNMATE3BRKT | 1 | MidNite Mounting bracket for the Mate 3 | 1 |  |  |  | 33.75
2173 | 2120 |  |  | MNPV2-1000 | 1 | MidNite Two String Combiner Box. Includes a 2 position positive bus bar, 6 position PV negative bus bar and a 6 position ground bus bar. | 1 |  |  |  | 109.38
2174 | 2121 |  |  | MNPV12 | 1 | MidNite Twelve String Combiner Box | 1 |  |  |  | 206.25
2175 | 2122 |  |  | MNEDC-Quad | 1 | MidNite General use powder coated aluminum enclosure for 4 panel mount type breakers from 5 - 100 Amp. | 1 |  |  |  | 57.5
2176 | 2123 |  |  | MNE250SMA-AC-SINGLE | 1 | MidNite Solar MNE250SMA-AC-SINGLE master includes the Manual input/output 60amp, 120/240vac bypass system along with separate 60amp, 120/240vac AC input and output breakers. This E-Panel can be used in conjunction with a Sunny Island inverter as part of an AC Coupled system. Comes with a 250amp battery disconnect breaker and inverter cables. Pre-wired with AC input and output wiring. |  |  |  |  | 1155
2177 | 2124 | USIN100-0142 |  | MN3024DIY | 1 | MidNite MN3024DIY is a 3,000W, 24VDC inverter-charger that includes a built-in MPPT charge controller. | 1 |  |  |  | 490.63
2178 | 2125 |  |  | SE-SE815ESS-90HM | 1 | Bundled OGHESS8015A Includes 8kW Mojave inverter, 14.8kWh battery, Current sensor pair (200A), inverter mounting bracket, battery anti-tip wall anchors, battery cables, 6” gutter, BMS CANBUS cable, and mounting hardware. Also includes (6) OBHM-1500-NT 4-input Hoymiles microinverters, DTU communications hub, (6) 2m trunk cables, and connector tools. ***Standard shipping included |  |  |  |  | 12528.09
2179 | 2126 |  |  | SE-SE815ESS-30HM | 1 | Bundled OGHESS8015A Includes 8kW Mojave inverter, 14.8kWh battery, Current sensor pair (200A), inverter mounting bracket, battery anti-tip wall anchors, battery cables, 6” gutter, BMS CANBUS cable, and mounting hardware. Also includes (2) OBHM-1500-NT 4-input Hoymiles microinverters, DTU communications hub, (6) 2m trunk cables, and connector tools. ***Standard shipping included
2180 | 2127 |  |  | SE-SE830BLU-90HM | 1 | Bundled OGHI8048A Includes 8kW Mojave inverter, with an IBR-3-48-175 battery rack and (12) NSB190FT BLUE+ batteries providing 19.2 kWh of nameplate energy storage. Current sensor pair (200A), inverter mounting bracket, battery anti-tip wall anchors, battery cables, 6” gutter, BMS CANBUS cable, and mounting hardware. Also includes (6) OBHM-1500-NT 4-input Hoymiles microinverters, DTU communications hub, (6) 2m trunk cables, and connector tools. ***Standard shipping included
2181 | 2128 |  |  | 210HP | 1 | Outback Power 210HP VRLA-AGM Pure Lead 203.8Ah c/100, 12V Front Terminal | 1 |  |  |  | 455.06
2182 | 2129 |  |  | 106TT | 1 | Outback Power EnergyCell VRLA-AGM 106Ah c/100 12V Top Terminal | 1 |  |  |  | 201.12
2183 | 2130 |  |  | 115TT | 1 | Outback Power EnergyCell VRLA-AGM 117Ah c/100 12V Top Terminal | 1 |  |  |  | 231.46
2184 | 2131 |  |  | FW-DCA | 1 | Outback Power DC conduit adapter for all FXR Series Inverter/Chargers to DC enclosure | 1 |  |  |  | 43.82
2185 | 2132 |  |  | FW-IOBD-120/240VAC | 1 | Outback Power Dual inverter Input-Output-Bypass for FW500 – 120/240Vac output 60 Amp 14.4kW. Includes six 60A 277Vac single pole DIN mount breakers. | 1 |  |  |  | 352.81
2186 | 2133 |  |  | FW-IOBD-120VAC | 1 | Outback Power Dual inverter Input-Output-Bypass for FW500 - 120Vac output 120 Amp 14.4kW. Includes four 60A 277Vac single pole DIN mount breakers and one 60A 277/480Vac dual pole DIN mount breaker. | 1 |  |  |  | 274.16
2187 | 2134 |  |  | FW-IOBD-230VAC | 1 | Outback Power Dual inverter Input-Output-Bypass for FW500 - 230Vac output 60 Amp 13.8kW. Includes six 30A 230Vac single pole DIN mount breakers. | 1 |  |  |  | 295.51
2188 | 2135 |  |  | FW-IOBQ-120/240VAC | 1 | Outback Power Quad inverter Input-Output-Bypass for FW1000 – 120/240Vac output 120 Amp 28.8kW. Includes eight 60A 120Vac single pole DIN mount breakers and two 60A 120Vac dual pole DIN mount breakers. | 1 |  |  |  | 585.39
2189 | 2136 |  |  | FW-IOBQ-230VAC | 1 | Outback Power Quad inverter Input-Output-Bypass for FW1000 - 230Vac output 120 Amp 27.6kW. Includes twelve 30A 230Vac single pole DIN mount breakers. | 1 |  |  |  | 537.08
2190 | 2137 |  |  | FW-IOBT-120/208VAC | 1 | Outback Power Triple inverter Input-Output-Bypass for FW1000 – 120/208Vac output 60 Amp 21.6kW. Includes nine 60A 120Vac single pole DIN mount breakers. | 1 |  |  |  | 567.42
2191 | 2138 |  |  | FW-IOBT-230/400VAC | 1 | Outback Power Triple inverter Input-Output-Bypass for FW1000 – 230/400Vac output 30 Amp 20.7kW. Includes nine 30A 230Vac single pole DIN mount breakers. | 1 |  |  |  | 555.06
2192 | 2139 |  |  | SBX5048-120/240 | 1 | Outback Power 5000W, 48Vdc, 120/249Vac 60 Hz True Hybrid Energy System. **DISCONTINUED** | 1 |  |  |  | 3062.74
2193 | 2140 |  |  | DIN-60D-AC | 1 | Outback Power 60 Amp AC dual-pole circuit breaker, 277/480 VAC 50/60 Hz Dual Pole 1.0" (26mm) wide | 1 |  |  |  | 39.33
2194 | 2141 |  |  | EXTWARRFEE-FPR - 10-year | 1 | Outback Power 'Global extended warranty, adds 5 years to standard 5 year warranty, for total of 10 years. Covers all FLEXpower Radian systems (including 8kW 300V LT). | 1
2195 | 2142 |  |  | EXTWARRFEE-GS - 10-year | 1 | Outback Power 'Global extended warranty, adds 5 years to standard 5 year warranty, for total of 10 years. Covers Radian Series Inverter/Chargers. | 1
2196 | 2143 |  |  | EXTWARRFEE-FM - 10-year | 1 | Outback Power 'Global extended warranty, adds 5 years to standard 5 year warranty, for total of 10 years. Covers FLEXmax Series Charge Controllers. | 1
2197 | 2144 |  |  | 200-0002-3JTEST | 1 | Outback Power 200-0002-3JTEST (Outback FET Board Replacement for VFXR3648) | 1 |  |  |  | 370.79
2198 | 2145 |  |  | 200-3648-10 | 1 | Outback Power 200-3648-10 (=Outback replacement Control Board for GVFX3648) | 1 |  |  |  | 185.39
2199 | 2146 |  |  | 210-0015-1TEST | 1 | Outback Power 210-0015-1TEST (AC Board Spare Part for VFXR3648) | 1 |  |  |  | 284.27
2200 | 2147 |  |  | 856-0012-1 | 1 | Outback Power Fan Filters for VFX Outback Inverters | 1 |  |  |  | 2.25
2201 | 2148 |  |  | Pelio | 1 | Pylontech Rechargable Li-ion Battery Pelio | 1 |  |  |  | 1753.25
2202 | 2149 |  |  | Force H1-Battery | 1 | Pylontech Rechargeable Li-ion Battery / FH48074-FH1 | 1 |  |  |  | 1142.86
2203 | 2150 |  |  | Force H1-BMS | 1 | Pylontech Battery Controller FC0500-40S-V2-FH1 | 1 |  |  |  | 649.35
2204 | 2151 |  |  | Pelio Cable Set - Ground | 1 | Pylontech Pelio Gable Kit-G | 1
2205 | 2152 |  |  | Pelio Cable Set - Wall Mounted | 1 | Pelio Cable Kit-W | 1 |  |  |  | 168.83
2206 | 2153 |  |  | RT2-00-MINIBK2 | 1 | Roof Tech MINI II base, (include 4ea. additional Alpha Seal pads.& 40 screws) | 1 |  |  |  | 6.21
2207 | 2154 | USMS100-0511 |  | RT2-04-FBN25 | 1 | Roof Tech 5/16"-1" (25mm) Flange bolt and Flange nut | 1 |  |  |  | 0.53
2208 | 2155 | USMS100-0547 |  | RT2-04-SD5-60 | 1 | Roof Tech Screw Screw 5x60 | 1 |  |  |  | 0.74
2209 | 2156 |  |  | S-5-CorruBracket 100T | 1 | S-5-CorruBracket 100T (S5! Bracket, Corru Roof (Top Mount) 1.75" Long -AL ) | 1 |  |  |  | 6.26
2210 | 2157 |  |  | S-5-CorruBracket 100T PV | 1 | S-5-CorruBracket 100T PV | 1 |  |  |  | 6.65
2211 | 2158 |  |  | ProteaBracket-AL | 1 | S-5 ProteaBracket | 1 |  |  |  | 11.04
2212 | 2159 |  |  | S-5 KHD | 1 | S-5 KDH clamp compatible with most metal roofing materials, comes with Hex Flange bolt and four round point set screws | 1 |  |  |  | 15.73
2213 | 2160 |  |  | EJOT SOLAR ATB | 1 | S-5 EJOT SOLAR ATB (EJOT Adjustable Trap Bracket to fasten mounting systems for PV an… *DISCONTINUED* | 1 |  |  |  | 8.67
2214 | 2161 | USMS100-0483 |  | S-5-NH 1.5 | 1 | S-5-NH 1.5 | 1 |  |  |  | 7.88
2215 | 2162 |  |  | S-5-NH 1.5 Mini | 1 | S-5-NH 1.5 Mini (No Bolt) | 1 |  |  |  | 7.07
2216 | 2163 |  |  | .900 T Set Screw | 1 | S-5 Screw, Set 3/8-24 x .9" T (oval point screw for S-5 Clamps, sold individually) | 1 |  |  |  | 0.41
2217 | 2164 |  |  | 120020-02400 | 1 | Schletter Pro 35 - 2.4m (7.85') length | 1 |  |  |  | 20
2218 | 2165 |  |  | 120020-04800 | 1 | Schletter Pro 35 - 4.8m (15.75') length | 1 |  |  |  | 39.4
2219 | 2166 |  |  | 120021-04800 | 1 | Schletter Pro 50 - 4.8m (15.75') length | 1 |  |  |  | 45.98
2220 | 2167 |  |  | 120021-006 | 1 | Schletter Pro 50 - 6m (19.70') length | 1 |  |  |  | 57.48
2221 | 2168 |  |  | 120022-006 | 1 | Schletter Pro 70 - 6m (19.70') length | 1 |  |  |  | 72.44
2222 | 2169 |  |  | 129200-000 | 1 | Schletter Splice (Pro Internal Connector) | 1 |  |  |  | 3.45
2223 | 2170 |  |  | 109008-024 | 1 | Schletter Rapfix Pro | 1 |  |  |  | 3.15
2224 | 2171 |  |  | 119001-020 | 1 | Schletter Klick Top Pro | 1 |  |  |  | 2.79
2225 | 2172 |  |  | 119026-102 | 1 | Schletter Rapid2+ Pro SML | 1 |  |  |  | 4.89
2226 | 2173 |  |  | 113009-003 | 1 | Schletter Single FixPro (1 piece - requires 2 screws) | 1 |  |  |  | 0.98
2227 | 2174 |  |  | 119014-212 | 1 | Schletter Fix T-K Pro | 1 |  |  |  | 7.48
2228 | 2175 |  |  | 112001-105 | 1 | Schletter Seam Clamp Pro 503 | 1 |  |  |  | 3.31
2229 | 2176 |  |  | 130004-300 | 1 | Schletter Clampfit Pro | 1 |  |  |  | 2.28
2230 | 2177 |  |  | 131020-001 | 1 | Schletter RapidPro mid clamp | 1 |  |  |  | 1.56
2231 | 2178 |  |  | 131020-000 | 1 | Schletter RapidPro end clamp | 1 |  |  |  | 1.55
2232 | 2179 |  |  | 131020-901 | 1 | Schletter RapidPro mid clamp - black anodized | 1 |  |  |  | 2.54
2233 | 2180 |  |  | 131020-900 | 1 | Schletter RapidPro end clamp - black anodized | 1 |  |  |  | 2.54
2234 | 2181 |  |  | 129200-010 | 1 | Schletter Pro plastic end cap | 1 |  |  |  | 0.74
2235 | 2182 |  |  | 129065-001 | 1 | Schletter Proklip-Multi 10S | 1 |  |  |  | 0.26
2236 | 2183 |  |  | 149023-001 | 1 | Schletter Mounting clips 1.0 – 3.0 mm, upper guide | 1 |  |  |  | 0.23
2237 | 2184 |  |  | 149023-002 | 1 | Schletter Mounting clips 1.0 – 3.0 mm, lateral guide | 1 |  |  |  | 0.23
2238 | 2185 |  |  | 129063-002 | 1 | Schletter RapidCon90 | 1 |  |  |  | 0.85
2239 | 2186 |  |  | 942000-902 | 1 | Schletter Pro hammerhead nut | 1 |  |  |  | 0.36
2240 | 2187 |  |  | 000019-779 | 1 | Schletter Standard 2V PVMax Girder Assembly | 1 |  |  |  | 324.06
2241 | 2188 |  |  | 147001-01990 | 1 | Schletter PVMax Strut, 55x55, 1990mm, for 30° Girder | 1 |  |  |  | 41.29
2242 | 2189 |  |  | 147001-02612 | 1 | Schletter PVMax Strut, 55x55, 2612mm, for 45° Girder | 1 |  |  |  | 54.2
2243 | 2190 |  |  | 124307-04400 | 1 | Schletter Rail, S1.8, 4.4m | 1 |  |  |  | 122.24
2244 | 2191 |  |  | 129306-001 | 1 | Schletter S1.8 Splice without hardware | 1 |  |  |  | 9.48
2245 | 2192 |  |  | 147003-021 | 1 | Schletter Base Foot, Universal, 7 holes (2 per girder) | 1 |  |  |  | 16.73
2246 | 2193 |  |  | 000021-340 | 1 | Schletter EPDM for Base Foot (2 per girder) | 1 |  |  |  | 4.55
2247 | 2194 |  |  | 943612-100 | 1 | Schletter Screw, Hexhead, M12 (3 per girder) | 1 |  |  |  | 2.35
2248 | 2195 |  |  | 943912-012 | 1 | Schletter Nut, Flange, Serrated, M12 (3 per girder) | 1 |  |  |  | 0.55
2249 | 2196 |  |  | 147005-000 | 1 | Schletter Claw for Base (6 per girder) | 1 |  |  |  | 3
2250 | 2197 |  |  | 131121-001 | 1 | Schletter Rapid16 Middle Clamp, 30-40mm | 1 |  |  |  | 1.63
2251 | 2198 |  |  | 131101-001 | 1 | Schletter Rapid16 End Clamp, 30-40mm, V | 1 |  |  |  | 1.63
2252 | 2199 |  |  | 131121-901 | 1 | Schletter Rapid16 Middle Clamp, 30-40mm Black Anodized | 1 |  |  |  | 2.68
2253 | 2200 |  |  | 131101-901 | 1 | Schletter Rapid16 End Clamp, 30-40mm, V Black Anodized | 1 |  |  |  | 2.68
2254 | 2201 |  |  | 131101-002 | 1 | Schletter End Clamp, Rapid 16, 40-50mm V+H | 1 |  |  |  | 1.63
2255 | 2202 |  |  | 131121-002 | 1 | Schletter Middle clamp Rapid16 40-50 V+H | 1 |  |  |  | 1.63
2256 | 2203 |  |  | 865-BCS-2200 | 1 | Schneider Backup Control Switch, 2P 200A, 120/240 V, Meter | 1 |  |  |  | 1882.24
2257 | 2204 |  |  | RNW0J0288 | 1 | Schneider Conext SW 4024 Control Board - 120 VAC | 1 |  |  |  | 234.2
2258 | 2205 |  |  | RNW0J0304 | 1 | Schneider PCA DSP SENSING&CONTROL XW 6048 120/240V | 1 |  |  |  | 445.27
2259 | 2206 |  |  | RNW0J0311 | 1 | Schneider PCA NETWORKING&FAN CONTROL XW SPARE PART | 1 |  |  |  | 123.79
2260 | 2207 |  |  | RNW0J0378 | 1 | Schneider PCA DSP SENSING & CONTROL XW+ 6848 120/240 | 1 |  |  |  | 718.93
2261 | 2208 |  |  | RNW0J0379 | 1 | Schneider PCA DSP SENSING & CONTROL XW+ 5548 | 1 |  |  |  | 718.93
2262 | 2209 |  |  | RNWCMR50 | 1 | Schneider CM/R-50 Remote Display | 1 |  |  |  | 61.8
2263 | 2210 |  |  | A-5PHI-SA-12 | 1 | Simpliphi AccESS 19 (5x PHI 3.8kWh @48V) - with 12kW Inverter & Integrated Charge Controllers | 1 |  |  |  | 22191.01
2264 | 2211 |  |  | BOSS-6-COMB-1000 | 1 | Simpliphi BOSS.6 1000A Battery Combiner, Outdoor Rated | 1 |  |  |  | 3314.61
2265 | 2212 |  |  | BOSS-6-COMB-2000 | 1 | Simpliphi Simpliphi BOSS.6 2000A Battery Combiner, Outdoor Rated | 1 |  |  |  | 3758.43
2266 | 2213 |  |  | ABJP-1 | 1 | Heating Pad Solution- 1 per battery | 1 |  |  |  | 387.64
2267 | 2214 |  |  | SBSE3.8-US-50 | 1 | SMA Sunny Boy Smart Energy 3.8-US | 1 |  |  |  | 1643.82
2268 | 2215 |  |  | SBSE4.8-US-50 | 1 | SMA Sunny Boy Smart Energy 4.8-US | 1 |  |  |  | 1868.54
2269 | 2216 |  |  | SBSE5.8-US-40 | 1 | SMA Sunny Boy Smart Energy 5.8-US | 1 |  |  |  | 2155.06
2270 | 2217 |  |  | SBSE7.7-US-50 | 1 | SMA Sunny Boy Smart Energy 7.7-US | 1 |  |  |  | 2551.69
2271 | 2218 |  |  | 3-125-1500-2-21 | 1 | SMA Sunny Highpower Peak3 (SHP 125-US-21) 125KV 480VAC 1500V String Inverter | 1 |  |  |  | 9551.12
2272 | 2219 |  |  | 3-150-1500-2-21 | 1 | SMA Sunny Highpower Peak3 (SHP 150-US-21) 150KV 600VAC 1500V String Inverter | 1 |  |  |  | 9691.01
2273 | 2220 |  |  | UPSYS-DC-FUSE-1500-350A | 1 | SMA DC fuse link for use with central inverters of the Utility Power System, 1500V IEC/UL 350A Utility Power System, 1500V IEC/UL | 1 |  |  |  | 124.67
2274 | 2221 |  |  | UPSYS-DC-FUSE-1500-400A | 1 | SMA DC fuse link for use with central inverters of the Utility Power System, 1500V IEC/UL 400A Utility Power System, 1500V IEC/UL | 1 |  |  |  | 126.02
2275 | 2222 |  |  | UPSYS-DC-FUSE-1500-750A | 1 | SMA DC fuse link for use with central inverters of the Utility Power System, 1500V IEC/UL 750A Utility Power System, 1500V IEC/UL | 1 |  |  |  | 266.33
2276 | 2223 |  |  | 119814-00.02 | 1 | SMA JMS-F Sunspec compliant PV Module Level Rapid Shutdown Device including 1.2 meter PV cable and MC4 connector (Must purchase multiples of 40 units) | 1 |  |  |  | 30.22
2277 | 2224 |  |  | RS 485 Cable | 1 | SMA 50" Cable of shielded RS485 Cable (End of Life) | 1 |  |  |  | 47.5
2278 | 2225 |  |  | Sol-Ark-5K | 1 | Sol-Ark 5K 120/240V 4+ Battery System. Up to 6500W solar panels. No panels. No Batteries. 5-Year Standard Warranty, INDOOR/OUTDOOR NEMA-3R (Not currently available) | 1 |  |  |  | 4157.3
2279 | 2226 | USIN100-0005 |  | Sol-Ark-8K-48-ST | 1 | Sol-Ark 8K 120/240/208V Split Phase 48Vdc Hybrid All-In-One 10 Year Standard Warranty | 1 |  |  |  | 4044.94
2280 | 2227 |  |  | SA-PCC230 | 1 | Sol-Ark PCC230 Partial Charge Carbon AGM Battery: 2.8KWh 3000 cycles5-Year Standard Warranty ORDER MINIMUM 50 pcs. | 1 |  |  |  | 1011.24
2281 | 2228 |  |  | SA-PCC230-Rack 8 | 1 | Sol-Ark 8 PCC-230 Battery Rack, Includes Wire | 1 |  |  |  | 898.88
2282 | 2229 |  |  | SA-PCC230-Rack 16 | 1 | Sol-Ark 16 PCC-230 Battery Rack, Includes Bus Bars | 1 |  |  |  | 1573.03
2283 | 2230 |  |  | O900-80V | 1 | Sol-Ark Optimizer, 1 unit/module, includes monitoring & RSD | 1 |  |  |  | 57.3
2284 | 2231 |  |  | TX 12K-A | 1 | Sol-Ark TX/RX Transmitter for 8K-2P & 12K-2P | 1 |  |  |  | 275.28
2285 | 2232 |  |  | TX 15K-A | 1 | Sol-Ark TX/RX Transmitter for Limitless-15k | 1 |  |  |  | 353.93
2286 | 2233 | USIN100-0052 |  | SE3000H-US000BNU4 | 1 | SolarEdge SE3000H-US Single Phase Inverter | 1 |  |  |  | 1217.78
2287 | 2234 | USIN100-0286 |  | SE3800H-US000BNU4 | 1 | SolarEdge SE3800H-US Single Phase Inverter | 1 |  |  |  | 1245.56
2288 | 2235 | USIN100-0275 |  | SE5000H-US000BNU4 | 1 | SolarEdge SE5000H-US Single Phase Inverter | 1 |  |  |  | 1555.56
2289 | 2236 | USIN100-0150 |  | SE6000H-US000BNU4 | 1 | SolarEdge SE6000H-US Single Phase Inverter | 1 |  |  |  | 1647.78
2290 | 2237 | USIN100-0070 |  | SE7600H-US000BEU4 | 1 | SolarEdge SE7600H-US Single Phase Inverter | 1 |  |  |  | 1901.11
2291 | 2238 | USIN100-0055 |  | SE7600H-US000BNI4 | 1 | Single Phase HD-Wave Inverter, 7.6kW, w/ RGM and Consumption Meter, with SetApp configuration | 1 |  |  |  | 2101.9
2292 | 2239 |  |  | SE10000H-US000BEU4 | 1 | SolarEdge SE10000H-US Single Phase Inverter | 1 |  |  |  | 2376.67
2293 | 2240 | USIN100-0241 |  | SE11400H-US000BNU4 | 1 | SolarEdge SE SE11400H-US Single Phase Inverter | 1 |  |  |  | 2600.2
2294 | 2241 | USIN100-0146 |  | SE11400H-US000BEU4 | 1 | SolarEdge SE11400H-US Single Phase Inverter | 1 |  |  |  | 2600.2
2295 | 2242 |  |  | SE6000H-US000BEI4 | 1 | SolarEdge SE6000H-US Single Phase Inverter With RGM and Consumption Meter | 1 |  |  |  | 1894.17
2296 | 2243 |  |  | SE 9K-US | 1 | SolarEdge 9K-US (SE 9K-US Three Phase Inverter – 208) | 1 |  |  |  | 2436.42
2297 | 2244 |  |  | SE-10K-USR2IBNZ4 | 1 | SolarEdge Three Phase SetAPP inverter, 10.0kW, 208V - with AC RSD, DC Safety Switch and AFCI. | 1 |  |  |  | 2737.12
2298 | 2245 |  |  | SE-14.4K-USR2IBNZ4 | 1 | SolarEdge SE-14.4K Three Phase Inverter - 208V | 1 |  |  |  | 3211.78
2299 | 2246 | USIN100-0305 |  | SE17.3K-USR2IBNZ4 | 1 | SolarEdge SE-17.3K Three Phase Inverter - 208V | 1 |  |  |  | 3211.78
2300 | 2247 |  |  | SE-30K-USR8IBNZ4 | 1 | SolarEdge SE-30K Three Phase Synergy Manager - 480V | 1 |  |  |  | 2848.94
2301 | 2248 | USSSP110-1257 |  | SE-40K-USR08IBNZ4 | 1 | SolarEdge SE-40K Three Phase Synergy Manager - 480V | 1 |  |  |  | 2916.14
2302 | 2249 | USIN100-0053 |  | SE-43.2K-US02IBNZ4 | 1 | SolarEdge SE-43.2K Three Phase Synergy Manager - 208 V (3 secondary units required) | 1 |  |  |  | 1902.23
2303 | 2250 | USIN100-0040 |  | SE-50K-US02IBNZ4 | 1 | SolarEdge SE-50K Three Phase Synergy Manager - 208V (3 secondary units required) | 1 |  |  |  | 2365.16
2304 | 2251 | USIN100-0079 |  | SE-66.6K-US08IBNZ4 | 1 | SolarEdge SE-66.6K Three Phase Synergy Manager - 480V (2 secondary units required) | 1 |  |  |  | 1189.83
2305 | 2252 |  |  | SE-80K-US08IBNZ4 | 1 | SolarEdge SE-80K Three Phase Synergy Manager - 480V (2 secondary units required) | 1 |  |  |  | 1437.9
2306 | 2253 | USSSP110-1262 |  | SE-100K-US08IBNZ4 | 1 | SolarEdge SE-100K Three Phase Synergy Manager - 480V (3 secondary units required) | 1 |  |  |  | 1856.14
2307 | 2254 | USIN100-0076 |  | SE-120K-US08IBNZ4 | 1 | SolarEdge SE-120K Three Phase Synergy Manager - 480V (3 secondary units required) | 1 |  |  |  | 2365.16
2308 | 2255 |  |  | SE-SUK-USROINNN4 | 1 | SolarEdge SE Synergy Unit - Used with Synergy Managers | 1 |  |  |  | 1630.44
2309 | 2256 |  |  | DCD-3PH-1TBK | 1 | SolarEdge DCD-3PH-1TBK (SolarEdge, Single Input Kit for SE14.4KUS & SE33.3KUS Safety Switch... | 1 |  |  |  | 431.03
2310 | 2257 |  |  | P-370 | 1 | P-370 - MC4 60V Power Optimizer *DISCONTINUED* | 1 |  |  |  | 73.89
2311 | 2258 | USSSP110-1265 |  | S440-1GM4MRM | 1 | SolarEdge S-440 Optimizer for modules up to 440Wp nd 14.5 A Isc | 1 |  |  |  | 92.22
2312 | 2259 |  |  | S500-1GM4MRM | 1 | SolarEdge S-500 Optimizer for modules up to 500Wp nd 15 A Isc | 1 |  |  |  | 97.78
2313 | 2260 | USSSP110-1269 |  | P-485 | 1 | SolarEdge P-485 - MC4 - 485W Optimizer | 1 |  |  |  | 95.61
2314 | 2261 | USSSP110-1270 |  | P-505 | 1 | SolarEdge P-505 - MC4 - 505W Optimizer | 1 |  |  |  | 95.61
2315 | 2262 | USSSP110-1271 |  | P-960 | 1 | SolarEdge 2:1 Module Power Optimizer, up to 960W via dual 60V MC4 Inputs, PVRSS Compliant, Output 2.3m, Input 1.6m – Commercial Inverters only – 208/480V | 1 |  |  |  | 88.6
2316 | 2263 | USSSP110-1272 |  | P-1101-4NMYMRT | 1 | SolarEdge P1101 Power Optimizer, 1100W/125V, PVRSS Compliant, Output 2.4m, Input 1.6m, Commercial Inverters only – 208/480V. MC4 connectors | 1 |  |  |  | 103.08
2317 | 2264 |  |  | S1201-1GMYMRV | 1 | SolarEdge S-1201 Power Optimizer, 2:1 Power Optimizer, 1200W/125V Max VOC, Commercial Inverters only – 208/480V | 1 |  |  |  | 123.94
2318 | 2265 | USSSP110-1273 |  | SE-3000H-USS3BBC14 | 1 | SolarEdge Single Phase Energy Hub 3kW / Grid Capable / EV Charging Inverter | 1 |  |  |  | 1837.08
2319 | 2266 |  |  | SE3800H-USMNBBL14 | 1 | Single Phase Energy Hub, 3.8kW, 6.9kW battery access, w/ RGM and Consumption Monitoring, 5 year cellular plan | 1 |  |  |  | 2009.38
2320 | 2267 | USSSP110-1274 |  | SE3800H-USS3BBC14 | 1 | SolarEdge Single Phase Energy Hub 3.8kW / Grid Capable / EV Charging Inverter | 1 |  |  |  | 1906.23
2321 | 2268 |  |  | SE6000H-USS3BBC14 | 1 | SolarEdge Single Phase Energy Hub 6kW / Grid Capable / EV Charging Inverter | 1 |  |  |  | 2324.96
2322 | 2269 |  |  | SE7600H-USSNBBL14 | 1 | SolarEdge Single Phase Energy Hub, 7.6kW inverter with 10kW battery access. RGM, Consumption Monitoring, 5 year cellular plan included.**Compatible with SE Battery Bank and LG CHEM RESU PRIME** | 1 |  |  |  | 2744.44
2323 | 2270 | USSS100-0022 |  | SE10000H-USSNBBL14 | 1 | SolarEdge Single Phase Energy Hub 10kW / Grid Capable / EV Charger Inverter | 1 |  |  |  | 3335.76
2324 | 2271 | USSSP110-1278 |  | BI-NUSGN-02 | 1 | SolarEdge Backup Interface for Load Side Connection | 1 |  |  |  | 1978.04
2325 | 2272 | USSS100-0016 |  | BI-EUSGN-02 | 1 | SolarEdge Backup Interface for Service Side Connection | 1 |  |  |  | 2250.47
2326 | 2273 |  |  | SE-BAT-10K1PS0B-02 | 1 | SolarEdge Energy Bank 10 kWh Battery | 1 |  |  |  | 7246.67
2327 | 2274 | USSB100-0098 |  | RESU-10H-Prime | 1 | SolarEdge 9.6kwH, 400V Lithium ion battery safe for residential. Compatible with the StorEdge / EnergyHub residential inverters. | 1 |  |  |  | 3073.2
2328 | 2275 |  |  | RESU16H-Prime | 1 | SolarEdge 16kwH, 400V Lithium ion battery safe for residential. Compatible with the StorEdge / EnergyHub residential inverters. | 1 |  |  |  | 3959.7
2329 | 2276 | USSSP110-1281 |  | SE-CT-SPL-225A-T-01 | 1 | SolarEdge 225 amp clamp style CT. Two needed with each SE-MTR240-0-000-S1 to provide accurate L1 / L2 readings. Communicates via RS485, 3-wire shielded twisted pair. 5 year warranty included. | 1 |  |  |  | 33.66
2330 | 2277 | USSSP110-1283 |  | SE-IAC-RBAT-FLRSTD-01 | 1 | SolarEdge Energy Bank Floor Stand Kit | 1 |  |  |  | 575.56
2331 | 2278 | USSSP110-1284 |  | SE-IAC-RBAT-HANDLE-01 | 1 | SolarEdge Reusable Lifting Handles for SolarEdge Battery Bank (1 pack = 4 pieces) | 1 |  |  |  | 92.82
2332 | 2279 | USSSP110-1285 |  | SE-IAC-RBAT-USYCBL-01 | 1 | SolarEdge MC4 Parallel Branch Connectors (bag of 10) | 1 |  |  |  | 356.04
2333 | 2280 | USWC001-0054 |  | SE-EV-SA-KIT-LJ40P | 1 | SolarEdge Smart EV Charger. Stand alone EV charger with cable and AC Level 2 Charger included. | 1 |  |  |  | 705.84
2334 | 2281 |  |  | SE-EV-KIT-25J40-2 | 1 | SolarEdge EV Charger Holder and Cable, 40 Amps, J1772 Connector, 25' Cable | 1 |  |  |  | 414.54
2335 | 2282 | USSSP110-1286 |  | SE-MTR240-NN-S-S1 | 1 | SolarEdge 1PH, 240V Elec. Meter, NEMA3R. Needs 2 CT (either 200 or 400 amp) for operation. Meter and CT Sold separately. | 1 |  |  |  | 197.37
2336 | 2283 |  |  | SE-CB-UPG-63-01 | 1 | 63A Circuit Breaker for Backup Interface kit This SKU is required for 10kW battery access Energy Hub inverters | 1 |  |  |  | 33.33
2337 | 2284 | USSSP110-1287 |  | SE-WFGW-B-S1-NA | 1 | SolarEdge Wireless gateway + antenna | 1 |  |  |  | 259.02
2338 | 2285 |  |  | CELL-B-R05-US-S-S2 | 1 | SolarEdge Cellular Plug-in with 5yr Data Plan For Residential SetApp Inverter. | 1 |  |  |  | 361.11
2339 | 2286 |  |  | CELL-B-R05-US-T-S5 | 1 | SolarEdge Cellular Plug-in w/plan, AC²1000kW, 5 year plan, | 1 |  |  |  | 1648.38
2340 | 2287 | USSSP110-1288 |  | SE1000-RSD-S3-B | 1 | SolarEdge SE1000-RSD-S3-B (SRE - SolarEdge Rapid Shutdown Kit for SE14.4KUS & 33.3KUS 3-pha... | 1 |  |  |  | 216.39
2341 | 2288 |  |  | SE-1000-SEN-TAMB-S2 | 1 | SolarEdge Ambient temperature sensor 0-10V | 1 |  |  |  | 251.77
2342 | 2289 |  |  | SE-1000-SEN-IRR-S1 | 1 | SolarEdge Irradiance sensor 0-1.4V | 1 |  |  |  | 381.47
2343 | 2290 |  |  | SE-1000-SEN-TMOD-S2 | 1 | SolarEdge Module temperature sensor 4-20mA | 1 |  |  |  | 279.23
2344 | 2291 |  |  | SE-WFRPT-B-S1-NA | 1 | SolarEdge Wireless Repeater | 1 |  |  |  | 106.17
2345 | 2292 |  |  | SS-8 | 1 | Solar Stack - Standard Profile 8” | 1 |  |  |  | 16.86
2346 | 2293 |  |  | SS-12 | 1 | Solar Stack - Standard Profile 12” | 1 |  |  |  | 20.35
2347 | 2294 |  |  | SS-8 TK5 | 1 | Solar Stack - 5 Degree Tilt Kit 8” (low and high mount) | 1 |  |  |  | 38.37
2348 | 2295 |  |  | SS-8 TK10 | 1 | Solar Stack - 10 Degree Tilt Kit 8” (low and high mount) | 1 |  |  |  | 43.02
2349 | 2296 |  |  | SS-12 TK5 | 1 | Solar Stack - 5 Degree Tilt Kit 12” (low and high mount) | 1 |  |  |  | 41.86
2350 | 2297 |  |  | SS-12 TK10 | 1 | Solar Stack - 10 Degree Tilt Kit 12” (low and high mount) | 1 |  |  |  | 46.51
2351 | 2298 |  |  | SS- Foam | 1 | Solar Stack ICP AH-160 - ProPack 30 | 1 |  |  |  | 639.53
2352 | 2299 |  |  | SS-End Caps | 1 | Solar Stack End Caps - Standard Profile ONLY | 1 |  |  |  | 2.33
2353 | 2300 |  |  | SS-TPO Primer | 1 | Solar Stack GAF TPO Red Primer - 1 Gallon - for TPO roofs | 1 |  |  |  | 87.21
2354 | 2301 |  |  | SS-Primer & Coating | 1 | Solar Stack GAF Acrylic Top Coat - 5 Gallon - for metal, modified-bitumen, TPO, EPDM, PVC, Concrete roofs Also, used as UV protection | 1 |  |  |  | 203.49
2355 | 2302 |  |  | SS-Cleaner | 1 | Solar Stack GAF Cleaning Concentrate - Used to clean all roof surfaces | 1 |  |  |  | 87.21
2356 | 2303 | USIN100-0028 |  | Solis-1P10K-4G-US-SPRT | 1 | 10.0kW Single Phase Four MPPT (IN STOCK- CHANGE TO APST ONCE STOCK RUNS OUT) | 1 |  |  |  | 1616.85
2357 | 2304 |  |  | Solis-1P3.6K-4G-US-APST | 1 | Solis Solar Inverter 3.6kw 4G Single phase Dual MPPT. US Version with APS transmitter with 10 years warranty (NS) | 1 |  |  |  | 1043.82
2358 | 2305 |  |  | Solis-1P5K-4G-US-APST | 1 | Solis Solar Inverter 5kw 4G Single phase Dual MPPT. US Version with APS transmitter with 10 years warranty (NS) | 1 |  |  |  | 1128.09
2359 | 2306 |  |  | Solis-1P6K-4G-US-APST | 1 | Solis Solar Inverter 6kw 4G Single phase Three MPPT. US Version with APS transmitter with 10 years warranty (S) | 1 |  |  |  | 1362.92
2360 | 2307 |  |  | Solis-1P7.6K-4G-US-APST | 1 | Solis Solar Inverter 7.6kw 4G Single phase Three MPPT. US Version with APS transmitter with 10 years warranty (S) | 1 |  |  |  | 1430.34
2361 | 2308 |  |  | Solis-1P10K-4G-US-APST | 1 | Solis Solar Inverter 10kw 4G Single phase Four MPPT. US Version with APSc transmitter with 10 years warranty (S) | 1 |  |  |  | 1616.85
2362 | 2309 |  |  | S1-W4G-ST-10-4PIN | 1 | Solis Plugin WIFI / Cellular Stick, 10 year plan ≤10 inverters, 4 Pin Connection, - 2 year Standard Warranty | 1 |  |  |  | 487.64
2363 | 2310 |  |  | Solis-EPM3-5G-Pro | 1 | Solis Export Power Manger for zero feed functions- 2 Year Standard Warranty | 1 |  |  |  | 405.62
2364 | 2311 |  |  | Solis-ACCombiner-800V/630A | 1 | Solis-ACCombiner-800V/630A - 5 year Standard Warranty | 1 |  |  |  | 4175.28
2365 | 2312 |  |  | Solis-ACCombiner-800V/800A | 1 | Solis-ACCombiner-800V/800A - 5 year Standard Warranty | 1 |  |  |  | 4406.74
2366 | 2313 |  |  | Solis-ACCombiner-800V/1000A | 1 | Solis-ACCombiner-800V/1000A - 5 year Standard Warranty | 1 |  |  |  | 4639.33
2367 | 2314 |  |  | S6-GC25K-US-RSS | 1 | Solis 25kW Three Phase Three MPPT w/ AFCI w/TIGO TX - 10 Year Standard Warranty (NS) | 1 |  |  |  | 2140.45
2368 | 2315 |  |  | S6-GC33K-US-RSS | 1 | Solis 33kW Three Phase Three MPPT w/ AFCI w/TIGO TX - 10 Year Standard Warranty (NS) | 1 |  |  |  | 2865.17
2369 | 2316 |  |  | S6-GC36K-US-RSS | 1 | Solis 36kW Three Phase Three MPPT w/ AFCI w/ FAN w/TIGO TX - 10 Year Standard Warranty (NS) | 1 |  |  |  | 3206.74
2370 | 2317 |  |  | S6-GC40K-US-RSS | 1 | Solis 40kW Three Phase Three MPPT w/ AFCI w/ FAN w/TIGO TX - 10 Year Standard Warranty (NS) | 1 |  |  |  | 3433.71
2371 | 2318 |  |  | S6-GC50K-US-RSS | 1 | Solis 50kW Three Phase Four MPPT w/ AFCI w/ FAN w/TIGO TX - 10 Year Standard Warranty (NS) | 1 |  |  |  | 3647.19
2372 | 2319 |  |  | S6-GC60K-US-RSS | 1 | Solis 60kW Three Phase Four MPPT w/ AFCI w/ FAN w/TIGO TX - 10 Year Standard Warranty (NS) | 1 |  |  |  | 3860.67
2373 | 2320 |  |  | S6-GC25K-US-APST | 1 | Solis 25kW Three Phase Three MPPT w/ AFCI w/APS TX - 10 Year Standard Warranty (NS) | 1 |  |  |  | 2140.45
2374 | 2321 |  |  | S6-GC33K-US-APST | 1 | Solis 33kW Three Phase Three MPPT w/ AFCI w/APS TX - 10 Year Standard Warranty (NS) | 1 |  |  |  | 2865.17
2375 | 2322 |  |  | S6-GC36K-US-APST | 1 | Solis 36kW Three Phase Three MPPT w/ AFCI w/ FAN w/APS TX - 10 Year Standard Warranty (NS) | 1 |  |  |  | 3206.74
2376 | 2323 |  |  | S6-GC40K-US-APST | 1 | Solis 40kW Three Phase Three MPPT w/ AFCI w/ FAN w/APS TX - 10 Year Standard Warranty (NS) | 1 |  |  |  | 3433.71
2377 | 2324 |  |  | S6-GC50K-US-APST | 1 | Solis 50kW Three Phase Four MPPT w/ AFCI w/ FAN w/APS TX - 10 Year Standard Warranty (NS) | 1 |  |  |  | 3647.19
2378 | 2325 |  |  | S6-GC60K-US-APST | 1 | Solis 60kW Three Phase Four MPPT w/ AFCI w/ FAN w/APS TX - 10 Year Standard Warranty (NS) | 1 |  |  |  | 3860.67
2379 | 2326 |  |  | S6-GC25K-US | 1 | 25kW Three Phase Three MPPT w/ AFCI - 10 Year Standard Warranty (NS) | 1 |  |  |  | 2055.06
2380 | 2327 |  |  | S6-GC33K-US | 1 | 33kW Three Phase Three MPPT w/ AFCI - 10 Year Standard Warranty (NS) | 1 |  |  |  | 2779.78
2381 | 2328 |  |  | S6-GC36K-US | 1 | 36kW Three Phase Three MPPT w/ AFCI w/ FAN - 10 Year Standard Warranty (NS) | 1 |  |  |  | 3121.35
2382 | 2329 |  |  | S6-GC40K-US | 1 | 40kW Three Phase Three MPPT w/ AFCI w/ FAN - 10 Year Standard Warranty (NS) | 1 |  |  |  | 3348.31
2383 | 2330 |  |  | S6-GC50K-US | 1 | 50kW Three Phase Four MPPT w/ AFCI w/ FAN - 10 Year Standard Warranty (NS) | 1 |  |  |  | 3561.8
2384 | 2331 |  |  | S6-GC60K-US | 1 | 60kW Three Phase Four MPPT w/ AFCI w/ FAN - 10 Year Standard Warranty (NS) | 1 |  |  |  | 3775.28
2385 | 2332 |  |  | Solis-185K-EHV-5G-US | 1 | Solis 185kW 3Ø Inverter 14 MPPT – 5 year standard warranty (S) | 1 |  |  |  | 8314.61
2386 | 2333 |  |  | ecolinx20 Gen 1.5 | 1 | Sonnen ecoLinx Home Automation based Smart Energy Storage System - 20kWh Energy Capacity, 8kW Continuous Power (100% DOD), ecoLinx 20 ships standard with 10 ECONDBATT Premium Battery Modules and 1 battery extension cabinet to create an ecoLinx20 system. ecoLinx also ships standard with display screen |  |  |  |  | Call for Price
2387 | 2334 |  |  | ecolinx 30 Gen 1.5 | 1 | Sonnen ecoLinx Home Automation based Smart Energy Storage System - 30kWh Energy Capacity, 8kW Continuous Power (100% DOD). ecoLinx 20 ships standard with 15 ECONDBATT Premium Battery Modules and 1 battery extension cabinet to create an ecoLinx 30 system. ecoLinx also ships standard with Display Screen |  |  |  |  | 44333.33
2388 | 2335 | USEC001-0083 |  | WHSSCK1 | 1 | Sonnen Kit Solution for providing Daily Cycling Whole Home Self Consumption with Eco or EcoLinx Products - includes two 200 amp CT's | 1 |  |  |  | 245
2389 | 2336 |  |  | WHSSCK2 | 1 | Sonnen Kit Solution for providing Daily Cycling Whole Home Self Consumption with Eco or EcoLinx products - includes two 400 amp CT's | 1 |  |  |  | 427.78
2390 | 2337 |  |  | HU361RB | 1 | SquareD 30AMP 600VAC/DC safety disconnect switch - 3-pole not fused. | 1 |  |  |  | 269.19
2391 | 2338 |  |  | DU221RB | 1 | SquareD 30AMP 240VAC/DC safety disconnect switch - 2-pole not fused. | 1 |  |  |  | 48.45
2392 | 2339 |  |  | DU222RB | 1 | SquareD - DU222RB- Square D 60AMP 240VAC/DC safety disconnect switch - 2-pole not fused. | 1 |  |  |  | 151.42
2393 | 2340 |  |  | DU323RB | 1 | SquareD 100A 240V NON Fusable Safety disconnect switch 3P NEMA3R | 1 |  |  |  | 349.14
2394 | 2341 |  |  | D322NRB | 1 | SquareD 60A 240V Fusible Disconnect 3P NEMA3R | 1 |  |  |  | 191.47
2395 | 2342 |  |  | D323NRB | 1 | SquareD 100A 240V Fusible Disconnect 3P NEMA3R | 1 |  |  |  | 336.46
2396 | 2343 |  |  | FRN-R-60 | 1 | SquareD 60A Fusetron Dual-Element Class RK5 Fuse | 1 |  |  |  | 11.01
2397 | 2344 |  |  | FRN-R-100 | 1 | SquareD 100A Fusetron Dual-Element Class RK5 Fuse | 1 |  |  |  | 29.59
2398 | 2345 |  |  | 10324-2 | 1 | Storz Ai+50A 12k, includes (2) 5.12 kWh Battery, (1) 12kW Inverter, (1) 10kWh Cabinet | 1 |  |  |  | 12171.43
2399 | 2346 |  |  | 10325-1 | 1 | Storz Ai+70A 12K includes (3) 5.12 kWh Battery, (1) 12kW Inverter, (2) 10kWh Cabinet | 1 |  |  |  | 15371.43
2400 | 2347 |  |  | 10333-1 | 1 | Storz Ai+200A 15K includes (6) 5.12 kWh Battery, (2) 15kW Inverter, (3) 10kWh Cabinet | 1 |  |  |  | 19200
2401 | 2348 |  |  | 20034 | 1 | Storz Ai+Custom Whole Home 15k | 1
2402 | 2349 |  |  | 10247 | 1 | Storz 5.12 kWh Battery | 1
2403 | 2350 |  |  | 10251 | 1 | Storz 10kWh Cabinet | 1
2404 | 2351 |  |  | TS4-R-O-DUO | 1 | Tigo 700W Dual Module Optimization Add-on Unit, TS4-R-O-DUO | 1 |  |  |  | 49.8
2405 | 2352 | USMS100-0316 |  | 302045M | 1 | Unirac UNIVERSAL AF MID CLAMP MILL | 1 |  |  |  | 2.55
2406 | 2353 | USMS100-0314 |  | 302050M | 1 | Unirac UNIVERSAL AF END CLAMP MILL | 1 |  |  |  | 2.94
2407 | 2354 | USMS100-0374 |  | 411246M | 1 | Unirac GFT RAIL 246" MILL | 1 |  |  |  | 90.12
2408 | 2355 |  |  | 411168M | 1 | Unirac GFT RAIL 168" MILL | 1 |  |  |  | 67.38
2409 | 2356 |  |  | 360101 | 1 | Unirac GRIDFLEX BALLAST TRAY, 83-92" | 1
2410 | 2357 |  |  | 360102 | 1 | Unirac RM GRIDFLEX DEFELCTOR, 83-92" | 1
2411 | 2358 | USMS100-0368 |  | 168RLM1 | 1 | Unirac NXT UMOUNT RAIL - 168" MILL | 1 |  |  |  | 23.86
2412 | 2359 | USMS100-0715 |  | RLSPLCM1 | 1 | Unirac NXT UMOUNT RAIL SPLICE | 1 |  |  |  | 5.97
2413 | 2360 |  |  | CCLAMPM1 | 1 | Unirac NXT UMOUNT COMBO CLAMP - MILL | 1 |  |  |  | 3.94
2414 | 2361 | USMS100-0284 |  | SHCLMPM1 | 1 | Unirac STRONGHOLD RAIL CLAMP MILL | 1 |  |  |  | 3.28
2415 | 2362 | USMS100-0363 |  | WRMCLPD1 | 1 | Unirac NXT UMOUNT WIRE MGMT CLIP | 1 |  |  |  | 0.29
2416 | 2363 | USMS100-0366 |  | ENDCAPD1 | 1 | Unirac NXT UMOUNT RL & CLMP CAP KIT | 1 |  |  |  | 0.86
2417 | 2364 | USMS100-0365 |  | LUGMLPE1 | 1 | Unirac NXT UMOUNT MLPE & LUG CLAMP | 1 |  |  |  | 2.77
2418 | 2365 |  |  | PIN481800510 | 1 | Victron Phoenix 48/800 VE.Direct NEMA GFCI | 1 |  |  |  | 196
2419 | 2366 |  |  | PIN121251200 | 1 | Victron Phoenix 12/250 VE.Direct Schuko 230VAC | 1 |  |  |  | 68.57
2420 | 2367 |  |  | PIN121371200 | 1 | Victron Phoenix 12/375 VE.Direct Schuko 230VAC | 1 |  |  |  | 88.57
2421 | 2368 |  |  | PIN121501200 | 1 | Victron Phoenix 12/500 VE.Direct Schuko 230VAC | 1 |  |  |  | 110.29
2422 | 2369 |  |  | PIN121801200 | 1 | Victron Phoenix 12/800 VE.Direct Schuko 230VAC | 1 |  |  |  | 199.43
2423 | 2370 |  |  | PIN122121200 | 1 | Victron Phoenix 12/1200 VE.Direct Schuko 230VAC | 1 |  |  |  | 263.43
2424 | 2371 |  |  | PIN242510200 | 1 | Victron Phoenix 24/250 VE.Direct Schuko 230VAC | 1 |  |  |  | 68.57
2425 | 2372 |  |  | PIN243750200 | 1 | Victron Phoenix 24/375 VE.Direct Schuko 230VAC | 1 |  |  |  | 88.57
2426 | 2373 |  |  | PIN245010200 | 1 | Victron Phoenix 24/500 VE.Direct Schuko 230VAC | 1 |  |  |  | 110.29
2427 | 2374 |  |  | PIN241800200 | 1 | Victron Phoenix 24/800 VE.Direct Schuko 230VAC | 1 |  |  |  | 199.43
2428 | 2375 |  |  | PIN242120200 | 1 | Victron Phoenix 24/1200 VE.Direct Schuko 230VAC | 1 |  |  |  | 263.43
2429 | 2376 |  |  | CIN121220000 | 1 | Victron Phoenix Inverter C 12/1200 230VAC | 1 |  |  |  | 488
2430 | 2377 |  |  | CIN121620000 | 1 | Victron Phoenix Inverter C 12/1600 230VAC | 1 |  |  |  | 594.86
2431 | 2378 |  |  | PIN122160000 | 1 | Victron Phoenix Inverter 12/1600 Smart 230VAC | 1 |  |  |  | 496.57
2432 | 2379 |  |  | CIN122020000 | 1 | Victron Phoenix Inverter C 12/2000 230VAC | 1 |  |  |  | 671.43
2433 | 2380 |  |  | PIN122200000 | 1 | Victron Phoenix Inverter 12/2000 Smart 230VAC | 1 |  |  |  | 560.57
2434 | 2381 |  |  | PIN123020000 | 1 | Victron Phoenix Inverter 12/3000 230VAC | 1 |  |  |  | 952
2435 | 2382 |  |  | PIN122300000 | 1 | Victron Phoenix Inverter 12/3000 Smart 230VAC | 1 |  |  |  | 678.29
2436 | 2383 |  |  | CIN241620000 | 1 | Victron Phoenix Inverter C 24/1600 230VAC | 1 |  |  |  | 594.86
2437 | 2384 |  |  | PIN242160000 | 1 | Victron Phoenix Inverter 24/1600 Smart 230VAC | 1 |  |  |  | 496.57
2438 | 2385 |  |  | CIN242200000 | 1 | Victron Phoenix Inverter C 24/2000 230VAC | 1 |  |  |  | 671.43
2439 | 2386 |  |  | PIN242200000 | 1 | Victron Phoenix Inverter 24/2000 Smart 230VAC | 1 |  |  |  | 560.57
2440 | 2387 |  |  | PIN243020000 | 1 | Victron Phoenix Inverter 24/3000 230VAC | 1 |  |  |  | 952
2441 | 2388 |  |  | PIN242300000 | 1 | Victron Phoenix Inverter 24/3000 Smart 230VAC | 1 |  |  |  | 678.29
2442 | 2389 |  |  | PIN245020000 | 1 | Victron Phoenix Inverter 24/5000 230VAC | 1 |  |  |  | 1497.71
2443 | 2390 |  |  | PIN242500000 | 1 | Victron Phoenix Inverter 24/5000 Smart 230VAC | 1 |  |  |  | 1249.14
2444 | 2391 |  |  | PIN482510200 | 1 | Victron Phoenix 48/250 VE.Direct Schuko 230VAC | 1 |  |  |  | 80
2445 | 2392 |  |  | PIN483750200 | 1 | Victron Phoenix 48/375 VE.Direct Schuko 230VAC | 1 |  |  |  | 99.43
2446 | 2393 |  |  | PIN485010200 | 1 | Victron Phoenix 48/500 VE.Direct Schuko 230VAC | 1 |  |  |  | 144
2447 | 2394 |  |  | PIN482120200 | 1 | Victron Phoenix 48/1200 VE.Direct Schuko 230VAC | 1 |  |  |  | 314.29
2448 | 2395 |  |  | PIN482160000 | 1 | Victron Phoenix Inverter 48/1600 Smart 230VAC | 1 |  |  |  | 496.57
2449 | 2396 |  |  | PIN482200000 | 1 | Victron Phoenix Inverter 48/2000 Smart 230VAC | 1 |  |  |  | 560.57
2450 | 2397 |  |  | PIN483020000 | 1 | Victron Phoenix Inverter 48/3000 230VAC | 1 |  |  |  | 872
2451 | 2398 |  |  | PIN482300000 | 1 | Victron Phoenix Inverter 48/3000 Smart 230VAC | 1 |  |  |  | 678.29
2452 | 2399 |  |  | PIN485020000 | 1 | Victron Phoenix Inverter 48/5000 230VAC | 1 |  |  |  | 1212.57
2453 | 2400 |  |  | PIN482500000 | 1 | Victron Phoenix Inverter 48/5000 Smart 230VAC | 1 |  |  |  | 1017.14
2454 | 2401 |  |  | PIN482600000 | 1 | Victron Inverter RS 48/6000 Smart 230VAC | 1 |  |  |  | 1122.29
2455 | 2402 |  |  | SIN121251100 | 1 | Victron Sun Inverter 12/250-15 IEC | 1 |  |  |  | 110.29
2456 | 2403 |  |  | SIN241251100 | 1 | Victron Sun Inverter 24/250-10 IEC | 1 |  |  |  | 110.29
2457 | 2404 |  |  | PIN482601000 | 1 | Victron Inverter RS 48/6000 Smart Solar 230VAC | 1 |  |  |  | 1399.43
2458 | 2405 |  |  | PIN122510100 | 1 | Victron Phoenix 12/250 VE.Direct IEC | 1 |  |  |  | 68.57
2459 | 2406 |  |  | PIN122510300 | 1 | Victron Phoenix 12/250 VE.Direct AU/NZ (AS/NZS 3112 ) | 1 |  |  |  | 68.57
2460 | 2407 |  |  | PIN122510400 | 1 | Victron Phoenix 12/250 VE.Direct UK (BS 1363) | 1 |  |  |  | 68.57
2461 | 2408 |  |  | PIN121371100 | 1 | Victron Phoenix 12/375 VE.Direct IEC | 1 |  |  |  | 88.57
2462 | 2409 |  |  | PIN123750300 | 1 | Victron Phoenix 12/375 VE.Direct AU/NZ (AS/NZS 3112 ) | 1 |  |  |  | 88.57
2463 | 2410 |  |  | PIN123750400 | 1 | Victron Phoenix 12/375 VE.Direct UK (BS 1363) | 1 |  |  |  | 88.57
2464 | 2411 |  |  | PIN121501100 | 1 | Victron Phoenix 12/500 VE.Direct IEC | 1 |  |  |  | 110.29
2465 | 2412 |  |  | PIN125010300 | 1 | Victron Phoenix 12/500 VE.Direct AU/NZ (AS/NZS 3112 ) | 1 |  |  |  | 110.29
2466 | 2413 |  |  | PIN121501400 | 1 | Victron Phoenix 12/500 VE.Direct UK (BS 1363) | 1 |  |  |  | 110.29
2467 | 2414 |  |  | PIN121801100 | 1 | Victron Phoenix 12/800 VE.Direct IEC | 1 |  |  |  | 199.43
2468 | 2415 |  |  | PIN121800300 | 1 | Victron Phoenix 12/800 VE.Direct AU/NZ (AS/NZS 3112 ) | 1 |  |  |  | 199.43
2469 | 2416 |  |  | PIN121801400 | 1 | Victron Phoenix 12/800 VE.Direct UK (BS 1363) | 1 |  |  |  | 199.43
2470 | 2417 |  |  | PIN122120100 | 1 | Victron Phoenix 12/1200 IEC outlet | 1 |  |  |  | 263.43
2471 | 2418 |  |  | PIN122120400 | 1 | Victron Phoenix 12/1200 UK outlet (BS 1363) | 1 |  |  |  | 263.43
2472 | 2419 |  |  | PIN242510100 | 1 | Victron Phoenix 24/250 VE.Direct IEC | 1 |  |  |  | 68.57
2473 | 2420 |  |  | PIN242510300 | 1 | Victron Phoenix 24/250 VE.Direct AU/NZ (AS/NZS 3112 ) | 1 |  |  |  | 68.57
2474 | 2421 |  |  | PIN242510400 | 1 | Victron Phoenix 24/250 VE.Direct UK (BS 1363) | 1 |  |  |  | 68.57
2475 | 2422 |  |  | PIN243750100 | 1 | Victron Phoenix 24/375 VE.Direct IEC | 1 |  |  |  | 88.57
2476 | 2423 |  |  | PIN243750300 | 1 | Victron Phoenix 24/375 VE.Direct AU/NZ (AS/NZS 3112 ) | 1 |  |  |  | 88.57
2477 | 2424 |  |  | PIN243750400 | 1 | Victron Phoenix 24/375 VE.Direct UK (BS 1363) | 1 |  |  |  | 88.57
2478 | 2425 |  |  | PIN245010100 | 1 | Victron Phoenix 24/500 VE.Direct IEC | 1 |  |  |  | 110.29
2479 | 2426 |  |  | PIN245010300 | 1 | Victron Phoenix 24/500 VE.Direct AU/NZ (AS/NZS 3112 ) | 1 |  |  |  | 110.29
2480 | 2427 |  |  | PIN245010400 | 1 | Victron Phoenix 24/500 VE.Direct UK (BS 1363) | 1 |  |  |  | 110.29
2481 | 2428 |  |  | PIN241800100 | 1 | Victron Phoenix 24/800 VE.Direct IEC | 1 |  |  |  | 199.43
2482 | 2429 |  |  | PIN241800300 | 1 | Victron Phoenix 24/800 VE.Direct AU/NZ (AS/NZS 3112 ) | 1 |  |  |  | 199.43
2483 | 2430 |  |  | PIN241800400 | 1 | Victron Phoenix 24/800 VE.Direct UK (BS 1363) | 1 |  |  |  | 199.43
2484 | 2431 |  |  | PIN242120100 | 1 | Victron Phoenix 24/1200 VE.Direct IEC | 1 |  |  |  | 263.43
2485 | 2432 |  |  | PIN242120300 | 1 | Victron Phoenix 24/1200 VE.Direct AU/NZ outlet (AS/NZS 3112 | 1 |  |  |  | 263.43
2486 | 2433 |  |  | PIN242120400 | 1 | Victron Phoenix 24/1200 VE.Direct UK (BS 1363) | 1 |  |  |  | 263.43
2487 | 2434 |  |  | PIN482510100 | 1 | Victron Phoenix 48/250 VE.Direct IEC | 1 |  |  |  | 80
2488 | 2435 |  |  | PIN482510300 | 1 | Victron Phoenix 48/250 VE.Direct AU/NZ (AS/NZS 3112 ) | 1 |  |  |  | 80
2489 | 2436 |  |  | PIN482510400 | 1 | Victron Phoenix 48/250 VE.Direct UK (BS 1363) | 1 |  |  |  | 80
2490 | 2437 |  |  | PIN483750100 | 1 | Victron Phoenix 48/375 VE.Direct IEC | 1 |  |  |  | 99.43
2491 | 2438 |  |  | PIN483750300 | 1 | Victron Phoenix 48/375 VE.Direct AU/NZ (AS/NZS 3112 ) | 1 |  |  |  | 99.43
2492 | 2439 |  |  | PIN483750400 | 1 | Victron Phoenix 48/375 VE.Direct UK (BS 1363) | 1 |  |  |  | 99.43
2493 | 2440 |  |  | PIN485010100 | 1 | Victron Phoenix 48/500 VE.Direct IEC | 1 |  |  |  | 144
2494 | 2441 |  |  | PIN485010300 | 1 | Victron Phoenix 48/500 VE.Direct AU/NZ (AS/NZS 3112 ) | 1 |  |  |  | 144
2495 | 2442 |  |  | PIN485010400 | 1 | Victron Phoenix 48/500 VE.Direct UK (BS 1363) | 1 |  |  |  | 144
2496 | 2443 |  |  | PIN481800100 | 1 | Victron Phoenix 48/800 VE.Direct IEC | 1 |  |  |  | 213.71
2497 | 2444 |  |  | PIN481800300 | 1 | Victron Phoenix 48/800 VE.Direct AU/NZ outlet (AS/NZS 3112 ) | 1 |  |  |  | 213.71
2498 | 2445 |  |  | PIN482120100 | 1 | Victron Phoenix 48/1200 VE.Direct IEC | 1 |  |  |  | 314.29
2499 | 2446 |  |  | PIN482120400 | 1 | Victron Phoenix 48/1200 VE.Direct UK (BS 1363) | 1 |  |  |  | 314.29
2500 | 2447 |  |  | PMP121500000 | 1 | Victron MultiPlus 12/500/20-16 | 1 |  |  |  | 292.57
2501 | 2448 |  |  | PMP121800000 | 1 | Victron MultiPlus 12/800/35-16 | 1 |  |  |  | 362.86
2502 | 2449 |  |  | PMP122120000 | 1 | Victron MultiPlus 12/1200/50-16 | 1 |  |  |  | 506.86
2503 | 2450 |  |  | PMP122160000 | 1 | Victron MultiPlus 12/1600/70-16 | 1 |  |  |  | 575.43
2504 | 2451 |  |  | CMP128010000 | 1 | Victron MultiPlus C 12/800/35-16 | 1 |  |  |  | 540.57
2505 | 2452 |  |  | CMP121220000 | 1 | Victron MultiPlus C 12/1200/50-16 | 1 |  |  |  | 676.57
2506 | 2453 |  |  | CMP121620000 | 1 | Victron MultiPlus C 12/1600/70-16 | 1 |  |  |  | 691.43
2507 | 2454 |  |  | CMP122200000 | 1 | Victron MultiPlus C 12/2000/80-30 | 1 |  |  |  | 864
2508 | 2455 |  |  | PMP122300001 | 1 | Victron MultiPlus 12/3000/120-16 | 1 |  |  |  | 1068
2509 | 2456 |  |  | PMP123021010 | 1 | Victron MultiPlus 12/3000/120-50 | 1 |  |  |  | 1152.57
2510 | 2457 |  |  | PMP122305010 | 1 | Victron Multiplus-II 12/3000/120-32 | 1 |  |  |  | 957.71
2511 | 2458 |  |  | QUA123020010 | 1 | Victron Quattro 12/3000/120-50/50 | 1 |  |  |  | 1577.14
2512 | 2459 |  |  | QUA125020000 | 1 | Victron Quattro 12/5000/220-100/100 | 1 |  |  |  | 2456.57
2513 | 2460 |  |  | PMP241500000 | 1 | Victron MultiPlus 24/500/10-16 | 1 |  |  |  | 292.57
2514 | 2461 |  |  | PMP241800000 | 1 | Victron MultiPlus 24/800/16-16 | 1 |  |  |  | 362.86
2515 | 2462 |  |  | PMP242120000 | 1 | Victron MultiPlus 24/1200/25 | 1 |  |  |  | 506.86
2516 | 2463 |  |  | PMP242160000 | 1 | Victron MultiPlus 24/1600/40-16 | 1 |  |  |  | 575.43
2517 | 2464 |  |  | CMP241220000 | 1 | Victron MultiPlus C 24/1200/25-16 | 1 |  |  |  | 676.57
2518 | 2465 |  |  | CMP241620000 | 1 | Victron MultiPlus C 24/1600/40-16 | 1 |  |  |  | 691.43
2519 | 2466 |  |  | CMP242020000 | 1 | Victron MultiPlus C 24/2000/50-30 | 1 |  |  |  | 864
2520 | 2467 |  |  | PMP242300001 | 1 | Victron MultiPlus 24/3000/70-16 | 1 |  |  |  | 1068
2521 | 2468 |  |  | PMP242301011 | 1 | Victron MultiPlus 24/3000/70-50 | 1 |  |  |  | 1152.57
2522 | 2469 |  |  | PMP242305010 | 1 | Victron MultiPlus-II 24/3000/70-32 | 1 |  |  |  | 957.71
2523 | 2470 |  |  | PMP242306000 | 1 | Victron MultiPlus-II 24/3000/70-32 GX | 1 |  |  |  | 1172
2524 | 2471 |  |  | PMP245021010 | 1 | Victron MultiPlus 24/5000/120-100 | 1 |  |  |  | 1676.57
2525 | 2472 |  |  | PMP242505010 | 1 | Victron Multiplus-II 24/5000/120-50 | 1 |  |  |  | 1524.57
2526 | 2473 |  |  | QUA243020010 | 1 | Victron Quattro 24/3000/70-50/50 | 1 |  |  |  | 1513.14
2527 | 2474 |  |  | QUA245021011 | 1 | Victron Quattro 24/5000/120-100/100 | 1 |  |  |  | 2073.71
2528 | 2475 |  |  | QUA242505010 | 1 | Victron Quattro-II 24/5000/120-50/50 230V | 1 |  |  |  | 1835.43
2529 | 2476 |  |  | QUA248020010 | 1 | Victron Quattro 24/8000/200-100/100 | 1 |  |  |  | 2617.14
2530 | 2477 |  |  | CMP481500000 | 1 | Victron MultiPlus 48/500/6-16 | 1 |  |  |  | 308
2531 | 2478 |  |  | PMP481800000 | 1 | Victron MultiPlus 48/800/9-16 | 1 |  |  |  | 362.86
2532 | 2479 |  |  | PMP482120000 | 1 | Victron MultiPlus 48/1200/13-16 | 1 |  |  |  | 506.86
2533 | 2480 |  |  | PMP482160000 | 1 | Victron MultiPlus 48/1600/20-16 | 1 |  |  |  | 575.43
2534 | 2481 |  |  | PMP483020001 | 1 | Victron MultiPlus 48/3000/35-16 | 1 |  |  |  | 972.57
2535 | 2482 |  |  | PMP482305010 | 1 | Victron MultiPlus-II 48/3000/35-32 | 1 |  |  |  | 757.14
2536 | 2483 |  |  | PMP482306000 | 1 | Victron MultiPlus-II 48/3000/35-32 GX | 1 |  |  |  | 970.86
2537 | 2484 |  |  | PMP482505010 | 1 | Victron MultiPlus-II 48/5000/70-50 | 1 |  |  |  | 1150.29
2538 | 2485 |  |  | PMP482506000 | 1 | Victron MultiPlus-II 48/5000/70-50-GX | 1 |  |  |  | 1428
2539 | 2486 |  |  | CTR110000500 | 1 | Victron Current Transformer 100A:50mA for MultiPlus-II (1m) | 1 |  |  |  | 31.43
2540 | 2487 |  |  | CTR110000550 | 1 | Victron Current Transformer 100A:50mA for Multiplus-II (5m) | 1 |  |  |  | 36.57
2541 | 2488 |  |  | CTR110002050 | 1 | Victron Current Transformer 100A:50mA for Multiplus-II (20m) | 1 |  |  |  | 64.57
2542 | 2489 |  |  | PMP485021010 | 1 | Victron MultiPlus 48/5000/70-100 | 1 |  |  |  | 1449.14
2543 | 2490 |  |  | PMR482602000 | 1 | Victron Multi RS Solar 48/6000/80-400/80 | 1 |  |  |  | 1570.29
2544 | 2491 |  |  | PMP482805000 | 1 | Victron MultiPlus-II 48/8000/110-100/100 | 1 |  |  |  | 2141.71
2545 | 2492 |  |  | PMP483150000 | 1 | Victron MultiPlus-II 48/15000/200-100 | 1 |  |  |  | 3366.86
2546 | 2493 |  |  | QUA485021010 | 1 | Victron Quattro 48/5000/70-100/100 | 1 |  |  |  | 1710.86
2547 | 2494 |  |  | QUA482504010 | 1 | Victron Quattro-II 48/5000/70-50/50 230V | 1 |  |  |  | 1495.43
2548 | 2495 |  |  | QUA488024000 | 1 | Victron Quattro 48/8000/110-100/100 | 1 |  |  |  | 2257.14
2549 | 2496 |  |  | QUA481030010 | 1 | Victron Quattro 48/10000/140-100/100 | 1 |  |  |  | 2696.57
2550 | 2497 |  |  | QUA483150000 | 1 | Victron Quattro 48/15000/210-100/100 | 1 |  |  |  | 3542.86
2551 | 2498 |  |  | CEP121620000 | 1 | Victron EasyPlus C 12/1600/70-16 | 1 |  |  |  | 713.71
2552 | 2499 |  |  | BPC120134034R | 1 | Victron Blue Smart IP65s Charger 6V/12V-1.1 + DC Connector | 1 |  |  |  | 41.71
2553 | 2500 |  |  | BPC120433064R | 1 | Victron Blue Smart IP65s Charger 12/4 + DC connector 230VAC | 1 |  |  |  | 56.57
2554 | 2501 |  |  | BPC120533064R | 1 | Victron Blue Smart IP65s Charger 12/5 + DC connector 230VAC | 1 |  |  |  | 60
2555 | 2502 |  |  | BPC120731064R | 1 | Victron Blue Smart IP65 Charger 12/7 + DC connector 230VAC | 1 |  |  |  | 78.29
2556 | 2503 |  |  | BPC121031064R | 1 | Victron Blue Smart IP65 Charger 12/10 + DC connector 230VAC | 1 |  |  |  | 93.14
2557 | 2504 |  |  | BPC121531064R | 1 | Victron Blue Smart IP65 Charger 12/15 + DC connector 230VAC | 1 |  |  |  | 107.43
2558 | 2505 |  |  | BPC122531064 | 1 | Victron Blue Smart IP65 Charger 12/25 + DC connector 230VAC | 1 |  |  |  | 142.29
2559 | 2506 |  |  | BPC240531064R | 1 | Victron Blue Smart IP65 Charger 24/5 + DC connector 230VAC | 1 |  |  |  | 78.29
2560 | 2507 |  |  | BPC240831064R | 1 | Victron Blue Smart IP65 Charger 24/8 + DC connector 230VAC | 1 |  |  |  | 107.43
2561 | 2508 |  |  | BPC241331064 | 1 | Victron Blue Smart IP65 Charger 24/13 + DC connector 230VAC | 1 |  |  |  | 142.29
2562 | 2509 |  |  | BPC920100110 | 1 | Victron Rubber bumper for IP65 Charger 12/25, 24/13 | 1 |  |  |  | 7.43
2563 | 2510 |  |  | BPC920100210 | 1 | Victron Wall Mount for IP65 Charger 12/25, 24/13 | 1 |  |  |  | 8
2564 | 2511 |  |  | BPC940100200 | 1 | Victron Carry case for IP65 Ch. 12/25, 24/13 & accessories | 1 |  |  |  | 29.14
2565 | 2512 |  |  | BPC121542002 | 1 | Victron Blue Smart IP22 Charger 12/15 (1) 230VAC | 1 |  |  |  | 94.86
2566 | 2513 |  |  | BPC121544022 | 1 | Victron Blue Smart IP22 Charger 12/15 (3) 230VAC | 1 |  |  |  | 109.14
2567 | 2514 |  |  | BPC122042002 | 1 | Victron Blue Smart IP22 Charger 12/20 (1) 230VAC | 1 |  |  |  | 113.71
2568 | 2515 |  |  | BPC122044002 | 1 | Victron Blue Smart IP22 Charger 12/20 (3) 230VAC | 1 |  |  |  | 128
2569 | 2516 |  |  | BPC123042002 | 1 | Victron Blue Smart IP22 Charger 12/30 (1) 230VAC | 1 |  |  |  | 136
2570 | 2517 |  |  | BPC123048002 | 1 | Victron Blue Smart IP22 Charger 12/30 (3) 230VAC | 1 |  |  |  | 153.71
2571 | 2518 |  |  | BPC240842002 | 1 | Victron Blue Smart IP22 Charger 24/8 (1) 230VAC | 1 |  |  |  | 94.86
2572 | 2519 |  |  | BPC241242002 | 1 | Victron Blue Smart IP22 Charger 24/12 (1) 230VAC | 1 |  |  |  | 116
2573 | 2520 |  |  | BPC241642002 | 1 | Victron Blue Smart IP22 Charger 24/16 (1) 230VAC | 1 |  |  |  | 139.43
2574 | 2521 |  |  | BPC241648002 | 1 | Victron Blue Smart IP22 Charger 24/16 (3) 230VAC | 1 |  |  |  | 157.71
2575 | 2522 |  |  | BPC120713006 | 1 | Victron Blue Smart IP67 Charger 12/7 (1) 230VAC | 1 |  |  |  | 74.86
2576 | 2523 |  |  | BPC121313006 | 1 | Victron Blue Smart IP67 Charger 12/13 (1) 230VAC | 1 |  |  |  | 88.57
2577 | 2524 |  |  | BPC121713006 | 1 | Victron Blue Smart IP67 Charger 12/17 (1) 230VAC | 1 |  |  |  | 97.14
2578 | 2525 |  |  | BPC122547006 | 1 | Victron Blue Smart\ IP67 Charger 12/25 (1) 230VAC | 1 |  |  |  | 126.29
2579 | 2526 |  |  | BPC122514006 | 1 | Victron Blue Smart IP67 Charger 12/25 (1+Si) 230VAC | 1 |  |  |  | 147.43
2580 | 2527 |  |  | BPC240513006 | 1 | Victron Blue Smart IP67 Charger 24/5 (1) 230VAC | 1 |  |  |  | 74.86
2581 | 2528 |  |  | BPC240813006 | 1 | Victron Blue Smart IP67 Charger 24/8 (1) 230VAC | 1 |  |  |  | 97.14
2582 | 2529 |  |  | BPC241247006 | 1 | Victron Blue Smart IP67 Charger 24/12 (1) 230VAC | 1 |  |  |  | 126.29
2583 | 2530 |  |  | BPC241214006 | 1 | Victron Blue Smart IP67 Charger 24/12 (1+Si) 230VAC | 1 |  |  |  | 147.43
2584 | 2531 |  |  | PSC123051085 | 1 | Victron Phoenix Smart IP43 Charger 12/30 (1+1) 230VAC | 1 |  |  |  | 250.86
2585 | 2532 |  |  | PSC123053085 | 1 | Victron Phoenix Smart IP43 Charger 12/30 (3) 230VAC | 1 |  |  |  | 269.71
2586 | 2533 |  |  | PSC125051085 | 1 | Victron Phoenix Smart IP43 Charger 12/50 (1+1) 230VAC | 1 |  |  |  | 320
2587 | 2534 |  |  | PSC125053085 | 1 | Victron Phoenix Smart IP43 Charger 12/50 (3) 230VAC | 1 |  |  |  | 338.86
2588 | 2535 |  |  | PSC241651085 | 1 | Victron Phoenix Smart IP43 Charger 24/16 (1+1) 230VAC | 1 |  |  |  | 250.86
2589 | 2536 |  |  | PSC241653085 | 1 | Victron Phoenix Smart IP43 Charger 24/16 (3) 230VAC | 1 |  |  |  | 269.71
2590 | 2537 |  |  | PSC242551085 | 1 | Victron Phoenix Smart IP43 Charger 24/25 (1+1) 230VAC | 1 |  |  |  | 320
2591 | 2538 |  |  | PSC242553085 | 1 | Victron Phoenix Smart IP43 Charger 24/25 (3) 230VAC | 1 |  |  |  | 338.86
2592 | 2539 |  |  | PSC123051095 | 1 | Victron Phoenix Smart IP43 Charger 12/30 (1+1) 120-240V | 1 |  |  |  | 262.86
2593 | 2540 |  |  | PSC123053095 | 1 | Victron Phoenix Smart IP43 Charger 12/30 (3) 120-240V | 1 |  |  |  | 282.86
2594 | 2541 |  |  | PSC125051095 | 1 | Victron Phoenix Smart IP43 Charger 12/50 (1+1) 120-240V | 1 |  |  |  | 334.86
2595 | 2542 |  |  | PSC125053095 | 1 | Victron Phoenix Smart IP43 Charger 12/50 (2) 120-240V | 1 |  |  |  | 354.29
2596 | 2543 |  |  | PSC241651095 | 1 | Victron Phoenix Smart IP43 Charger 24/16 (1+1) 120-240V | 1 |  |  |  | 262.86
2597 | 2544 |  |  | PSC242551095 | 1 | Victron Phoenix Smart IP43 Charger 24/25 (1+1) 120-240V | 1 |  |  |  | 334.86
2598 | 2545 |  |  | PSC242553095 | 1 | Victron Phoenix Smart IP43 Charger 24/25(3) 120-240V | 1 |  |  |  | 354.29
2599 | 2546 |  |  | ADA010100100 | 1 | Victron Mains Cord CEE 7/7 for Smart IP43 Charger 2m 230VAC | 1 |  |  |  | 6.29
2600 | 2547 |  |  | ADA010100200 | 1 | Victron Mains Cord UK for Smart IP43 Charger 2m 230VAC | 1 |  |  |  | 6.29
2601 | 2548 |  |  | ADA010100300 | 1 | Victron Mains Cord AU/NZ for Smart IP43 2m 230VAC | 1 |  |  |  | 6.29
2602 | 2549 |  |  | ADA010100500 | 1 | Victron Mains Cord NEMA 6-15P for Smart IP43 2m 230VAC | 1 |  |  |  | 6.29
2603 | 2550 |  |  | SDTG2400301 | 1 | Victron Skylla-TG 24/30 (1+1) 230VAC | 1 |  |  |  | 480.57
2604 | 2551 |  |  | SDTG2400501 | 1 | Victron Skylla-TG 24/50 (1+1) 230VAC | 1 |  |  |  | 520
2605 | 2552 |  |  | SDTG2400801 | 1 | Victron Skylla-TG 24/80 (1+1) 230VAC | 1 |  |  |  | 852.57
2606 | 2553 |  |  | SDTG2401001 | 1 | Victron Skylla-TG 24/100 (1+1) 230VAC | 1 |  |  |  | 1029.14
2607 | 2554 |  |  | ITR040362041 | 1 | Victron Isolation Transformer 3600W 115/230V | 1 |  |  |  | 502.29
2608 | 2555 |  |  | BPP900480100 | 1 | Victron Ekrano GX | 1 |  |  |  | 420
2609 | 2556 |  |  | SHU065150050 | 1 | Victron SmartShunt 500A/50mV IP65 | 1 |  |  |  | 88
2610 | 2557 |  |  | REL200100100 | 1 | Victron Energy Meter EM540 - 3 phase - max 65A/phase | 1 |  |  |  | 152.57
2611 | 2558 |  |  | BAM030712000R | 1 | Victron Battery Monitor BMV-712 Smart Retail | 1 |  |  |  | 138.86
2612 | 2559 |  |  | BAT512118610 | 1 | Victron LiFePO4 battery 12,8V/180Ah - Smart | 1 |  |  |  | 1082.86