## ItemSearchResults
Name | Display Name | Description | Type | Base Price | Wattage | Non-Commissionable | Item Classification | Item Status | Floor Price | Available
360-0329 | 360-0329 | Enphase, IQ, Q-Cable, 240 Volt, for 60 cell 1.7m Landscape Module Pitch. Connector Pitch is 2.0m (78.7"), Continuous Length, Order by Number of Connectors, Q-12-17-240 | Inventory Item | 20.53 |  | No | Inverters | Shippable | 18.8 | 166212
360-0328 | 360-0328 | Enphase, IQ, Q-Cable, 240 Volt, for 60/72 cell 1.0m Portrait Module Pitch. Connector Pitch is 1.3m (51"), Continuous Length, Order by Number of Connectors, Q-12-10-240 | Inventory Item | 17.45 |  | No | Inverters | Shippable | 15.98 | 83983
360-0338 | 360-0338 | Enphase, IQ, Q Cable, 12 AWG, no connectors, Use with Field Wireable M/FM Connectors, by the foot, Non-Cancelable/Non-Returnable on Cut Lengths, Q-12-RAW | Inventory Item | 1.42 |  | No | Inverters | Shippable | 1.3 | 78482
321-0233 | 321-0233 | Enphase, IQ 8+ Micro Inverter, compatible with 60 -72 cell PV Modules, 240V, 300VA Peak Power, MC4 DC Connectors, Female AC Connector, IQ8PLUS-72-2-US / IQ8PLUS-72-M-US | Inventory Item | 160 | 300 | No | Inverters | Shippable | 158.19 | 60662
360-0333 | 360-0333 | Enphase, IQ, Terminator Cap for Q-Cable Ends, Qty. 1, Q-TERM-10 | Inventory Item | 18.05 |  | No | Inverters | Shippable | 16.92 | 31067
550-0521 | 550-0521 | Enphase, IQ, Q-Cable Rail Mount Cable Management Clip, Each, Q-CLIP-100 | Inventory Item | 0.66 |  | No | Inverters | Shippable | 0.5 | 27016
360-0332 : 360-0332_U | 360-0332_U | Enphase, IQ, Female Sealing Cap for unused Q-Cable Connectors, Q-SEAL-10 | Inventory Item | 4.08 |  | No | Inverters | Soligent De-listing | 3.49 | 13170
565-0238 | 565-0238 | SolarEdge, Optimizer 440W, Add-On Box for One Module 8-60V MPPT, 60Voc Max, 14.5A, MC4, ~4” Input, ~90” Positive Output ~4” Negative Output PV wire, UL 1000VDC Max, S440 | Inventory Item | 88.99 | 440 | No | Inverters | Shippable | 86.52 | 11841
321-0238 | 321-0238 | Aptos, 800R Micro Inverter, compatible with Dual 60/72-cell PV Modules, 208/240 volt, 60Hz, 800VA Peak Power, 60Vdc 12.5A X 2 Max Input, 25 year Warranty, UL1741-SA, Rule-21, MAC-800R | Inventory Item | 125 | 800 | No | Inverters | Vendor De-listing | 180.95 | 8685
360-0336 | 360-0336 | Enphase, IQ, Male Sealing Cap for Branch Aggregator Unused Connections, Q-BA-CAP-10 | Inventory Item | 3.64 |  | No | Inverters | Vendor De-listing | 3.12 | 7476
565-0108 | 565-0108 | SolarEdge, Optimizer 505W, Add-On Box for one High Current module, 12.5-83V, 14A, MC4-compatible In/Out, 47" PV wire, UL 1000VDC, P505 (P505-4NM4MBM) | Inventory Item | 88.99 | 505 | No | Inverters | Vendor De-listing | 86.52 | 6018
360-0346 | 360-0346 | Enphase, IQ, Female Field-Wireable Connector for Q Cable open connector. Qty 1 connector bodies with 2 Female MC4 Tool crimpable pins, Q-CONN-10F | Inventory Item | 12.68 |  | No | Inverters | Shippable | 11.89 | 4811
360-0332 | 360-0332 | Enphase, IQ, Female Sealing Cap for unused Q-Cable Connectors, Qty. 1 bag of 10 pieces, Q-SEAL-10 | Inventory Item | 40.76 |  | No | Inverters | Shippable | 34.94 | 4352
580-0175 | 580-0175 | SMA, JMS-F, SunSpec Rapid Shutdown Device, NEC 2017-2020 SunSpec Compliant Module Level RSD when used with SunSpec equipped Inverters, Add-on-Module for 1 PV Module, Max 60Voc, 15A, MC-4 Connectors, 119814-00.01 | Inventory Item | 32 |  | No | Inverters | Shippable | 30.56 | 4290
360-0340 | 360-0340 | Enphase, IQ, Q-Cable, 240 Volt, for 72 cell 2.0m Landscape Module Pitch. Connector Pitch is 2.3m (90.5"), Continuous Length, Order by Number of Connectors, Q-12-20-200 | Inventory Item | 30.75 |  | No | Inverters | Shippable | 28.16 | 4161
321-0219 | 321-0219 | Enphase, IQ 7X Micro Inverter, compatible with 96-cell PV modules, 208/240 volt, 320VA Peak Power, MC4 DC connectors, Female AC Connector, IQ7X-96-2-US | Inventory Item | 143.28 | 320 | No | Inverters | Shippable | 140.29 | 4015
565-0235 | 565-0235 | SolarEdge, Optimizer 960W, Add-On Optimizer for two 72 cell modules, Dual input, Parallel Connection Isc 11.5A Each, 12.5-60V MPPT, MC4 In/Out, 1000VDC, (Use only with SolarEdge 3-Phase Inverters), P960 | Inventory Item | 84.27 | 960 | No | Inverters | Vendor De-listing | 82.4 | 3849
565-0000 | 565-0000 | SolarEdge, Optimizer 505W, Add-On Box for one Higher Current module, 12.5-83V, 14A, MC4 In/Out, 2.1M (~82.6") PV wire, UL 1000VDC, P505 (P505-4NM4MBX) | Inventory Item | 91.45 | 505 | No | Inverters | Vendor De-listing | 88.91 | 3774
565-0239 | 565-0239 | SolarEdge, Optimizer 500W, Add-On Box for One Module 8-60V MPPT, 60Voc Max, 15A, MC4, ~4” Input, ~90” Positive Output ~4” Negative Output PV wire, UL 1000VDC Max, S500 | Inventory Item | 88.99 | 500 | No | Inverters | Vendor De-listing | 86.52 | 3607
360-0331 | 360-0331 | Enphase, IQ Micro inverter Replacement Adaptor for MultiContact MC4 DC, Q-DCC-2 | Inventory Item | 10.44 |  | No | Inverters | Shippable | 9.79 | 3420
360-0347 | 360-0347 | Enphase, IQ, Male Field-Wireable Connector for Q Cable. Qty 1 connector bodies with 2 Male MC4 Tool crimpable pins, Q-CONN-10M | Inventory Item | 12.68 |  | No | Inverters | Shippable | 11.89 | 2935
570-0240 | 570-0240 | SolarEdge, Cell Modem, for all SetApp Enabled Single Phase Inverters, 5 Yr Sprint Prepaid Data Plan, for use in US Only, CELL-B-R05-US-S-S2 | Inventory Item | 204.55 |  | No | Inverters | Shippable | 293.23 | 2558
360-0005 | 360-0005 | APsystems, Y3 AC Bus (Trunk) Cable for DS3, YC600 & QS1 Micro Inverters, (order 1 per Inverter), 12 AWG, 2m, 2322301303 | Inventory Item | 25.33 |  | No | Inverters | Shippable | 23.75 | 2331
321-0232 | 321-0232 | Enphase, IQ 8M Micro Inverter, compatible with 60 -72 cell PV Modules, 240V, 330VA Peak Power, MC4 DC Connectors, Female AC Connector, IQ8M-72-2-US / IQ8M-72-M-US | Inventory Item | 177.14 | 330 | No | Inverters | Shippable | 175.14 | 2221
565-0236 | 565-0236 | SolarEdge, Optimizer 1100W, Add-On Box for two modules, Single Input, Series Connected Modules, Isc 14A, 125V Max, MC4 Output 2.4m, Input 1.6m, 1000VDC, (Use only with SolarEdge 3-Phase Inverters 30kW & up), P1100 | Inventory Item | 82.49 | 1100 | No | Inverters | Vendor De-listing | 77.54 | 1889
565-0237 | 565-0237 | SolarEdge, Optimizer 1100W, Add-On Box for two modules, Single Input, Series Connected Modules, Isc 14A, 125V Max, MC4 Output 2.4m, Input 1.6m, 1000VDC, (Use only with SolarEdge 3-Phase Inverters UL-3741 PVRSS), P1101 | Inventory Item | 99.16 | 1100 | No | Inverters | Vendor De-listing | 93.26 | 1864
570-1222 | 570-1222 | Enphase, Mobile Connect, LTE CAT M1 Cell Modem, Plug and Play Modem, includes 5 Year T-Mobile Data Plan for US, Puerto Rico, US Virgin Islands, Canada, Mexico up to 60 Inverters, CELLMODEM-M1-06-SP-05 | Inventory Item | 357.73 |  | No | Inverters | Shippable | 345.53 | 1850
360-0350 | 360-0350 | Aptos, Male AC Connector, AC_Connector_M | Inventory Item | 16 |  | No | Inverters | Vendor De-listing | 15.38 | 1761
580-0178 | 580-0178 | APsmart, Rapid Shutdown PLC Device (RSD-S-PLC), 1000V UL/TUV, 8-80Vdc Input, 250mm (~9.8”) Input/1200mm (~47”) Output Cable, MC4, IP68, SunSpec Certified, SMA Approved, 415002 | Inventory Item | 27.65 |  | No | Inverters | Shippable | 26.4 | 1716
360-0348 | 360-0348 | Aptos, Female AC Connector, AC_Connector_F | Inventory Item | 16 |  | No | Inverters | Vendor De-listing | 15.38 | 1712
360-0351 | 360-0351 | Aptos, Male AC End Cap, AC_CON_M_CAP | Inventory Item | 8 |  | No | Inverters | Vendor De-listing | 7.69 | 1610
570-2241 | 570-2241 | Enphase, IQ Combiner-4 with IQ Gateway and 2 Split Core Consumption CTs, Single Phase, Revenue Grade accuracy (ANSI C12.20 +/- 0.5%) (IEEE1547:2018)Calibrated Solid-Core Production CT, Space for 4 PV Branch Circuits with Hold Down kits, Breakers NOT included, Use with IQ-6, IQ-7 or IQ-8, 80A, X2-IQ-AM1-240-4 | Inventory Item | 724.37 |  | No | Inverters | Shippable | 654.55 | 1606
360-0349 | 360-0349 | Aptos, Female AC End Cap, AC_CON_F_CAP | Inventory Item | 8 |  | No | Inverters | Vendor De-listing | 7.69 | 1501
370-0060 | 370-0060 | Enphase, IQ, Disconnect Tool for Q-Cable connectors, MC and Amphenol DC Connectors, Q-DISC-10 | Inventory Item | 4.08 |  | No | Inverters | Shippable | 3.49 | 1286
360-0003 | 360-0003 | APsystems, Y-Conn Cap, to seal off unused AC Bus Cable Connectors, for DS3, YC600 & QS1, 2061702007 | Inventory Item | 4 |  | No | Inverters | Shippable | 3.75 | 1257
570-1109 | 570-1109 | Enphase, Envoy S, Envoy IQ Consumption Monitoring CT, split core current Transformers, Qty. 1, CT-200-SPLIT | Inventory Item | 22.36 |  | No | Inverters | Shippable | 21.6 | 1248
321-0231 | 321-0231 | Enphase, IQ 8H Micro Inverter, compatible with 60 -72 cell PV Modules, 240V, 384VA Peak Power, MC4 DC Connectors, Female AC Connector, IQ8H-240-72-2-US | Inventory Item | 204.57 | 384 | No | Inverters | Shippable | 202.26 | 1150
550-0518 | 550-0518 | Enphase, Connector Clip, Qty. 1, EFM-CC | Inventory Item | 2.49 |  | No | Inverters | Soligent De-listing | 2.26 | 982
321-0235 | 321-0235 | APsystems, DS3-L Micro Inverter, compatible with Dual 60/72-cell PV Modules, 240 volt, 60Hz, 768VA Peak Power, 60Vdc, 18A X 2 Max Input, MC4 Connector, 10 year Warranty, UL1741-SA, Rule-21, 118001 | Inventory Item | 113.64 | 768 | No | Inverters | Shippable | 173 | 912
570-2236 | 570-2236 | Aptos, Data Transfer Unit, (DTU) Wi-Fi Connection to the local Network, DTU_MAC_WIFI | Inventory Item | 252.94 |  | No | Inverters | Shippable | 244.32 | 895
321-0229 | 321-0229 | Enphase, IQ 8 Micro Inverter, compatible with 60 cell PV Modules, 240V, 245VA Peak Power, MC4 DC Connectors, Female AC Connector, IQ8-60-2-US / IQ8-72-M-US | Inventory Item | 140.94 | 245 | No | Inverters | Shippable | 139.34 | 733
321-0230 | 321-0230 | Enphase, IQ 8A Micro Inverter, compatible with 60 -72 cell PV Modules, 240V, 366VA Peak Power, MC4 DC Connectors, Female AC Connector, IQ8A-72-2-US / IQ8A-72-M-US | Inventory Item | 188.57 | 366 | No | Inverters | Shippable | 186.44 | 720
580-0191 | 580-0191 | APsmart, Rapid Shutdown PLC Device (RSD-D-20-PLC), 1500/1000V UL/TUV, 8-65Vdc, 25A Isc Max, 500mm (~19.7”) Input/2400mm (~94.5”) Output Cable, MC4, IP68, SunSpec Certified, SMA Approved, 446101 | Inventory Item | 43.53 |  | No | Inverters | Shippable | 41.57 | 632
321-0237 | 321-0237 | Aptos, 400R Micro Inverter, compatible with Single 60/72-cell PV Modules, 208/240 volt, 60Hz, 400VA Peak Power, 60Vdc 12.5A Max Input, 25 year Warranty, UL1741-SA, Rule-21, MAC-400R | Inventory Item | 62.5 | 400 | No | Inverters | Vendor De-listing | 109.52 | 590
570-1247 | 570-1247 | Aptos, Data Transfer Unit, (DTU) Ethernet or Wi-Fi Connection to the local Network, MAC–DTU | Inventory Item | 204.55 |  | No | Inverters | Vendor De-listing | 204.76 | 500
360-0001 | 360-0001 | APsystems, AC Cable Connector (splice) – Male, 2300531032 | Inventory Item | 9.33 |  | No | Inverters | Shippable | 8.75 | 475
570-1189 | 570-1189 | Enphase, Envoy IQ LTE-M1 Cell Modem, Enphase Mobile Connect, Plug and Play modem, includes 5 Year data plan for US, Puerto Rico, US Virgin Islands, Canada, Mexico up to 60 Inverters, CELLMODEM-M1 | Inventory Item | 357.73 |  | No | Inverters | Shippable | 345.53 | 453
360-0000 | 360-0000 | APsystems, AC Cable Connector (splice)– Female, 2300532032 | Inventory Item | 9.33 |  | No | Inverters | Shippable | 8.75 | 416
360-0006 | 360-0006 | APsystems, Y3 AC Bus (Trunk) Cable for DS3, YC600 & QS1 Micro Inverters, (order 1 per Inverter), 12 AWG, 4m (~157”), 2322401303 | Inventory Item | 30.67 |  | No | Inverters | Shippable | 28.75 | 411
310-0648 | 310-0648 | SolarEdge, Energy Hub SE6000H-US HD-Wave, Single Phase, Grid Tied Inverter, Dual Rated 6kW/6kW Battery Access, 240Vac, 60 Hz, 2 Unfused Input, 12 Yr Warr, Ground-Fault/Arc-Fault Protection, RS485 and Ethernet, with 5 Year Cell plan, -40C, AC RSD, w/RGM, and Consumption Meter (Add CT’s), SetApp Enabled, UL1741-SA, SE6000H-USSNBBL14 | Inventory Item | 2249.03 | 6000 | No | Inverters | Shippable | 2103.94 | 391
570-2239 | 570-2239 | Enphase, IQ Envoy, Single Phase, Metered Revenue Grade, accuracy (ANSI C12.20 +/- 0.5%) (IEEE1547:2018) with Calibrated 200A Solid-Core CT, Consumption Metering available when used with Split Core CTs, ENV2-IQ-AM1-240 M | Inventory Item | 486.6 |  | No | Inverters | Shippable | 470.01 | 386
321-0216 | 321-0216 | Enphase, IQ 7+ Micro Inverter, compatible with 60- and 72-cell PV, modules, 208/240 volt, 295VA Peak Power, MC4 DC connectors, Female AC Connector, IQ7PLUS-72-2-US | Inventory Item | 148.48 | 295 | No | Inverters | Shippable | 146.69 | 377
310-0657 |  | SolarEdge, SE10000H-US, HD-Wave, 1-Ph, Grid Tied Inverter, 10kW, 240Vac, 60 Hz, 3 Unfused Input, 12 Yr Warr, Ground-Fault/Arc-Fault Protection, Ungrounded, RS485 and Ethernet, - 40C, AC-RSD, UL-1741-SA, SetApp Enabled, Compatible with Energy Net Communicator, SE10000H- US000BEU4 | Inventory Item | 2286.68 | 10000 | No | Inverters | Shippable | 2139.15 | 337
570-1202 | 570-1202 | SolarEdge, Wireless Gateway (WiFi) with Antenna, SE-WFGW-B-S1-NA | Inventory Item | 147.93 |  | No | Inverters | Shippable | 138.89 | 300
360-0008 | 360-0008 | APsystems, DC Extension Cable, 2m, MC-4, 2310360214 | Inventory Item | 8 |  | No | Inverters | Shippable | 7.5 | 293
310-0598 | 310-0598 | SolarEdge, SE7600H-US HD-Wave, 1-Ph, Grid Tied Inverter, 7600W, 240Vac, 60 Hz, 2 Unfused Input, 12 Yr Warr, Ground-Fault/Arc-Fault Protection, Ungrounded, RS485 and Ethernet, -40C, AC RSD, UL1741-SA, SetApp Enabled, SE7600H-US000BNU4 | Inventory Item | 1819.51 | 7600 | No | Inverters | Vendor De-listing | 1711.9 | 285
360-0352 | 360-0352 | Aptos, Female AC End Cable, 12AWG, 2m, AC_End_Cable-F-2m | Inventory Item | 25.33 |  | No | Inverters | Vendor De-listing | 24.36 | 280
360-0356 | 360-0356 | Aptos, Female AC End Cable, 12AWG, 5m, AC_End_Cable-F-5m | Inventory Item | 41.33 |  | No | Inverters | Vendor De-listing | 39.74 | 254
570-1142 | 570-1142 | Enphase, IQ Envoy, Single Phase, Metered Revenue Grade, accuracy (ANSI C12.20 +/- 0.5%) with Calibrated Solid-Core CT, Consumption Metering available when used with Split Core CTs, ENV-IQ-AM1-240 M | Inventory Item | 486.6 |  | No | Inverters | Shippable | 470.01 | 241
360-0354 | 360-0354 | Aptos, AC Extension Cable, 2 meter, AC_Ext_Cable-2m | Inventory Item | 30.67 |  | No | Inverters | Vendor De-listing | 29.49 | 240
570-1196 | 570-1196 | Enphase, AC Combiner-3 with IQ Envoy and 2 Split Core Consumption CTs, Single Phase, Revenue Grade accuracy (ANSI C12.20 +/- 0.5%) with Calibrated Solid-Core Production CT, Space for 4 Eaton BR 2 Pole Breakers NOT included, 80A, Includes Silver Solar Shield, Use with IQ-6 or IQ-7, X-IQ-AM1-240-3-ES | Inventory Item | 724.37 |  | No | Inverters | Shippable | 654.55 | 237
570-0000 | 570-0000 | APsystems, ECU-R Gateway, Standard ECU (Energy Communication Unit), ZigBee, Wi-Fi, No CTs, No RGM, 3 year Warranty, 209001 | Inventory Item | 265.33 |  | No | Inverters | Shippable | 228.74 | 228
310-0663 |  | SolarEdge, SE7600H-US HD-Wave, 1-Ph, Grid Tied Inverter, 7600W, 240Vac, 60 Hz, 2 Unfused Input, 12 Yr. Warranty, Ground-Fault/Arc-Fault Protection, Ungrounded, RS485 and Ethernet, -40C, AC RSD, UL1741-SA, SetApp Enabled, Compatible with Energy Net Communicator, SE7600H-US000BEU4 | Inventory Item | 1819.51 | 7600 | No | Inverters | Shippable | 1711.9 | 211
500-0040 | 500-0040 | Outback, Busbar, 180A, Black, Long, TBB-BLACK | Inventory Item | 23.61 |  | No | Inverters | Shippable | 21.79 | 205
360-0009 | 360-0009 | APsystems, Sealing cap for MC-4 DC Connector - Male (purchase w/ F), 2060401006 | Inventory Item | 1.33 |  | No | Inverters | Shippable | 1.25 | 187
321-0236 | 321-0236 | APsystems, DS3 Micro Inverter, compatible with Dual 60/72-cell PV Modules, 240 volt, 60Hz, 880VA Peak Power, 60Vdc, 20A X 2 Max Input, MC4 Type Connector, 10 year Warranty, UL1741-SA, Rule-21, 117001 | Inventory Item | 218.29 | 880 | No | Inverters | Shippable | 210.59 | 186
310-0662 |  | SolarEdge, SE6000H-US HD-Wave, 1-Ph, Grid Tied Inverter, 6000W, 208/240Vac, 60 Hz, 2 Unfused Input, 12 Yr. Warranty, Ground-Fault/Arc-Fault Protection, Ungrounded, RS485 and Ethernet, -40C, AC RSD, UL1741-SA, SetApp Enabled, Compatible with Energy Net Communicator, SE6000H-US000BEU4 | Inventory Item | 1576.9 | 6000 | No | Inverters | Shippable | 1483.65 | 172
310-0661 |  | SolarEdge, SE5000H-US HD-Wave, 1-Ph, Grid Tied Inverter, 5000W, 240Vac, 60 Hz, 2 Unfused Input, 12 Yr. Warranty, Ground-Fault/Arc-Fault Protection, Ungrounded, RS485 and Ethernet, -40C, AC RSD, UL1741-SA, SetApp Enabled, Compatible with Energy Net Communicator, SE5000H-US000BEU4 | Inventory Item | 1516.25 | 5000 | No | Inverters | Shippable | 1426.58 | 168
360-0010 | 360-0010 | APsystems, Sealing cap for MC-4 DC Connector - Female (purchase w/ M), 2060402006 | Inventory Item | 1.33 |  | No | Inverters | Shippable | 1.25 | 166
310-0658 |  | SolarEdge, SE11400H-US, HD-Wave, 1-Ph, Grid Tied Inverter, 11.4kW, 208/240Vac, 60 Hz, 3 Unfused Input, 12 Yr Warr, Ground-Fault/Arc-Fault Protection, Ungrounded, RS485 and Ethernet, -40C, AC-RSD, UL1741-SA, SetApp Enabled, Compatible with Energy Net Communicator, SE11400H-US000BEU4 | Inventory Item | 2440.9 | 11400 | No | Inverters | Shippable | 2283.42 | 163
570-1217 | 570-1217 | SolarEdge, 225A CT, 2 used with 240V Consumption Meter, QTY. 1, SECT-SPL-225A-T-20 | Inventory Item | 32.25 |  | No | Inverters | Shippable | 30.28 | 160
360-0004 | 360-0004 | APsystems, AC Bus Cable End Cap, for DS3, YC600 & QS1, 2060700007 | Inventory Item | 8 |  | No | Inverters | Vendor De-listing | 7.5 | 152
321-0216-B.2 |  | "B" Grade Enphase, IQ 7+ Micro Inverter, compatible with 60- and 72-cell PV, modules, 208/240 volt, 295VA Peak Power, MC4 DC connectors, Female AC Connector, IQ7PLUS-72-2-US | Inventory Item | 118.09 | 295 | No | Inverters | Soligent De-listing | 93.28 | 138
565-0240 | 565-0240 | Storz Power, Tigo TS4-A-O, Optimizer Module, Optimization, Monitoring & RSD, Add-on- Module for 1 PV Module, Max 90Voc, 15A, 1.2m MC-4 cable, Requires CCA Kit and TAP, 10254 | Inventory Item | 56.82 | 700 | No | Inverters | Shippable | 56.18 | 133
310-0660 |  | SolarEdge, SE3800H-US HD-Wave, 1-Ph, Grid Tied Inverter, 3800W, 208/240Vac, 60 Hz, 2 Unfused Input, 12 Yr. Warranty, Ground-Fault/Arc-Fault Protection, Ungrounded, RS485 and Ethernet, -40C, AC RSD, UL1741-SA, SetApp Enabled, Compatible with Energy Net Communicator, SE3800H-US000BEU4 | Inventory Item | 1191.44 | 3800 | No | Inverters | Shippable | 1120.98 | 127
360-0380 | 360-0380 | APsystems, Y3 AC Bus (Trunk) Cable for DS3 Micro Inverters, (order 1 per Inverter), 10AWG, 2.4m (~94.5"), 2322600403 | Inventory Item | 40 |  | No | Inverters | Shippable | 35.29 | 114
310-0643 | 310-0643 | SolarEdge, Energy Hub SE7600H-US HD-Wave, Single Phase, Grid Tied Inverter, Dual Rated 7.6kW/7kW Battery Access, 240Vac, 60 Hz, 2 Unfused Input, 12 Yr Warr,Ground-Fault/Arc-Fault Protection, RS485 and Ethernet, with 5 Year Cell plan, -40C, AC RSD, w/RGM, and Consumption Meter (Add CT’s), SetApp Enabled, UL1741-SA, SE7600H-USSNBBL14 | Inventory Item | 2484.18 | 7600 | No | Inverters | Shippable | 2323.91 | 110
310-0644 | 310-0644 | SolarEdge, Energy Hub SE10000H-US HD-Wave, Single Phase, Grid Tied Inverter, Dual Rated 10kW/10kW Battery Access, 240Vac, 60 Hz, 2 Unfused Input, 12 Yr Warr,Ground-Fault/Arc-Fault Protection, RS485 and Ethernet, with 5 Year Cell plan, -40C, AC RSD, w/RGM, and Consumption Meter (Add CT’s), SetApp Enabled, UL1741-SA, SE10000H-USSNBBL14 | Inventory Item | 2978.26 | 10000 | No | Inverters | Shippable | 2786.12 | 96
565-0228 | 565-0228 | SolarEdge, Optimizer 950W, Add-On Box for two modules, Single Input, Series Connection, Isc 12.5A, 12.5-105V MPPT, 125V Max, MC4 In/Out, 1000VDC, (Use only with SolarEdge 3-Phase Inverters),P950 | Inventory Item | 75.82 | 950 | No | Inverters | Vendor De-listing | 74.13 | 90
590-0098 | 590-0098 | SolarEdge, Grounding Plate, Qty. 1 plate, SE-GNDPLATE-100 | Inventory Item | 1.21 |  | No | Inverters | Shippable | 0.93 | 90
321-0234 | 321-0234 | APsystems, DS3-S Micro Inverter, compatible with Dual 60/72-cell PV Modules, 240 volt, 60Hz, 640VA Peak Power, 60Vdc, 16A X 2 Max Input, MC4 Connector, 10 year Warranty, UL1741-SA, Rule-21, 119001 | Inventory Item | 201.22 | 640 | No | Inverters | Shippable | 194.12 | 86
570-1226 | 570-1226 | Enphase, IQ Combiner-4 with IQ Gateway and 2 Split Core Consumption CTs, Single Phase, Revenue Grade accuracy (ANSI C12.20 +/- 0.5%) Calibrated Solid-Core Production CT, Space for 4 PV Branch Circuits with Hold Down kits, Breakers NOT included, Use with IQ-6, IQ-7 or IQ-8, 80A, X-IQ-AM1-240-4 | Inventory Item | 724.37 |  | No | Inverters | Shippable | 654.55 | 78
330-0597 | 330-0597 | SMA, Sunny Tripower 62000-TL (Core 1, STP-62) 3-Ph Grid Tied Inverter, 62kW, 277/480VAC, 60Hz, Integrated AC & DC Discon, 6 MPPT Input, (2 Strings each), UTX Connectors, 10 Yr Warr, Transformerless, AFCI, Built in Ethernet, NO WLAN (Wi-FI), SunSpec Compliant, 03-62-1000-2-41-V2 | Inventory Item | 6283.64 | 62000 | No | Inverters | Shippable | 5655.28 | 72
570-1003 | 570-1003 | Enphase, ZigBee USB stick for Envoy communication with RGM, RGM-ZGB-01 | Inventory Item | 72.22 |  | No | Inverters | Vendor De-listing | 65.66 | 68
360-0002 | 360-0002 | APsystems, AC Bus Cable Unlocking Tool, for DS3, YC600 & QS1, 2352000001 | Inventory Item | 4 |  | No | Inverters | Shippable | 3.75 | 66
330-0596 | 330-0596 | SMA, Sunny Tripower 50000-TL (Core 1, STP-50) 3-Ph Grid Tied Inverter, 50kW, 277/480VAC, 60Hz, Integrated AC & DC Discon, 6 MPPT Input, (2 Strings each), UTX Connectors, 10 Yr Warr, Transformerless, AFCI, Built in Ethernet, NO WLAN (Wi-FI), SunSpec Compliant, 03-50-1000-2-41-V2 | Inventory Item | 6156.33 | 50000 | No | Inverters | Shippable | 5540.7 | 63
360-0205 | 360-0205 | Enphase, Accessory, Water tight cap for M215 and M250, Qty. 1, ET-SEAL-10 | Inventory Item | 2.22 |  | No | Inverters | Vendor De-listing | 2.02 | 62
341-0117 | 341-0117 | Schneider Electric, CONEXT XW, MINI-PDP, Power Distribution Panel For One XW Inverter ONLY, NOT Expandable,1-Pole 250A/160VDC Breaker, 3,2-Pole 60A AC Breakers & By-Pass, 120-240V, 865-1013-01 | Inventory Item | 592.71 |  | No | Inverters | Shippable | 557.15 | 61
570-0028 | 570-0028 | SMA, Communication Card, RS-485 Module for -10, -11, -12 inverters, 485USPB-NR | Inventory Item | 98.58 |  | No | Inverters | Shippable | 94.15 | 59
370-0122 | 370-0122 | SolarEdge, HD-Wave EV and Smart Charger Charging Cable, 40 Amp, Level 2 Electric Vehicle J1772 Charge Connector with 25 feet cable and holder, use with HD-Wave-EV Inverter, SE-EV-KIT-25J40-2 | Inventory Item | 396.89 |  | No | Inverters | Shippable | 376.85 | 57
310-0286 | 310-0286 | SolarEdge, SE7600H-US HD-Wave, 1-Ph, Grid Tied Inverter, 7600W, 240Vac, 60 Hz, 2 Unfused Input, 12 Yr Warr, Ground-Fault/Arc-Fault Protection, RS485 and Ethernet, -40C, AC RSD, UL1741-SA, w/RGM & Consumption Meter (Add CT’s), SetApp Enabled, SE7600H-US000BNI4 | Inventory Item | 2022.11 | 7600 | No | Inverters | Vendor De-listing | 1891.66 | 52
570-1159 | 570-1159 | Outback, Communications Controller for Radian/FXR, Grey Case, MATE3s | Inventory Item | 483.13 |  | No | Inverters | Shippable | 460.92 | 52
321-0229-B |  | "B" Grade Enphase, IQ 8 Micro Inverter, compatible with 60 cell PV Modules, 240V, 245VA Peak Power, MC4 DC Connectors, Female AC Connector, IQ8-60-2-US / IQ8-72-M-US | Inventory Item | 140.94 | 245 | No | Inverters | Vendor De-listing | 125.84 | 50
570-1233 | 570-1233 | SolarEdge, Replacement 4G Cell Modem, for all Single Phase Inverters with a Display, with Sprint CDMA and T-Mobile GSM 3G Networks, for use in US Only,CELL-A-R05-US-P-S2 | Inventory Item | 347.02 |  | No | Inverters | Shippable | 325.81 | 50
310-0294 |  | SolarEdge, SE6000H-US HD-Wave, 1-Ph, Grid Tied Inverter, 6000W, 208/240Vac, 60 Hz, 2 Unfused Input, 12 Yr Warr, Ground-Fault/Arc-Fault Protection, RS485 and Ethernet, -40C, AC RSD, w/RGM & Consumption Meter (Add CT’s), UL1741-SA, SetApp Enabled, Compatible with Energy Net Communicator, SE6000H-US000BEI4 | Inventory Item | 1645.7 | 6000 | No | Inverters | Shippable | 1546.96 | 48
510-0035 | 510-0035 | Outback, FWPV-8 Combiner box, 8 Breakers or 6 Fuse holders | Inventory Item | 281.94 |  | No | Inverters | Shippable | 238.82 | 46
310-0007 | 310-0007 | SolarEdge, SE11400H-US Energy Hub, Single Phase, Grid Tied Inverter, Dual Rated 11.4kW/10kW Battery Access, 240Vac, 60 Hz, 2 Unfused Input, 12 Yr Warr, Ground-Fault/Arc-Fault Protection, RS485 and Ethernet, with 5 Year Cell plan, -40C, AC RSD, w/RGM, and Consumption Meter (Add CT’s), SetApp Enabled, UL1741-SB, Home-Net Compatible, SE11400H-USSNBBL15 | Inventory Item | 3115.28 | 11400 | No | Inverters | Shippable | 2914.29 | 45
360-0182 | 360-0182 | Chilicon, Modular Trunk Cap Male, T6 Male Cap | Inventory Item | 2.22 |  | No | Inverters | Soligent De-listing | 2.22 | 42
570-1190 | 570-1190 | Enphase, IQ Combiner-3 Accessory Receptacle, XA-PLUG-120-3 | Inventory Item | 17.11 |  | No | Inverters | Shippable | 16.52 | 40
310-0284 | 310-0284 | SolarEdge, SE5000H-US HD-Wave, 1-Ph, Grid Tied Inverter, 5000W, 240Vac, 60 Hz, 2 Unfused Input, 12 Yr Warr, Ground-Fault/Arc-Fault Protection, RS485 and Ethernet, -40C, AC RSD, UL1741-SA, w/RGM & Consumption Meter (Add CT’s), SetApp Enabled, SE5000H-US000BNI4 | Inventory Item | 1717.11 | 5000 | No | Inverters | Vendor De-listing | 1606.33 | 38
310-0600 | 310-0600 | SolarEdge, SE11400H-US, HD-Wave, 1-Ph, Grid Tied Inverter, 11.4kW, 208/240Vac, 60 Hz, 3 Unfused Input, 12 Yr Warr, Ground-Fault/Arc-Fault Protection, Ungrounded, RS485 and Ethernet, -40C, AC-RSD, UL1741-SA, SetApp Enabled, SE11400H-US000BNU4 | Inventory Item | 2440.9 | 11400 | No | Inverters | Vendor De-listing | 2283.42 | 38
310-0647 | 310-0647 | SolarEdge, Energy Hub SE3800H-US HD-Wave, Single Phase, Grid Tied Inverter, Dual Rated 3.8kW/7kW Battery Access, 240Vac, 60 Hz, 2 Unfused Input, 12 Yr Warr, Ground-Fault/Arc-Fault Protection, RS485 and Ethernet, with 5 Year Cell plan, -40C, AC RSD, w/RGM, and Consumption Meter (Add CT’s), SetApp Enabled, UL1741-SA, SE3800H-USMNBBL14 | Inventory Item | 1933.1 | 3800 | No | Inverters | Shippable | 1808.39 | 38
565-0221 | 565-0221 | SMA, TS4-R-F, Fire Safety Shut Down Module, NEC 2017 SunSpec Compliant Module Level RSD when used with SunSpec Inverters (-41 SMA), Add-on-Module for 1 PV Module, Max 90Voc, 12.5A, 20A Fuse, 478-00252-42 | Inventory Item | 25.87 |  | No | Inverters | Vendor De-listing | 24.43 | 37
570-1126 | 570-1126 | SMA, Wi-Fi Antenna Extension Kit, for SB-XX-40 or -41 inverters, EXTANT-US-40 | Inventory Item | 49 |  | No | Inverters | Shippable | 46.8 | 34
321-0215 | 321-0215 | Enphase, IQ 7 Micro Inverter, compatible with 60-cell PV, modules, 208/240 volt, 250VA Peak Power, MC4 DC connectors, Female AC Connector, IQ7-60-2-US | Inventory Item | 130.79 | 250 | No | Inverters | Shippable | 129.22 | 31
310-0292 |  | SolarEdge, SE11400H-US, HD-Wave, 1-Ph, Grid Tied Inverter, 11.4kW, 240Vac, 60 Hz, 3 Unfused Input, 12 Yr Warr, Ground-Fault/Arc-Fault Protection, RS485 and Ethernet, -40C, AC-RSD, w/RGM & Consumption Meter (Add CT’s), UL1741-SA, SetApp Enabled, Compatible with Energy Net Communicator, SE11400H-US000BEI4 | Inventory Item | 2641.91 | 11400 | No | Inverters | Shippable | 2471.46 | 29
580-0148 | 580-0148 | OutBack, IMO FireRaptor Single Rapid Shutdown Unit, NEC-2017 RSD, 1 per PV Module, OBFRS-01 | Inventory Item | 79.17 |  | No | Inverters | Shippable | 73.08 | 28
360-0012 | 360-0012 | APsystems, YC1000 AC Bus (Trunk) Cable for YC1000 Micro Inverters, 14 AWG, 2m (~78”), 2322302552 | Inventory Item | 33.33 |  | No | Inverters | Vendor De-listing | 28.74 | 27
570-1148 | 570-1148 | SMA, TS4-R, Gateway, Used with Cloud Connect & TS4-R Add-on-Module, 150-00000-50 | Inventory Item | 72.14 |  | No | Inverters | Vendor De-listing | 66.26 | 26
360-0376 | 360-0376 | APsystems, AC Cable Connector 10AWG (splice) - Male, 2300931202 | Inventory Item | 12 |  | No | Inverters | Shippable | 10.59 | 25
360-0013 | 360-0013 | APsystems, YC1000 AC Bus (Trunk) Cable for YC1000 Micro Inverters, 14 AWG, 4m (~157”), 2322402552 | Inventory Item | 53.33 |  | No | Inverters | Vendor De-listing | 45.98 | 24
310-0288 | 310-0288 | SolarEdge, SE11400H-US, HD-Wave, 1-Ph, Grid Tied Inverter, 11.4kW, 240Vac, 60 Hz, 3 Unfused Input, 12 Yr Warr, Ground-Fault/Arc-Fault Protection, RS485 and Ethernet, -40C, AC-RSD, UL1741-SA, w/RGM & Consumption Meter (Add CT’s), SetApp Enabled, SE11400H-US000BNI4 | Inventory Item | 2641.91 | 11400 | No | Inverters | Vendor De-listing | 2471.46 | 22
500-0043 | 500-0043 | Outback, Busbar, 180A, Red, Long, TBB-RED | Inventory Item | 23.61 |  | No | Inverters | Shippable | 21.79 | 22
570-0238 | 570-0238 | SolarEdge, GSM Modem w/SIM, for up to 32 Commercial (208 or 480V) Inverters with a Display, or up to 1,000kW-AC, 5 Yr Sprint Prepaid Data Plan, for use in US Only, SE-CELL-R05-S-S5-serialized | Inventory Item | 1367.99 |  | No | Inverters | Soligent De-listing | 1310.99 | 22
580-0002 | 580-0002 | APsmart, Transmitter-PLC, 29mm ID Dual Core NO Power Supply, SunSpec Certified, 406000 | Inventory Item | 39.33 |  | No | Inverters | Shippable | 33.91 | 21
330-0581 | 330-0581 | SolarEdge, 80kW 3 Phase Synergy Manager, Requires 2 Synergy Units, 80kW 480V WYE/Delta, 60Hz, 1000VDC, Fused Multiple DC Inputs, DC Discon, AC/DC SPD, 12 Yr. Warranty, AFCI, with AC-RSD, -40C, RS485 and Ethernet, UL-1741-SA (Rule-21), SE80K-US08IBNZ4 | Inventory Item | 1383.32 | 80000 | No | Inverters | Shippable | 1301.07 | 20
360-0377 | 360-0377 | APsystems, AC Cable Connector 10AWG (splice) - Female, 2300932202 | Inventory Item | 12 |  | No | Inverters | Shippable | 10.59 | 20
360-0360 | 360-0360 | Generac, Modular Trunk Cable, AWG 10, 2.15m (~85”) for 72 Cell Landscape Modules, CP-MTC-2.15 | Inventory Item | 36.65 |  | No | Inverters | Shippable | 34.49 | 19
310-0283 | 310-0283 | SolarEdge, SE3800H-US HD-Wave, 1-Ph, Grid Tied Inverter, 3800W, 208/240Vac, 60 Hz, 2 Unfused Input, 12 Yr Warr,Ground-Fault/Arc-Fault Protection, RS485 and Ethernet, -40C, AC RSD, UL1741-SA, w/RGM & Consumption Meter (Add CT’s), SetApp Enabled, SE3800H-US000BNI4 | Inventory Item | 1360.06 | 3800 | No | Inverters | Vendor De-listing | 1272.31 | 18
311-0082 | 311-0082 | Schneider Electric, CONEXT XW-Pro-6848 battery inverter, 6800W, 120/240VAC, 60Hz, 60A Transfer, 48VDC, Sinewave, Grid Tied, 140A 0.98 PFC Charger, 5 Yr Warr, with BTS, UL1741-SA (Rule-21), 865-6848-21 | Inventory Item | 3659.51 | 6800 | No | Inverters | Shippable | 3530.35 | 18
580-0003 | 580-0003 | APsmart, Transmitter-PLC, 29mm ID Single Core NO Power Supply, SunSpec Certified, 406001 | Inventory Item | 34.53 |  | No | Inverters | Shippable | 29.77 | 18
310-0597 | 310-0597 | SolarEdge, SE6000H-US HD-Wave, 1-Ph, Grid Tied Inverter, 6000W, 208/240Vac, 60 Hz, 2 Unfused Input, 12 Yr Warr, Ground-Fault/Arc-Fault Protection, Ungrounded, RS485 and Ethernet, -40C, AC RSD, UL1741-SA, SetApp Enabled, SE6000H-US000BNU4 | Inventory Item | 1576.9 | 6000 | No | Inverters | Vendor De-listing | 1483.65 | 17
565-0215 | 565-0215 | SolarEdge, Optimizer 850W, Add-On Box for Two Modules, Single input, Series Connected Modules, 12.5-105V MPPT, 12.5A, 120Vdc Max, MC4-Compatible In/Out, 1000VDC, (Use only with SolarEdge 3-Phase Inverters), P850 | Inventory Item | 63 | 850 | No | Inverters | Vendor De-listing | 55.2 | 17
310-0646 | 310-0646 | SolarEdge, Energy Hub SE7600H-US HD-Wave, Single Phase, Grid Tied Inverter, Dual Rated 7.6kW/10kW Battery Access, 240Vac, 60 Hz, 2 Unfused Input, 12 Yr Warr, Ground-Fault/Arc-Fault Protection, RS485 and Ethernet, with 5 Year Cell plan, -40C, AC RSD, w/RGM, and Consumption Meter (Add CT’s), SetApp Enabled, UL1741-SA, SE7600H-USMNBBL14 | Inventory Item | 2652.06 | 7600 | No | Inverters | Shippable | 2480.96 | 16
570-0123 | 570-0123 | SMA, Communication Cable for RS-485, 50', DB-9 one end for SM Control, RS 485 CABLE | Inventory Item | 50.29 |  | No | Inverters | Shippable | 48.03 | 16
570-0182 | 570-0182 | SolarEdge, GSM Modem w/SIM, for StorEdge Only, 7.6 kW inverters, ≤2 batteries, works with T-Mobile, 5 Yr prepaid plan, for use in US Only, Qty. 1, SE-GSM-R05-US-S2, -serialized | Inventory Item | 306.33 |  | No | Inverters | Soligent De-listing | 293.83 | 15
570-1174 | 570-1174 | Enphase, IQ Commercial Envoy, 3 Phase, Meter Accuracy +/- 0.5% with Solid-Core CT, Consumption Metering available when used with Split Core CTs, ENV-IQ-AM3-3P | Inventory Item | 809.89 |  | No | Inverters | Shippable | 782.28 | 15
570-1203 | 570-1203 | SolarEdge, Wireless Gateway (WiFi) Repeater, SE-WFRPT-B-S1-NA | Inventory Item | 101.78 |  | No | Inverters | Shippable | 95.56 | 15
570-1237 | 570-1237 | SolarEdge, Single Phase Consumption Meter with Enclosure, 240V, 60Hz, RS485, NEMA 3R, NO CT’s, Add 2 CT’s, SE-MTR240-NN-S-S1 | Inventory Item | 213.16 |  | No | Inverters | Shippable | 183.76 | 15
341-0110 | 341-0110 | Schneider Electric, CONEXT XW, PDP, Power Distribution Panel 1 250A 160VDC Breaker, 2-POLE 60A AC Breakers, 120-240V, 865-1015-01 | Inventory Item | 1350.07 |  | No | Inverters | Shippable | 1163.85 | 14
570-0108 | 570-0108 | Outback, Communications Hub, 4 ports, HUB4 | Inventory Item | 175.9 |  | No | Inverters | Shippable | 167.82 | 14
570-1133 | 570-1133 | SolarEdge, RS485 Expansion Kit, for multiple SolarEdge & StoreEdge inverters, SE1000-RS485-IF-NA | Inventory Item | 89.23 |  | No | Inverters | Vendor De-listing | 83.78 | 14
570-1245 | 570-1245 | Storz Power, Tigo Cloud Connect Advanced Outdoor Kit, Includes: CCA Gateway, Power Supply, Outdoor Enclosure with DIN rail for the CCA and Power Supply, use with Tigo TAP, 10255 | Inventory Item | 423.53 |  | No | Inverters | Shippable | 413.79 | 14
730-0066 | 730-0066 | APsmart, Red-Eye+, Sensor/Transmitter, Used to Test APsmart RSD devices, 411000 | Inventory Item | 250.67 |  | No | Inverters | Shippable | 218.6 | 14
321-0233-B |  | Enphase, IQ 8+ Micro Inverter, compatible with 60 -72 cell PV Modules, 240V, 300VA Peak Power, MC4 DC Connectors, Female AC Connector, IQ8PLUS-72-2-US / IQ8PLUS-72-M-US | Inventory Item | 135.71 | 300 | No | Inverters | Shippable | 135.71 | 13
348-0099 | 348-0099 | Outback, FLEXpowerONE, VFXR3648A-01, Inverter/Charger 3.6kW FLEXpower One, prewired AC and DC boxes with 120Vac Bypass, NEMA 5-15R Outlet, 175A DC breaker, GFDI, 80Amp charge controller breaker, Mate3-S, HUB 10.3, RTS, 1 FLEXmax 80, FLEXnet DC and surge protector, UL1741-SA, FP1 VFXR3648A-01 | Inventory Item | 4440.51 | 3600 | No | Inverters | Shippable | 4226.51 | 13
500-0021 | 500-0021 | Outback, Busbar, Breaker Bus, 500A for DC Breakers, FW-BBUS | Inventory Item | 33.33 |  | No | Inverters | Shippable | 30.77 | 13
500-0095 | 500-0095 | Magnum, Mini Magnum, Panel with 250ADC breaker & 60A single pole AC input breaker, 120VAC, MMP250-60S | Inventory Item | 645.63 |  | No | Inverters | Shippable | 556.57 | 13
501-0030 | 501-0030 | SMA, DC Surge Protection Module Kit, 9 Module kit for Core-1 Inverter, DC_SPD_KIT4-10 | Inventory Item | 84.64 |  | No | Inverters | Shippable | 79.35 | 13
577-0236 | 577-0236 | Storz Power, AI+ Smart Switch, Automatic Transfer Switch, 10319 | Inventory Item | 1836.19 |  | No | Inverters | Shippable | 1601.33 | 13
577-0235 | 577-0235 | Storz Power, Smart Access Controller, for Controlling up to 12 120V Circuits, with 6, 30A and 6, 60A Breakers, Indoor Rated, Wall Mount, 10249 | Inventory Item | 2424 |  | No | Inverters | Shippable | 2113.95 | 12
570-1137 | 570-1137 | Fronius, Smart Meter, 480V, 3 Phase, 50-60Hz, for Symo, 43,0001,3530 | Inventory Item | 240.78 |  | No | Inverters | Soligent De-listing | 229.96 | 11
570-1184 | 570-1184 | SMA, Cellular LTE Modem w/ 5yr ATT, T-Mobile Data Plan, for -40, -41 Single Phase Inverters, CELLMODKIT-US-10 | Inventory Item | 299.77 |  | No | Inverters | Shippable | 258.43 | 11
341-0120 | 341-0120 | Outback, Radian Prewired GS Load Center with two 175A breakers, dual 80A GFDI and PV breakers for two charge controllers, FLEXnet DC and three 500A shunts, 2-pole 120/240VAC 50A bypass breakers, 2, 2-pole 120/240VAC 50A input breakers, 10 busbars, Powder-Coated Finish, GSLC175-PV-120/240 | Inventory Item | 1568 |  | No | Inverters | Shippable | 1351.72 | 10
360-0379 | 360-0379 | APsystems, Y3 AC Bus (Trunk) Cable for QT-2 Micro Inverters, (1 per Inverter), 10 AWG, 4m (~157"), 2322400703 | Inventory Item | 46.67 |  | No | Inverters | Shippable | 41.18 | 10
500-0034 | 500-0034 | Outback, Shunt Bus, 500A, FW-SBUS | Inventory Item | 33.33 |  | No | Inverters | Shippable | 30.77 | 10
500-0110 | 500-0110 | Magnum, Mini Magnum, Panel with 250 ADC breaker & 30A dual pole AC input breaker, 120/240VAC, MMP250-30D | Inventory Item | 645.63 |  | No | Inverters | Shippable | 556.57 | 10
570-0176 | 570-0176 | SolarEdge, Data Logger/Control /Communication Gateway, with 3R Enclosure, 208/277V, SE1000-DTLG-S1 | Inventory Item | 474.41 |  | No | Inverters | Soligent De-listing | 445.42 | 10
570-0186 | 570-0186 | ​Chilicon, Repeater Device, zWave Repeater | Inventory Item | 38.33 |  | No | Inverters | Soligent De-listing | 35.2 | 10
570-1230 | 570-1230 | SolarEdge, Replacement 4G Cell Modem, for all SetApp Enabled Single Phase Inverters, with Sprint CDMA and T-Mobile GSM 3G Networks, for use in US Only,CELL-B-R05-US-P-S2 | Inventory Item | 347.02 |  | No | Inverters | Shippable | 325.81 | 10
570-1246 | 570-1246 | Storz Power, Tigo Access Point (TAP), use with CCA Kit and TS4-A-O, 10257 | Inventory Item | 67.06 |  | No | Inverters | Shippable | 66.28 | 10
341-0108 | 341-0108 | Schneider Electric, CONEXT XW, AGS, Auto Generator Start, for XW, and SW, 865-1060-01 | Inventory Item | 206.07 |  | No | Inverters | Shippable | 177.64 | 9
570-0105 | 570-0105 | Outback, Shunt for FlexWare 500 or 1000, 500A, with Terminal Busbar & White Insulator, FW-SHUNT500 | Inventory Item | 59.04 |  | No | Inverters | Shippable | 56.32 | 9
575-0195 | 575-0195 | SMA, Communication Quick Module RS-485 interface and multi-function relay, for SBxxxxHFUS inverters, 485QMUS-10-NR | Inventory Item | 90.57 |  | No | Inverters | Vendor De-listing | 82.33 | 9
360-0184 | 360-0184 | Chilicon, Modular Trunk Cap Sealing Tape, 10’, 1 for 4 T6 Male Caps, Tape Roll | Inventory Item | 8.89 |  | No | Inverters | Soligent De-listing | 8.89 | 8
500-0104 | 500-0104 | Magnum, Back Plate Single (fits 1-MPSL, 1-MPX), extension for Back Plate Dual, BP-S | Inventory Item | 101.21 |  | No | Inverters | Shippable | 87.25 | 8
500-0112 | 500-0112 | Magnum, Mini Magnum, Panel with 175ADC breaker & 30A dual pole AC input breaker, 120/240VAC, MMP175-30D | Inventory Item | 645.63 |  | No | Inverters | Shippable | 556.57 | 8
570-0111 | 570-0111 | SMA, Communication Gateway, for 485 to Speedwire communication, use with Cluster Controller or Data manager-M, COMGW-US-10 | Inventory Item | 248.21 |  | No | Inverters | Shippable | 237.06 | 8
MK-565-0230-B |  | "B" Grade- SolarEdge, Optimizer 400W, Add-On Box for one 60 or 72 cell High Power module, 8-60V, 11.75A, MC4-compatible In/Out, 45" PV wire, UL 1000VDC, P401 | Inventory Item | 60.7 | 400 | No | Inverters | Soligent De-listing | 58.22 | 8
310-0287 | 310-0287 | SolarEdge, SE10000H-US, HD-Wave, 1-Ph, Grid Tied Inverter, 10kW, 240Vac, 60 Hz, 3 Unfused Input, 12 Yr Warr, Ground-Fault/Arc-Fault Protection, RS485 and Ethernet, -40C, AC-RSD, UL-1741-SA, w/RGM & Consumption Meter (Add CT’s), SetApp Enabled, SE10000H-US000BNI4 | Inventory Item | 2302.44 | 10000 | No | Inverters | Vendor De-listing | 2208.46 | 7
341-0112 | 341-0112 | Schneider Electric, CONEXT XW Connection kit for Inverter 2 & Inverter 3, 250A/160VDC Breaker, AC-DC-XANBUS CABLES, No AC Breakers, 865-1020-02 | Inventory Item | 742.87 |  | No | Inverters | Shippable | 640.4 | 7
341-0118 | 341-0118 | Outback, Radian GS Load Center, Box only with 500A shunt and 4 busbars, Powder-Coated Finish, GSLC | Inventory Item | 828 |  | No | Inverters | Shippable | 713.79 | 7
501-0029 | 501-0029 | SMA, AC Surge Protection Module Kit, 4 Module kit for Core-1 Inverter, AC_SPD_KIT1-10 | Inventory Item | 44.16 |  | No | Inverters | Shippable | 38.07 | 7
550-0357 | 550-0357 | Outback, FLEXware MATE3 Side Mount Bracket - with mounting screws and bushing, FW-MB3 | Inventory Item | 41.67 |  | No | Inverters | Shippable | 38.46 | 7
570-0110 | 570-0110 | Outback, Communications Controller for FlexWare, Black Flush Mount Case, MATE2 | Inventory Item | 320.48 |  | No | Inverters | Shippable | 305.75 | 7
570-0160 | 570-0160 | Pika, Current Transformer (CT) Kit, 300A, 3Phase, Required for Self-Supply, and Zero-Export Modes, RJ45 Connector, Qty. 1 CT, (3 required for 3 Phase), CT301 | Inventory Item | 124.53 |  | No | Inverters | Vendor De-listing | 114.45 | 7
570-0185 | 570-0185 | Chilicon, Home energy Meter, Gen 5, Gen5 Home Power Meter | Inventory Item | 127.22 |  | No | Inverters | Soligent De-listing | 116.84 | 7
310-0523 | 310-0523 | SolarEdge, SE3000A-U 1-Ph Grid Tied Inverter with (RGM) Revenue Grade Meter, 3300W, 240VAC, 60Hz, DC Discon, 2 Unfused Input, No MPPT, 12 Yr Warr, Ungrounded, RS485 and Ethernet, Arc-Fault Protection, SE3000A-US000NNR2 | Inventory Item | 1078.03 | 3000 | No | Inverters | Vendor De-listing | 1034.03 | 6
500-0023 | 500-0023 | Outback, FlexWare Charge Control Side Bracket for 1 MX60, FM60, or FM80, (Not compatible with FM100-300VDC charge controller), FW-CCB | Inventory Item | 87.5 |  | No | Inverters | Shippable | 80.77 | 6
500-0024 | 500-0024 | Outback, FlexWare Charge Control Side Bracket for 2 MX60, FM60, or FM80's, (Not compatible with FM100-300VDC charge controller), FW-CCB2 | Inventory Item | 91.67 |  | No | Inverters | Shippable | 84.62 | 6
540-0189 | 540-0189 | SolarEdge,Optional DC fusing for use with P-800 Optimizers, FLD 30 x 25A Fuses for Ext. Power 3-Ph Inv, Kit, 30 25A fuses, DCD, FLD-DCD-FUSE-S1 | Inventory Item | 218 |  | No | Inverters | Vendor De-listing | 187.93 | 6
565-0209-B | 565-0209-B | "B-Grade" SolarEdge, Optimizer 730W, Add-On Box for two 60 or 72 cell modules, 12.5-105V MPPT, 11A, MC4-Compatible In, MC4-Compatible Out, 1000VDC, (Use only with SolarEdge 3-Phase Inverters), P730 | Inventory Item | 30 | 730 | No | Inverters | Soligent De-listing | 29.63 | 6
341-0102 | 341-0102 | Schneider Electric, Conext SW AC Breaker Panel, 120V/240V, 865-1017 | Inventory Item | 586.67 |  | No | Inverters | Shippable | 505.75 | 5
360-0361 | 360-0361 | Generac, T-Junction Cable Option, AWG 10, 1.7mm (~67”) 1 connector, (to avoid cutting MTC cable), CP-MTC-JBOX | Inventory Item | 29.77 |  | No | Inverters | Shippable | 28.01 | 5
500-0071 | 500-0071 | Magnum, Conduit Box (White)for AC/DC Wiring required to be in Conduit, ME-CB | Inventory Item | 62.19 |  | No | Inverters | Soligent De-listing | 53.61 | 5
565-0209 | 565-0209 | SolarEdge, Optimizer 730W, Add-On Box for two 60 or 72 cell modules, 12.5-105V MPPT, 11A, MC4-Compatible In, MC4-Compatible Out, 1000VDC, (Use only with SolarEdge 3-Phase Inverters), P730 | Inventory Item | 39.98 | 730 | No | Inverters | Vendor De-listing | 38.42 | 5
565-0229 | 565-0229 | SolarEdge, Optimizer 485W, Add-On Box for One Module, 12-125V, 11A, MC4-Compatible In/Out, 45" PV wire, UL 1000VDC, P485 | Inventory Item | 91.45 | 485 | No | Inverters | Vendor De-listing | 88.91 | 5
570-1204 | 570-1204 | Schneider Electric, Insight Home (Gateway), 865-0330 | Inventory Item | 425.14 |  | No | Inverters | Shippable | 393.25 | 5
580-0042 | 580-0042 | APsmart, Transmitter-PLC Outdoor Kit, includes PLC-Transmitter with 29mm ID Single Core, IP65 Outdoor Enclosure, 85-264VAC Power Supply, SunSpec Certified, 408006 | Inventory Item | 120 |  | No | Inverters | Shippable | 112.5 | 5
321-0244 |  | Enphase, IQ 7+ Micro Inverter, compatible with 60- and 72-cell PV, modules, 208/240 volt, 295VA Peak Power, Integrated MC4 DC connectors, Female AC Connector, IQ7PLUS-72-M-US | Inventory Item | 148.48 | 295 | No | Inverters | Shippable | 146.69 | 4
321-0246 | 321-0246 | APsystems, QT2-208, 3 Phase Micro Inverter, compatible with Four PV Modules, 3 Phase 208V WYE or Delta, 60Hz, 1,728W Max Output, 60Vdc Max Input, MC4 Connector, 10 year Warranty, 124009 QT2-208V | Inventory Item | 353.33 |  | No | Inverters | Vendor De-listing | 311.76 | 4
330-0595 | 330-0595 | SolarEdge, 120kW 3 Phase Synergy Manager, Requires 3 Synergy Units, 120kW 480V WYE/Delta, 60Hz, 1000VDC, Multiple Fused DC Inputs, DC Discon, AC/DC SPD, 12 Yr. Warranty, AFCI, NO AC-RSD, GROUND MOUNT ONLY,-40C, RS485 and Ethernet, UL-1741-SA (Rule-21), SE120K-USG8IBNZ4 | Inventory Item | 2187.86 | 120000 | No | Inverters | Shippable | 2057.77 | 4
341-0121 | 341-0121 | OutBack, Radian Prewired GS Load Center with one 175A breaker, single 80A GFDI and PV breaker for one charge controller, FLEXnet DC and two 500A shunts, 2-pole 120/240VAC 50A bypass breakers, 2, 2-pole 120/240VAC 50A input breakers, 10 busbars, Powder-Coated Finish, GSLC175PV1-120/240 | Inventory Item | 1589.33 |  | No | Inverters | Shippable | 1370.11 | 4
565-0220-B |  | "B" Grade SolarEdge, Optimizer 340W, Add-On Box for one 60 cell module, 8-48V, 11A, MC4-compatible In/Out, 1000VDC, P340 | Inventory Item | 57.55 | 340 | No | Inverters | Soligent De-listing | 55.2 | 4
570-0103 | 570-0103 | Outback, FlexNet DC System Monitor, FN-DC | Inventory Item | 348.19 |  | No | Inverters | Shippable | 332.18 | 4
570-0242 | 570-0242 | SolarEdge, Cellular Plug-In, for Commercial SetApp Enabled (208 or 480V) Inverters, up to 200kW-AC, 5 Yr Sprint Prepaid Data Plan, for use in US Only, CELL-B-R05-US-S-S4 | Inventory Item | 673.11 |  | No | Inverters | Vendor De-listing | 631.98 | 4
570-1191 | 570-1191 | SMA, TS4-R, Cloud Connect Outdoor Kit, For Non SMA -40 Inverters, Includes: CCA, 1 Gateway, CCA 24 VDC power supply, outdoor enclosure with DIN rail for the CCA and power supply, SMA, 348-00000-40 | Inventory Item | 253.64 |  | No | Inverters | Vendor De-listing | 232.94 | 4
310-0291 |  | SolarEdge, SE10000H-US, HD-Wave, 1-Ph, Grid Tied Inverter, 10kW, 240Vac, 60 Hz, 3 Unfused Input, 12 Yr Warr, Ground-Fault/Arc-Fault Protection, RS485 and Ethernet, -40C, AC-RSD, w/RGM & Consumption Meter (Add CT’s), UL-1741-SA ,SetApp Enabled, Compatible with Energy Net Communicator, SE10000H-US000BEI4 | Inventory Item | 2487.69 | 10000 | No | Inverters | Shippable | 2327.19 | 3
310-0645 | 310-0645 | SolarEdge, Energy Hub SE11400H-US HD-Wave, Single Phase, Grid Tied Inverter, Dual Rated 11.4kW/10kW Battery Access, 240Vac, 60 Hz, 2 Unfused Input, 12 Yr Warr,Ground-Fault/Arc-Fault Protection, RS485 and Ethernet, with 5 Year Cell plan, -40C, AC RSD, w/RGM, and Consumption Meter (Add CT’s), SetApp Enabled, UL1741-SA, SE11400H-USSNBBL14 | Inventory Item | 3115.28 | 11400 | No | Inverters | Vendor De-listing | 2914.29 | 3
341-0000 | 341-0000 | Outback, AC Conduit Adapter, with 2" Fitting, ACA | Inventory Item | 70.83 |  | No | Inverters | Shippable | 65.38 | 3
341-0001 | 341-0001 | Outback, DC Conduit Adapter, with 2" Fitting, DCA | Inventory Item | 58.33 |  | No | Inverters | Shippable | 53.85 | 3
360-0364 | 360-0364 | Generac, Covers Open T Junction / Locking and Waterproof, CP-WTRPF-CAP | Inventory Item | 3.38 |  | No | Inverters | Shippable | 2.97 | 3
360-0370 | 360-0370 | Aptos, AC Trunk End Cap, AC_TRUNK END CAP | Inventory Item | 8 |  | No | Inverters | Shippable | 7.69 | 3
450-0189 | 450-0189 | Storz Power, Indoor/Outdoor 10kWh Wall Mount Battery Cabinet, for up to 2 5.12kWh LFP Batteries, 10327 | Inventory Item | 866.67 |  | No | Inverters | Shippable | 764.71 | 3
500-0018 | 500-0018 | Outback, FlexWare 250 AC/DC Disconnect Box, 1 Inverter, FW250 | Inventory Item | 259.72 |  | No | Inverters | Shippable | 220 | 3
500-0105 | 500-0105 | Magnum, Back Plate Dual (fits 1-MPDH, 1-MPSH and 1-MPX, 1-MPSL and 1-MPX), BP-D | Inventory Item | 164.05 |  | No | Inverters | Shippable | 141.43 | 3
565-0213-B | 565-0213-B | "B" Grade SMA, TS4-R-O, Optimizer Module, Optimization, Monitoring & RSD, Add-on- Module for 1 PV Module, Max 90Voc, 12A, 1.0m MC-4 cable, 15A Fuse, NEC 2014 RSD Compliant when used with, Cloud Connect & Gateway, -40 SMA inverters, 471-00252-10 | Inventory Item | 40.59 | 475 | No | Inverters | Soligent De-listing | 37.28 | 3
570-0003 | 570-0003 | APsystems, ECU-C Gateway, Commercial-Grade ECU (Energy Communication Unit), Single or Three Phase, ZigBee, Wi-Fi, w/ Consumption Monitoring - No RGM, 3 year Warranty, 205001 | Inventory Item | 425.33 |  | No | Inverters | Shippable | 366.67 | 3
570-0250 | 570-0250 | SolarEdge, Cellular Plug-In, for Commercial (208 or 480V) Inverters with a Display, up to 200kW-AC, 5 Yr Data Plan, for use in US Only, CELL-A-R05-US-S-S4 | Inventory Item | 673.11 |  | No | Inverters | Shippable | 631.98 | 3
570-1004 | 570-1004 | ZigBee Wireless Range Extender, COMMS-24-EXT-01 | Inventory Item | 83.33 |  | No | Inverters | Shippable | 82.42 | 3
570-1193 | 570-1193 | SolarEdge, 250A Flexible CT, 50/60Hz, use with 240V Consumption Meter, Qty.1, SECT-FLX-250A-01 | Inventory Item | 229.69 |  | No | Inverters | Vendor De-listing | 215.66 | 3
310-0104 | 310-0104 | SolarEdge, SE5000H-US, HD-Wave, 1-Ph, Grid Tied Inverter with Level 2 EV Charger, 5000W, 240Vac, 60 Hz, 2 Unfused Input, 12 Yr Warr, Ground-Fault/AFCI, Ungrounded, RS485 and Ethernet, AC-RSD, UL-1741-SA (Rule-21) , SE5000H-US000NNV2 | Inventory Item | 1391.37 | 5000 | No | Inverters | Soligent De-listing | 1334.58 | 2
310-0597-B |  | "B" Grade SolarEdge, SE6000H-US HD-Wave, 1-Ph, Grid Tied Inverter, 6000W, 208/240Vac, 60 Hz, 2 Unfused Input, 12 Yr Warr, Ground-Fault/Arc-Fault Protection, Ungrounded, RS485 and Ethernet, -40C, AC RSD, UL1741-SA, SetApp Enabled, SE6000H-US000BNU4 | Inventory Item | 1222.18 | 6000 | No | Inverters | Soligent De-listing | 1172.3 | 2
310-0657-B |  | "B" Grade SolarEdge, SE10000H-US, HD-Wave, 1-Ph, Grid Tied Inverter, 10kW, 240Vac, 60Hz, 3 Unfused Input, 12 Yr Warr, Ground-Fault/Arc-Fault Protection, Ungrounded, RS485 and Ethernet, - 40C, AC-RSD, UL-1741-SA, SetApp Enabled, Compatible with Energy Net Communicator, SE10000H- US000BEU4 | Inventory Item | 2010.57 | 10000 | No | Inverters | Soligent De-listing | 1909.03 | 2
321-0219-B |  | "B" Grade Enphase, IQ 7X Micro Inverter, compatible with 96-cell PV modules, 208/240 volt, 320VA Peak Power, MC4 DC connectors, Female AC Connector, IQ7X-96-2-US | Inventory Item | 127.34 | 320 | No | Inverters | Soligent De-listing | 120.91 | 2
321-0240 | 321-0240 | Generac, Micro Inverter, compatible with 2- 60 or 72 Cell Modules in Series, 2- 96 Cell Modules in Parallel with Branch Connectors, 208/240 volt, (120Vdc max) 720W at 240V, MC-4 Connectors, CP-720-DBC | Inventory Item | 246.3 | 720 | No | Inverters | Shippable | 231.73 | 2
341-0087 | 341-0087 | Magnum, Automatic Generator Start Module 3-Relay with Voltage & Temp Start/Network Version ME-AGS-N | Inventory Item | 236.81 |  | No | Inverters | Shippable | 204.15 | 2
341-0114 | 341-0114 | Schneider Electric, CONEXT Breaker Kit for PDP, 120/240VAC, 2-Pole, 60A, 3 Sets including: Square-D type QOU DIN-rail mountable AC breakers, jumpers, bypass, 865-1215-01 | Inventory Item | 207.53 |  | No | Inverters | Shippable | 178.91 | 2
500-0077 | 500-0077 | Magnum, Remote Switch Adapter - Pigtail Adapter for Remote Switch, Momentary, ME-RSA-M | Inventory Item | 20.51 |  | No | Inverters | Soligent De-listing | 17.68 | 2
500-0078 | 500-0078 | Magnum, Series Stacking Interface - Allows 2 Units to Provide 120/240VAC. Fits MS4024 Only, ME-SSI | Inventory Item | 47.4 |  | No | Inverters | Soligent De-listing | 40.86 | 2
500-0106 | 500-0106 | Magnum, Back Plate for One Mini Magnum Panel, (fits 1-MMP only), BP-MMP | Inventory Item | 94.6 |  | No | Inverters | Shippable | 88.69 | 2
510-0279 | 510-0279 | Outback, ICS Plus PV AFCI Rapid Shutdown Package, for FM-100, up to 6 Strings Pre-Wired with Six 600VDC Fuse Holders, Includes, FWPV6-FH600-SDA RSD Combiner, RSI and Power Supply add Fuses, RSD-AFCI | Inventory Item | 1054.17 |  | No | Inverters | Vendor De-listing | 968.11 | 2
565-0214 | 565-0214 | SMA, TS4-R-S, Safety Module, Monitoring & RSD, Add-on-Module for 1 PV Module, Max 90Voc, 12A, 1.0m MC-4 cable, 15A Fuse, 1000V, NEC RSD Compliant when used with, Cloud Connect & Gateway, 476-00252-00 | Inventory Item | 38.06 |  | No | Inverters | Vendor De-listing | 36.35 | 2
570-0073 | 570-0073 | Fronius, Sensor, Irradiance, 0-100mv Output, Sensor Box, Card Compatible, 43,0001,1189 | Inventory Item | 158.4 |  | No | Inverters | Vendor De-listing | 136.55 | 2
570-0074 | 570-0074 | Fronius, Sensor, Module Temperature, Type PT1000, Sensor Box, Card Compatible, 43,0001,1190 | Inventory Item | 162 |  | No | Inverters | Vendor De-listing | 139.66 | 2
570-0783 | 570-0783 | Outback, Communications Hub10.3 for classic and Subphase Master stacking in FX and GS inverters, 10 ports, HUB10.3 | Inventory Item | 328.92 |  | No | Inverters | Shippable | 313.79 | 2
570-1134 | 570-1134 | SolarEdge, Ambient temperature sensor 0-10V, Powder-coated Aluminium, SE1000-SEN-TAMB-S2 | Inventory Item | 241.34 |  | No | Inverters | Shippable | 226.59 | 2
570-1135 | 570-1135 | SolarEdge, Module temperature sensor 4-20mA, Powder-coated Aluminium, SE1000-SEN-TMOD-S2 | Inventory Item | 267.67 |  | No | Inverters | Shippable | 251.31 | 2
570-1219 | 570-1219 | SMA,RS-485 Communication Module for Core-1 and Sunny Boy -40/-41 Inverters, MD.485-US-40 | Inventory Item | 144.13 |  | No | Inverters | Shippable | 137.65 | 2
570-1244 | 570-1244 | SolarEdge, 300A CT, Current Transformer, used with Commercial Consumption/RGM Meter, Qty 1, SEACTL-1250-300-C3 | Inventory Item | 497.3 |  | No | Inverters | Shippable | 466.91 | 2
570-2231 | 570-2231 | Generac, Power Gateway, 7” Touch Screen, Ethernet/Wi-Fi, CPGWY110 | Inventory Item | 481.17 |  | No | Inverters | Shippable | 452.7 | 2
580-0149 | 580-0149 | OutBack, IMO FireRaptor, Shutdown Switch, OBFRS-ESW1 | Inventory Item | 184.72 |  | No | Inverters | Shippable | 170.51 | 2
580-0150 | 580-0150 | OutBack, IMO FireRaptor, 70" Signal Cable, Tyco Female Connector, OBFRS-SIGCAB1.8-F | Inventory Item | 6.94 |  | No | Inverters | Shippable | 6.41 | 2
580-0153-B | 580-0153-B | "B" Grade SolarEdge, StorEdge, Backup Interface, with 5kW Autoformer, Import/Export Meter, 200A Main Breaker rated for Service Side Connection, BI-EUSGN-01 | Inventory Item | 1518.73 |  | No | Inverters | Soligent De-listing | 1309.25 | 2
310-0595-B |  | "B" Grade SolarEdge, SE3800H-US HD-Wave, 1-Ph, Grid Tied Inverter, 3800W, 208/240Vac, 60 Hz, 2 Unfused Input, 12 Yr Warr,Ground-Fault/Arc-Fault Protection, Ungrounded, RS485 and Ethernet, -40C, AC RSD, UL1741-SA, SetApp Enabled, SE3800H-US000BNU4 | Inventory Item | 1063.79 | 3800 | No | Inverters | Vendor De-listing | 1120.98 | 1
310-0599-B |  | "B" Grade - SolarEdge, SE10000H-US, HD-Wave, 1-Ph, Grid Tied Inverter, 10kW, 240Vac, 60 Hz, 3 Unfused Input, 12 Yr Warr, Ground-Fault/Arc-Fault Protection, Ungrounded, RS485 and Ethernet, -40C, AC-RSD, UL-1741-SA, SetApp Enabled, SE10000H-US000BNU4 | Inventory Item | 2010.57 | 10000 | No | Inverters | Vendor De-listing | 1928.51 | 1
310-0624-B | 310-0624-B | "B" Grade SolarEdge, StorEdge, 7.6kW, 1-Ph Grid Tied Inverter, 7600W, 240VAC, 60Hz, DC Discon, 2 Unfused PV Input, 12 Yr Warr, Ungrounded, RS485, Ethernet, and 5 Year Cell plan, RSD, -25C, AFCI, UL-1741-SA, SE7600A-USS2RNCB2 | Inventory Item | 1500 | 7600 | No | Inverters | Soligent De-listing | 2119.84 | 1
310-0630 | 310-0630 | SolarEdge, StorEdge, 3.8 kW, 1-Ph Grid Tied Inverter, 3800W, 240VAC, 60Hz, DC Discon, 2 Unfused PV Input, 12 Yr Warr, Ungrounded, RS485, Ethernet, and 5 Year Cell plan, RSD, -25C, AFCI, UL-1741-SA, SE3800A-USS2RLCB2 | Inventory Item | 1099 | 3800 | No | Inverters | Soligent De-listing | 0 | 1
311-0082-B | 311-0082-B | "B" Grade Schneider Electric, CONEXT XW-Pro-6848 battery inverter, 6800W, 120/240VAC, 60Hz, 60A Transfer, 48VDC, Sinewave, Grid Tied, 140A 0.98 PFC Charger, 5 Yr Warr, with BTS, UL1741-SA (Rule-21), 865-6848-21 | Inventory Item | 2729.74 | 6800 | No | Inverters | Soligent De-listing | 2633.4 | 1
321-0215-B | 321-0215-B | "B-Grade" Enphase, IQ 7 Micro Inverter, compatible with 60-cell PV, modules, 208/240 volt, 250VA Peak Power, MC4 DC connectors, Female AC Connector, IQ7-60-2-US | Inventory Item | 99.03 | 250 | No | Inverters | Soligent De-listing | 94.03 | 1
330-0543-B |  | "B" Grade SolarEdge, SE66.6KUS Grid Tied Inverters, Primary Inverter, (add 1 Secondary Inverter) 3-Ph, 66.6kW, 277/480V WYE, 60Hz, 1000VDC, DC Discon, 12 Yr Warr, AFCI, with AC-RSD, -40C, RS485 and Ethernet, DCD w/o Fuses, UL-1741-SA (Rule-21), SE66.6K-USRP0BNU4 | Inventory Item | 2278.44 | 66600 | No | Inverters | Soligent De-listing | 2163.36 | 1
330-0556 | 330-0556 | Fronius, Symo Advanced Lite 22.7 480 Grid Tied Inverter, 3-Ph, 22.7 kW, 480VAC, 60Hz, 1000VDC, DC Discon, 6 Fused DC Input, 2 MPPT, 10 Yr Warr, Ungrounded, AFCI, with PLC SunSpec Transmitter, UL-1741-SA, NOT CA Rule 21 Compliant, 4,210,094,801 | Inventory Item | 2801.6 | 22700 | No | Inverters | Vendor De-listing | 2635.91 | 1
330-0578 | 330-0578 | SolarEdge, 43.2kW 3 Phase Synergy Manager, Requires 3 Synergy Units, 43.2kW 208V WYE/Delta, 60Hz, 1000VDC, Fused Multiple DC Inputs, DC Discon, AC/DC SPD, 12 Yr. Warranty, AFCI, with AC-RSD, -40C, RS485 and Ethernet, UL-1741-SA (Rule-21), SE43.2K-US02IBNZ4 | Inventory Item | 1635.25 | 43200 | No | Inverters | Vendor De-listing | 1529.75 | 1
330-0580 | 330-0580 | SolarEdge, 66.6kW 3 Phase Synergy Manager, Requires 2 Synergy Units, 66.6kW 480V WYE/Delta, 60Hz, 1000VDC, Fused Multiple DC Inputs, DC Discon, AC/DC SPD, 12 Yr. Warranty, AFCI, with AC-RSD, -40C, RS485 and Ethernet, UL-1741-SA (Rule-21), SE66.6K-US08IBNZ4 | Inventory Item | 1090.16 | 66600 | No | Inverters | Vendor De-listing | 1019.83 | 1
360-0365 | 360-0365 | Aptos, Female AC Trunk Cable, 12 AWG 4.2M, Qty. 10 Cables, AC TRUNK CABLE_ 4.2M | Inventory Item | 526.67 |  | No | Inverters | Shippable | 506.41 | 1
500-0016 | 500-0016 | Outback, FlexWare 1000 AC Disconnect Box with Ground Bar & DIN Rail, 1 to 4 Inverters, FW1000-AC | Inventory Item | 718.06 |  | No | Inverters | Shippable | 608.24 | 1
500-0017 | 500-0017 | Outback, FlexWare 1000 DC Disconnect Box with Ground Bar & DC Shunt, 1 to 4 Inverters, FW1000-DC | Inventory Item | 1033.33 |  | No | Inverters | Shippable | 875.29 | 1
500-0033 | 500-0033 | Outback, FlexWare Mounting Plate for 2 Inverters, FW-MP | Inventory Item | 238.89 |  | No | Inverters | Shippable | 202.35 | 1
500-0042 | 500-0042 | Outback, Busbar, 180A, Ground, TBB-GROUND | Inventory Item | 16.67 |  | No | Inverters | Soligent De-listing | 14.12 | 1
500-0098 | 500-0098 | Magnum, Panel Single Enclosure, LoPower for 1-2 inverters, with 30A dual pole AC input breaker, MPSL250-30D | Inventory Item | 876.49 |  | No | Inverters | Shippable | 755.6 | 1
500-0180 | 500-0180 | Midnite Solar, E-Panel, 250ADC, 120/240VAC, 60A dual bypass, Yellow Aluminum for SMA Sunny Island Master Inverter, No relay, MNE250SMA-OG/AC DM | Inventory Item | 1144.59 |  | No | Inverters | Shippable | 1068.77 | 1
510-0254 | 510-0254 | Outback, Packaged ICS Plus PV rapid shutdown and AFCI system, 24 strings, Includes (4) FWPV6-FH600-SDA combiner boxes, (1) RSI, (1) BKR-CTRL-DC, (1) PNL-75Q-DC-RT, ICSPLUS-4 | Inventory Item | 3422.22 |  | No | Inverters | Vendor De-listing | 3142.86 | 1
565-0196 | 565-0196 | SolarEdge, Optimizer 700W, Add-On Box for two 72 cell modules, 12-105V, 10A, MC4-Compatible In, MC4-Compatible Out, 71" PV wire, 1000VDC, (Use only with 3-Ph 9kW to 33.3kW Inverters), P700-2NA4ARX | Inventory Item | 58.24 | 700 | No | Inverters | Vendor De-listing | 55.3 | 1
565-0230 | 565-0230 | SolarEdge, Optimizer 400W, Add-On Box for one 60 or 72 cell High Power module, 8-60V, 11.75A, MC4-compatible In/Out, 45" PV wire, UL 1000VDC, P401 | Inventory Item | 75.97 | 400 | No | Inverters | Vendor De-listing | 74.28 | 1
570-0194 | 570-0194 | SolarEdge, Rapid Shutdown Retrofit Kit for 3-Ph SE9KUS-208-U inverter only, (NEC2014), 5 pack of cable pairs includes one re-useable Micro-SD card and SD card adapter with firmware files, Qty. 1 pack for 5 inverters, SE1000-RSD-S2 | Inventory Item | 196.81 |  | No | Inverters | Vendor De-listing | 186.87 | 1
570-1151 | 570-1151 | SolarEdge, 400A CT, 2 used with 240V Consumption Meter, SEACT1250-400NA-20 | Inventory Item | 141.34 |  | No | Inverters | Shippable | 121.84 | 1
570-1156 | 570-1156 | SolarEdge, 600A CT, Current Transformer, used with Commercial Consumption/RGM Meter, Set of 3, SE-ACT-1250-600 | Inventory Item | 438.58 |  | No | Inverters | Vendor De-listing | 411.78 | 1
570-1164 | 570-1164 | Enphase, Line Communication Filter Single Phase, 240Vac, 64A, Qty. 1, Q-LCF-064-1P | Inventory Item | 414.27 |  | No | Inverters | Shippable | 395.65 | 1
570-1168 | 570-1168 | SMA, Ambient Temperature Sensor, use with Cluster Controller (CLCON), TEMPSENSOR-AMBIENT | Inventory Item | 54.38 |  | No | Inverters | Vendor De-listing | 51.93 | 1
570-1179 | 570-1179 | Enphase, AC Combiner-3 with IQ Envoy, Single Phase, Revenue Grade accuracy (ANSI C12.20 +/- 0.5%) with Calibrated Solid-Core CT, Space for 4 Eaton BR 2 Pole Breakers NOT included, 80A, Consumption Metering available when used with Split Core CTs, X-IQ-AM1-240-3 M | Inventory Item | 594.67 |  | No | Inverters | Vendor De-listing | 537.35 | 1
570-1179-B | 570-1179-B | "B" Grade Enphase, AC Combiner-3 with IQ Envoy, Single Phase, Revenue Grade accuracy (ANSI C12.20 +/- 0.5%) with Calibrated Solid-Core CT, Space for 4 Eaton BR 2 Pole Breakers NOT included, 80A, Consumption Metering available when used with Split Core CTs, X-IQ-AM1-240-3 M | Inventory Item | 470.78 |  | No | Inverters | Vendor De-listing | 432.35 | 1
577-0239 | 577-0239 | Enphase, Clipper-Creek, HCS-40 Hardwired EV Charger, 240V, 32A Charging with 18’ Gen-2 J17772 Connector, Hardwired, 0919-00-003 | Inventory Item | 664 |  | No | Inverters | Shippable | 614.81 | 1
577-0240 | 577-0240 | Enphase, Clipper-Creek, HCS-40 Plug-In EV Charger, 240V, 32A Charging with 25’ Gen-2 J17772 Connector, with NEMA 14-50 Plug, 0922-00-003 | Inventory Item | 690.67 |  | No | Inverters | Shippable | 639.51 | 1
577-0241 | 577-0241 | Enphase, Clipper-Creek, HCS-40 Plug-In EV Charger, 240V, 32A Charging with 25’ Gen-2 J17772 Connector, with NEMA 6-50 Plug, HCS-40-C13-P5-L25-187 | Inventory Item | 690.67 |  | No | Inverters | Shippable | 639.51 | 1
580-0135 | 580-0135 | Midnite Solar, 1000VDC Shut Off Box (SOB) Receiver, for String or Module Level Shutdown, use with SOB Transmitter, MNLSOB-R1-1000 | Inventory Item | 113.69 |  | No | Inverters | Vendor De-listing | 105.88 | 1
270-0801 | 270-0801 | SolarEdge, Zep Mounting Brackets Kit, for Power Optimizer, Qty. 10 units, SE-ZEP-OP | Inventory Item | 128 |  | No | Inverters | Soligent De-listing | 0
310-0000 | 310-0000 | Fronius, IG2000 1-Ph Grid Tied Inverter, 2000W, 240VAC, 60Hz, DC/AC Discon, 3 Unfused Input (fuses not included), 1 MPPT, 10 Yr Warr, Neg Gnd, 4,200,102,800 | Inventory Item | 1913.98 | 2000 | No | Inverters | Vendor De-listing | 0
310-0001 | 310-0001 | Fronius, IG2500-LV 1-Ph Grid Tied Inverter, 2500W, 208VAC, 60Hz, DC/AC Discon, 3 Unfused Input (fuses not included), 1 MPPT, 10 Yr Warr, Neg Gnd, 4,200,110,800 | Inventory Item | 2065.98 | 2500 | No | Inverters | Vendor De-listing | 0
310-0002 | 310-0002 | Fronius, IG3000 1-Ph Grid Tied Inverter, 2700W, 240VAC, 60Hz, DC/AC Discon, 3 Unfused Input (fuses not included), 1 MPPT, 10 Yr Warr, Neg Gnd, 4,200,103,800 | Inventory Item | 2947.98 | 2700 | No | Inverters | Vendor De-listing | 0
310-0003 | 310-0003 | Fronius, IG4000 1-Ph Grid Tied Inverter, 4000W, 240VAC, 60Hz, DC/AC Discon, 3 Unfused Input (fuses not included), 1 MPPT, 10 Yr Warr, Neg Gnd, 4,200,104,800 | Inventory Item | 3563.98 | 4000 | No | Inverters | Vendor De-listing | 0
310-0004 | 310-0004 | Fronius, IG4500-LV 1-Ph Grid Tied Inverter, 4500W, 208VAC, 60Hz, DC/AC Discon, 3 Unfused Input (fuses not included), 1 MPPT, 10 Yr Warr, Neg Gnd, 4,200,111,800 | Inventory Item | 3027.98 | 4500 | No | Inverters | Vendor De-listing | 0
310-0005 | 310-0005 | Fronius, IG5100 1-Ph Grid Tied Inverter, 5100W, 240VAC, 60Hz, DC/AC Discon, 3 Unfused Input (fuses not included), 1 MPPT, 10 Yr Warr, Neg Gnd, 4,200,105,800 | Inventory Item | 2887.98 | 5100 | No | Inverters | Vendor De-listing | 0
310-0006 | 310-0006 | SolarEdge, SE11400H-US, Home-Wave, 1-Ph, Grid Tied Inverter, 11.4kW, 208/240Vac, 60 Hz, 3 Unfused Input, 12 Yr Warr, Ground-Fault/Arc-Fault Protection, Ungrounded, RS485 and Ethernet, -40C, AC-RSD, UL1741-SB, SetApp Enabled, Home-Net Compatible, SE11400H-US000BEU5 | Inventory Item | 2440.9 | 11400 | No | Inverters | Shippable | 2283.42
310-0008 | 310-0008 | SolarEdge, SE11400H-US, HD-Wave, 1-Ph, Grid Tied Inverter, 11.4kW, 240Vac, 60 Hz, 3 Unfused Input, 12 Yr Warr, Ground-Fault/Arc-Fault Protection, RS485 and Ethernet, -40C, AC-RSD, w/RGM & Consumption Meter (Add CT's), UL1741-SA, SetApp Enabled, Home-Net Compatible, SE11400H-US000BEI5 | Inventory Item | 2641.91 | 11400 | No | Inverters | Shippable | 2471.46
310-0009 | 310-0009 | Power One, PVI- 5000 1-Ph Grid Tied Inverter, 5000W, 208/240/277VAC, 60Hz, DC Discon, 4 Unfused Input, 2 MPPT, 10 Yr Warr, Ungrounded, RS485, PVI-5000-OUTD-US | Inventory Item | 3780 | 5000 | No | Inverters | Vendor De-listing | 0
310-0010 | 310-0010 | ABB, PVI- 6000 1-Ph Grid Tied Inverter, 6000W, 208/240/277VAC, 60Hz, DC Discon, 4 Unfused Input, 2 MPPT, 10 Yr Warr, Ungrounded, RS485, PVI-6000-OUTD-US | Inventory Item | 3608 | 6000 | No | Inverters | Vendor De-listing | 0
310-0011 | 310-0011 | SolarEdge, Energy Hub SE7600H-US HD-Wave, Single Phase, Grid Tied Inverter, Dual Rated 7.6kW/10kW Battery Access, 240Vac, 60 Hz, 2 Unfused Input, 12 Yr Warr, Ground-Fault/Arc-Fault Protection, RS485 and Ethernet, with 5 Year Cell plan, -40C, AC RSD, w/RGM, and Consumption Meter (Add CT’s), SetApp Enabled, UL1741-SA, SE7600H-USMNBBL15 | Inventory Item | 2652.06 | 7600 | No | Inverters | Shippable | 2480.96
310-0012 | 310-0012 | SolarEdge, Energy Hub SE10000H-US HD-Wave, Single Phase, Grid Tied Inverter, Dual Rated 10kW/10kW Battery Access, 240Vac, 60 Hz, 2 Unfused Input, 12 Yr Warr,Ground-Fault/Arc-Fault Protection, RS485 and Ethernet, with 5 Year Cell plan, -40C, AC RSD, w/RGM, and Consumption Meter (Add CT’s), SetApp Enabled, UL1741-SA, SE10000H-USMNBBL15 | Inventory Item | 2978.26 | 10000 | No | Inverters | Shippable | 2786.12
310-0014 | 310-0014 | PV Powered, PVP2500 1-Ph Grid Tied Inverter, 2500W, 240VAC, 60Hz, No Discon, 1 Unfused Input, 1 MPPT, 10 Yr Warr, Neg Gnd, PVP2500-ND-240 | Inventory Item | 2649.99 | 2500 | No | Inverters | Vendor De-listing | 0
310-0015 | 310-0015 | PV Powered, PVP3500 1-Ph Grid Tied Inverter, 3500W, 240VAC, 60Hz, No Discon, 1 Unfused Input, 1 MPPT, 10 Yr Warr, Neg Gnd, PVP3500-ND-240 | Inventory Item | 3149.99 | 3500 | No | Inverters | Vendor De-listing | 0
310-0016 | 310-0016 | PV Powered, PVP4600 1-Ph Grid Tied Inverter, 4600W, 208VAC, 60Hz, No Discon, 1 Unfused Input, 1 MPPT, 10 Yr Warr, Neg Gnd, PVP4600-ND-208 | Inventory Item | 3749.99 | 4600 | No | Inverters | Vendor De-listing | 0
310-0017 | 310-0017 | PV Powered, PVP4800 1-Ph Grid Tied Inverter, 4800W, 240VAC, 60Hz, No Discon, 1 Unfused Input, 1 MPPT, 10 Yr Warr, Neg Gnd, PVP4800-ND-240 | Inventory Item | 3849.99 | 4800 | No | Inverters | Vendor De-listing | 0
310-0018 | 310-0018 | PV Powered, PVP5200 1-Ph Grid Tied Inverter, 5200W, 240VAC, 60Hz, No Discon, 1 Unfused Input, 1 MPPT, 10 Yr Warr, Neg Gnd, PVP5200-ND-240 | Inventory Item | 847.2 | 5200 | No | Inverters | Soligent De-listing | 0
310-0019 | 310-0019 | Solectria, PVI 13KW Grid Tied Inverter, 3-Ph, 13.2KW, 208VAC, 60Hz, 475VDC, DC/AC Discon, 7 Fused Input, 1 MPPT, 5 Yr Warr, Neg Gnd, Ethernet, PVI-13-208 | Inventory Item | 13545 | 13000 | No | Inverters | Vendor De-listing | 0
310-0020 | 310-0020 | Solectria, PVI 13KW Grid Tied Inverter, 3-Ph, 13.2KW, 480VAC, 60Hz, 475VDC, DC/AC Discon, 7 Fused Input, 1 MPPT, 5 Yr Warr, Neg Gnd, Ethernet, PVI-13-480 | Inventory Item | 13545 | 13000 | No | Inverters | Vendor De-listing | 0
310-0021 | 310-0021 | Solectria, PVI 15KW Grid Tied Inverter, 3-Ph, 15KW, 208VAC, 60Hz, 475VDC, DC/AC Discon, 7 Fused Input, 1 MPPT, 5 Yr Warr, Neg Gnd, Ethernet, PVI-15-208 | Inventory Item | 13955 | 15000 | No | Inverters | Vendor De-listing | 0
310-0022 | 310-0022 | Solectria, PVI 15KW Grid Tied Inverter, 3-Ph, 15KW, 480VAC, 60Hz, 475VDC, DC/AC Discon, 7 Fused Input, 1 MPPT, 5 Yr Warr, Neg Gnd, Ethernet, PVI-15-480 | Inventory Item | 13955 | 15000 | No | Inverters | Vendor De-listing | 0
310-0023 | 310-0023 | Solectria, PVI1800 Grid Tied Inverter, 1-Ph, 1800W, 208VAC, 60Hz, No Discon, 1 Unfused Input, 1 MPPT, 5 Yr Warr, Neg Gnd, RS485, PVI1800-208 | Inventory Item | 2303.98 | 1800 | No | Inverters | Vendor De-listing | 0
310-0024 | 310-0024 | Solectria, PVI1800 Grid Tied Inverter, 1-Ph, 1800W, 240VAC, 60Hz, No Discon, 1 Unfused Input, 1 MPPT, 5 Yr Warr, Neg Gnd, RS485, PVI1800-240 | Inventory Item | 2199.99 | 1800 | No | Inverters | Vendor De-listing | 0
310-0025 | 310-0025 | Solectria, PVI2500 Grid Tied Inverter, 1-Ph, 2500W, 208VAC, 60Hz, No Discon, 1 Unfused Input, 1 MPPT, 5 Yr Warr, Neg Gnd, RS485, PVI2500-208 | Inventory Item | 2473.98 | 2500 | No | Inverters | Vendor De-listing | 0
310-0026 | 310-0026 | Solectria, PVI2500 Grid Tied Inverter, 1-Ph, 2500W, 240VAC, 60Hz, No Discon, 1 Unfused Input, 1 MPPT, 5 Yr Warr, Neg Gnd, RS485, PVI2500-240 | Inventory Item | 2473.98 | 2500 | No | Inverters | Vendor De-listing | 0
310-0027 | 310-0027 | SolarEdge, SE7600H-US, HD-Wave, 1-Ph, Grid Tied Inverter, 7600W, 240Vac, 60 Hz, 2 Unfused Input, 12 Yr Warr, Ground-Fault/Arc-Fault Protection, Ungrounded, RS485 and Ethernet, AC-RSD, -40C, UL-1741-SA, SE7600H-US000NNU4 | Inventory Item | 2940.48 | 7600 | No | Inverters | Vendor De-listing | 0
310-0028 | 310-0028 | SolarEdge, SE7600H-US, HD-Wave, 1-Ph, Grid Tied Inverter, 7600W, 240Vac, 60 Hz, 2 Unfused Input, 12 Yr Warr, Ground-Fault/Arc-Fault Protection, Ungrounded, RS485 and Ethernet, AC-RSD, with Revenue Grade Meter (RGM), UL-1741-SA, SE7600H-US000NNC2 | Inventory Item | 2818.42 | 7600 | No | Inverters | Vendor De-listing | 0
310-0029 | 310-0029 | SolarEdge, SE10000A 1-Ph Grid Tied Inverter, 10000W, 208/240VAC, 60Hz, DC Discon, 3 Un-Fused Input, No MPPT, 12 Yr Warr, Ungrounded, RS485 and Ethernet, AFCI, AC-RSD, UL-1741-SA, SE10000A-USR00NNU2 | Inventory Item | 3583.34 | 10000 | No | Inverters | Vendor De-listing | 0
310-0030 | 310-0030 | SolarEdge, SE10000A-US, 1-Ph Grid Tied Inverter, 10000W, 208/240VAC, 60Hz, DC Discon, 3 Un-Fused Input, No MPPT, 12 Yr Warr, Ungrounded, RS485 and Ethernet, AFCI, AC-RSD, with Revenue Grade Meter (RGM), UL-1741-SA, SE10000A-USR00NNC2 | Inventory Item | 3898.34 | 10000 | No | Inverters | Vendor De-listing | 0
310-0031 | 310-0031 | SMA, Sunny Boy 3000US 1-Ph Grid Tied Inverter, 3000W, 208/240VAC, 60Hz, DC Discon, 4 Fused Input, 1 MPPT, 10 Yr Warr, Neg Gnd Config, SB3000US, SPECIAL PRICING - LIMITED QUANTITY - ONLY WHILE SUPPLIES LAST | Inventory Item | 861 | 3000 | No | Inverters | Vendor De-listing | 0
310-0032 | 310-0032 | SolarEdge, SE10000A-US, 1-Ph Grid Tied Inverter, 10000W, 208/240VAC, 60Hz, DC Discon, 3 Un-Fused Input, No MPPT, 12 Yr Warr, Ungrounded, RS485 and Ethernet, AFCI, AC-RSD, -40C, UL-1741-SA, SE10000A-USR00NNU4 | Inventory Item | 3750 | 10000 | No | Inverters | Vendor De-listing | 0
310-0033 | 310-0033 | SolarEdge, SE11400A-US, 1-Ph Grid Tied Inverter, 11400W, 240VAC, 60Hz, DC Discon, 3 Un-Fused Input, No MPPT, 12 Yr Warr, Ungrounded, RS485 and Ethernet, AFCI, AC-RSD, UL-1741-SA, SE11400A-USR00NNU2 | Inventory Item | 3213 | 11400 | No | Inverters | Vendor De-listing | 0
310-0034 | 310-0034 | SMA, Sunny Boy 4000US 1-Ph Grid Tied Inverter, 4000W, 208/240VAC, 60Hz, DC Discon, 4 Fused Input, 1 MPPT, 10 Yr Warr, Neg Gnd Config, SB4000US, SPECIAL PRICING - LIMITED QUANTITY - ONLY WHILE SUPPLIES LAST | Inventory Item | 869 | 4000 | No | Inverters | Vendor De-listing | 0
310-0035 | 310-0035 | SMA, Sunny Boy 5000US 1-Ph Grid Tied Inverter, 5000W, 208/240/277VAC, 60Hz, DC Discon, 4 Fused Input, 1 MPPT, 10 Yr Warr, Neg Gnd Config, SB5000US | Inventory Item | 3924 | 5000 | No | Inverters | Vendor De-listing | 0
310-0036 | 310-0036 | SMA, Sunny Boy 6000US 1-Ph Grid Tied Inverter, 6000W, 208/240/277VAC, 60Hz, DC Discon, 4 Fused Input, 1 MPPT, 10 Yr Warr, Neg Gnd Config, SB6000US | Inventory Item | 4426 | 6000 | No | Inverters | Vendor De-listing | 0
310-0037 | 310-0037 | SMA, Sunny Boy 7000US 1-Ph Grid Tied Inverter, 7000W, 208/240/277VAC, 60Hz, DC Discon, 4 Fused Input, 1 MPPT, 10 Yr Warr, Neg Gnd Config, SB7000US | Inventory Item | 5030 | 7000 | No | Inverters | Vendor De-listing | 0
310-0038 | 310-0038 | SMA, Sunny Boy 700U 1-Ph Grid Tied Inverter, 700W, 120VAC, 60Hz, No Discon, 2 Unfused Input, 1 MPPT, 10 Yr Warr, Neg Gnd, SB 700U SBD | Inventory Item | 1345.99 | 700 | No | Inverters | Vendor De-listing | 0
310-0039 | 310-0039 | SolarEdge, SE11400A-US, 1-Ph Grid Tied Inverter, 11400W, 240VAC, 60Hz, DC Discon, 3 Un-Fused Input, No MPPT, 12 Yr Warr, Ungrounded, RS485 and Ethernet, AFCI, AC-RSD, with Revenue Grade Meter (RGM), UL-1741-SA, SE11400A-USR00NNC2 | Inventory Item | 3477.6 | 11400 | No | Inverters | Vendor De-listing | 0
310-0040 | 310-0040 | SolarEdge, SE11400A-US, 1-Ph Grid Tied Inverter, 11400W, 240VAC, 60Hz, DC Discon, 3 Un-Fused Input, No MPPT, 12 Yr Warr, Ungrounded, RS485 and Ethernet, AFCI, AC-RSD, -40C, UL-1741-SA, SE11400A-USR00NNU4 | Inventory Item | 3999.99 | 11400 | No | Inverters | Vendor De-listing | 0
310-0041 | 310-0041 | SolarEdge, StorEdge, 7.6kW, High Power, 1-Ph Grid Tied Inverter, 7600W, 240VAC, 60Hz, DC Discon, 2 Unfused PV Input, No MPPT, 12 Yr Warr, Ungrounded, RS485 and Ethernet, RSD, -25C, AFCI, with 5 year GSM, UL-1741-SA, SE7600A-USS20NHB2 | Inventory Item | 2781.5 | 7600 | No | Inverters | Vendor De-listing | 2667.97
310-0041 : 310-0041 : 310-0041_S | 310-0041 : 310-0041_S | SolarEdge, StorEdge, 7.6kW, High Power, 1-Ph Grid Tied Inverter, 7600W, 240VAC, 60Hz, DC Discon, 2 Unfused PV Input, No MPPT, 12 Yr Warr, Ungrounded, RS485 and Ethernet, RSD, -25C, AFCI, with 5 year GSM, UL-1741-SA, SE7600A-USS20NHB2 | Inventory Item | 2781.5 | 7600 | No | Inverters | Soligent De-listing | 2667.97
310-0042 | 310-0042 | SolarEdge, StorEdge, 7.6kW, High Power, 1-Ph Grid Tied Inverter, 7600W, 240VAC, 60Hz, DC Discon, 2 Unfused PV Input, No MPPT, 12 Yr Warr, Ungrounded, RS485 and Ethernet, RSD, -25C, AFCI, with 5 year GSM, and RGM, UL-1741-SA, SE7600A-USS20NHY2 | Inventory Item | 5515.8 | 7600 | No | Inverters | Vendor De-listing | 2965.48
310-0043 | 310-0043 | Xantrex, GT 5.0 Inverter, Refurbished 5000W, Grid Tied, DC/AC Disconnect, 208/240VAC, 60Hz, GT5.0 ~ | Inventory Item | 1941.1 | 5000 | No | Inverters | Vendor De-listing | 0
310-0047 | 310-0047 | PV Powered, PVP2000 1-Ph Grid Tied Inverter, 2000W, 240VAC, 60Hz, No Discon, 1 Unfused Input, 1 MPPT, 10 Yr Warr, Neg Gnd Config, PVP2000-ND-240 | Inventory Item | 2349.99 | 2000 | No | Inverters | Vendor De-listing | 0
310-0048 | 310-0048 | PV Powered, PVP3000 1-Ph Grid Tied Inverter, 3000W, 240VAC, 60Hz, No Discon, 1 Unfused Input, 1 MPPT, 10 Yr Warr, Neg Gnd Config, PVP3000-ND-240 | Inventory Item | 2849.99 | 3000 | No | Inverters | Vendor De-listing | 0
310-0049 | 310-0049 | Advanced Energy, AE 75TX grid tied inverter, 3-Ph, 75kW, 208VAC, 60Hz, 600VDC, DC/AC Discon, 10 Yr Warr, Neg Gnd, RS485 & Ethernet, AE _75TX-208 | Inventory Item | 64003.98 | 75000 | No | Inverters | Vendor De-listing | 0
310-0050 | 310-0050 | Advanced Energy, AE 75TX grid tied inverter, 3-Ph, 75kW, 480VAC, 60Hz, 600VDC, DC/AC Discon, 10 Yr Warr, Neg Gnd, RS485 & Ethernet, AE_75TX-480 | Inventory Item | 64003.98 | 75000 | No | Inverters | Vendor De-listing | 0
310-0051 | 310-0051 | Advanced Energy, AE 100TX grid tied Central inverter, 3-Ph, 100kW, 208VAC, 60H | Inventory Item | 58824 | 100000 | No | Inverters | Vendor De-listing | 0
310-0052 | 310-0052 | Advanced Energy, AE 100TX grid tied inverter, 3-Ph, 100kW, 480VAC, 60Hz, 600VDC, DC/AC Discon, 10 Yr Warr, Neg Gnd, RS485 & Ethernet, AE_100TX-480 | Inventory Item | 58824 | 100000 | No | Inverters | Vendor De-listing | 0
310-0053 | 310-0053 | SolarEdge, SE10000H-US, HD-Wave, 1-Ph, Grid Tied Inverter, 10kW, 240Vac, 60 Hz, 3 Unfused Input, 12 Yr Warr, Ground-Fault/Arc-Fault Protection, Ungrounded, RS485 and Ethernet, AC-RSD, UL-1741-SA, SE10000H-US000NNU2 | Inventory Item | 3150 | 10000 | No | Inverters | Vendor De-listing | 0
310-0060 | 310-0060 | Solectria, PVI3000 1-Ph Grid Tied Inverter, 2900W, 208/240VAC, 60Hz, DC/AC Discon, 3 Fused Input, 1 MPPT, 10 Yr Warr, Neg Gnd Config, RS485, PVI 3000 | Inventory Item | 2239.99 | 2900 | No | Inverters | Vendor De-listing | 0
310-0062 | 310-0062 | Solectria, PVI4000 1-Ph Grid Tied Inverter, 3900W, 208/240VAC, 60Hz, DC/AC Discon, 4 Fused Input, 1 MPPT, 10 Yr Warr, Neg Gnd Config, RS485, PVI-4000 | Inventory Item | 2759.99 | 3900 | No | Inverters | Vendor De-listing | 0
310-0064 | 310-0064 | Solectria, PVI5000 1-Ph Grid Tied Inverter, 4900W, 208/240VAC, 60Hz, DC/AC Discon, 4 Fused Input, 1 MPPT, 10 Yr Warr, Neg Gnd Config, RS485, PVI 5000 | Inventory Item | 3279.99 | 4900 | No | Inverters | Vendor De-listing | 0
310-0066 | 310-0066 | Solectria, PVI5300 Grid Tied Inverter, 1-Ph, 5300W, 208/240VAC, 60Hz, DC/AC Discon, 4 Fused Input, 1 MPPT, 10 Yr Warr, Neg Gnd Config, RS485, PVI-5300 | Inventory Item | 3439.99 | 5300 | No | Inverters | Vendor De-listing | 0
310-0067 | 310-0067 | Fronius, IG Plus 3.0-1 UNI 1-Ph Grid Tied Inverter, 3000W, 208/240/277 VAC, 60Hz, DC Discon, 6 Fused i/p, 1 MPPT, 10 Yr Warr, Neg Gnd Config, Comm Opts, 4210101800 | Inventory Item | 1955.98 | 3000 | No | Inverters | Soligent De-listing | 0
310-0068 | 310-0068 | Fronius, IG Plus 3.8-1 UNI 1-Ph Grid Tied Inverter, 3800W, 208/240/277 VAC, 60Hz, DC Discon, 6 Fused i/p, 1 MPPT, 10 Yr Warr, Neg Gnd Config, Comm Opts, 4210102800 | Inventory Item | 2587.98 | 3800 | No | Inverters | Soligent De-listing | 0
310-0069 | 310-0069 | Fronius, IG Plus 5.0-1 UNI 1-Ph Grid Tied Inverter, 5000W, 208/240/277 VAC, 60Hz, DC Discon, 6 Fused i/p, 1 MPPT, 10 Yr Warr, Neg Gnd Config, Comm Opts, 421010,800 | Inventory Item | 3175.98 | 5000 | No | Inverters | Soligent De-listing | 0
310-0070 | 310-0070 | Fronius, IG Plus 6.0-1 UNI 1-Ph Grid Tied Inverter, 6000W, 208/240/277 VAC, 60Hz, DC Discon, 6 Fused i/p, 1 MPPT, 10 Yr Warr, Neg Gnd Config, Comm Opts, 4210104800 | Inventory Item | 3465.98 | 6000 | No | Inverters | Vendor De-listing | 0
310-0071 | 310-0071 | Fronius, IG Plus 7.5-1 UNI 1-Ph Grid Tied Inverter, 7500W, 208/240/277 VAC, 60Hz, DC Discon, 6 Fused i/p, 1 MPPT, 10 Yr Warr, Neg Gnd Config, Comm Opts, 4210105800 | Inventory Item | 4245.98 | 7500 | No | Inverters | Vendor De-listing | 0
310-0072 | 310-0072 | Fronius, IG Plus 10.0-1 UNI 1-Ph Grid Tied Inverter, 9995W, 208/240/277 VAC, 60Hz, DC Discon, 6 Fused i/p, 1 MPPT, 10 Yr Warr, Neg Gnd Config, Comm Opts, 4210108800 | Inventory Item | 4909.98 | 9995 | No | Inverters | Vendor De-listing | 0
310-0073 | 310-0073 | Fronius, IG Plus 11.4-1 UNI 1-Ph Grid Tied Inverter, 11.4kW, 208/240/277 VAC, 60Hz, DC Discon, 6 Fused i/p, 1 MPPT, 10 Yr Warr, Neg Gnd Config, Comm Opts, 4210107800 | Inventory Item | 5333.98 | 11400 | No | Inverters | Vendor De-listing | 0
310-0074 | 310-0074 | Fronius, IG Plus 11.4-3 Delta 3-Ph Grid Tied Inverter, 11.4kW, 208/240 VAC, 60Hz, DC Discon, 6 Fused i/p, 1 MPPT, 10 Yr Warr, Neg Gnd Config, Comm Opts, 4210109800 | Inventory Item | 8331.98 | 11400 | No | Inverters | Vendor De-listing | 0
310-0075 | 310-0075 | Fronius, IG Plus 12.0-3 WYE277 3-Ph Grid Tied Inverter, 12kW, 277 VAC, 60Hz, DC Discon, 6 Fused input (fuses not included), 1 MPPT, 10 Yr Warr, Neg Gnd Config, Comm Opts, 4210106800 | Inventory Item | 8132 | 12000 | No | Inverters | Vendor De-listing | 0
310-0076 | 310-0076 | Power One, PVI- 3.0 1-Ph Grid Tied Inverter, 3000W, 208/240/277VAC, 60Hz, No Discon, 2 Unfused Input, 2 MPPT, 10 Yr Warr, Ungrounded, RS485, PVI-3.0-OUTD-US | Inventory Item | 2284 | 3000 | No | Inverters | Vendor De-listing | 0
310-0077 | 310-0077 | ABB, PVI- 3.0 1-Ph Grid Tied Inverter, 3000W, 208/240/277VAC, 60Hz, DC Discon, 2 Unfused Input, 2 MPPT, 10 Yr Warr, Ungrounded, RS485, PVI-3.0-OUTD-S-US | Inventory Item | 2728 | 3000 | No | Inverters | Vendor De-listing | 0
310-0078 | 310-0078 | Power One, PVI- 3.6 1-Ph Grid Tied Inverter, 3600W, 208/240/277VAC, 60Hz, No Discon, 2 Unfused Input, 2 MPPT, 10 Yr Warr, Ungrounded, RS485, PVI-3.6-OUTD-US | Inventory Item | 2576 | 3600 | No | Inverters | Vendor De-listing | 0
310-0079 | 310-0079 | ABB, PVI- 3.6 1-Ph Grid Tied Inverter, 3600W, 208/240/277VAC, 60Hz, DC Discon, 2 Unfused Input, 2 MPPT, 10 Yr Warr, Ungrounded, RS485, PVI-3.6-OUTD-S-US | Inventory Item | 3014 | 3600 | No | Inverters | Vendor De-listing | 0
310-0080 | 310-0080 | Power One, PVI- 4.2 1-Ph Grid Tied Inverter, 4200W, 208/240/277VAC, 60Hz, No Discon, 2 Unfused Input, 2 MPPT, 10 Yr Warr, Ungrounded, RS485, PVI-4.2-OUTD-US | Inventory Item | 2838 | 4200 | No | Inverters | Vendor De-listing | 0
310-0081 | 310-0081 | ABB, PVI- 4.2 1-Ph Grid Tied Inverter, 4200W, 208/240/277VAC, 60Hz, DC Discon, 2 Unfused Input, 2 MPPT, 10 Yr Warr, Ungrounded, RS485, PVI-4.2-OUTD-S-US | Inventory Item | 3109 | 4200 | No | Inverters | Vendor De-listing | 0
310-0088 | 310-0088 | PV Powered, PVP2000 1-Ph Grid Tied Inverter, 2000W, 240VAC, 60Hz, DC/AC Discon, 3 Unfused Input, 1 MPPT, 10 Yr Warr, Neg Gnd, PVP2000-SD-240 | Inventory Item | 2941.98 | 2000 | No | Inverters | Vendor De-listing | 0
310-0089 | 310-0089 | PV Powered, PVP2500 1-Ph Grid Tied Inverter, 2500W, 240VAC, 60Hz, DC/AC Discon, 3 Unfused Input, 1 MPPT, 10 Yr Warr, Neg Gnd, PVP2500-SD-240 | Inventory Item | 3647 | 2500 | No | Inverters | Vendor De-listing | 0
310-0090 | 310-0090 | PV Powered, PVP3000 1-Ph Grid Tied Inverter, 3000W, 240VAC, 60Hz, DC/AC Discon, 3 Unfused Input, 1 MPPT, 10 Yr Warr, Neg Gnd, PVP3000-SD-240 | Inventory Item | 2842 | 3000 | No | Inverters | Vendor De-listing | 0
310-0091 | 310-0091 | PV Powered, PVP3500 1-Ph Grid Tied Inverter, 3500W, 240VAC, 60Hz, DC/AC Discon, 3 Unfused Input, 1 MPPT, 10 Yr Warr, Neg Gnd, PVP3500-SD-240 | Inventory Item | 4296 | 3500 | No | Inverters | Vendor De-listing | 0
310-0092 | 310-0092 | PV Powered, PVP4600 1-Ph Grid Tied Inverter, 4600W, 208VAC, 60Hz, DC/AC Discon, 3 Unfused Input, 1 MPPT, 10 Yr Warr, Neg Gnd, PVP4600-SD-208 | Inventory Item | 3899.99 | 4600 | No | Inverters | Vendor De-listing | 0
310-0093 | 310-0093 | PV Powered, PVP4800 1-Ph Grid Tied Inverter, 4800W, 240VAC, 60Hz, DC/AC Discon, 3 Unfused Input, 1 MPPT, 10 Yr Warr, Neg Gnd, PVP4800-SD-240 | Inventory Item | 4200 | 4800 | No | Inverters | Vendor De-listing | 0
310-0094 | 310-0094 | PV Powered, PVP5200 1-Ph Grid Tied Inverter, 5200W, 240VAC, 60Hz, DC/AC Discon, 3 Unfused Input, 1 MPPT, 10 Yr Warr, Neg Gnd, PVP5200-SD-240 | Inventory Item | 4705.98 | 5200 | No | Inverters | Vendor De-listing | 0
310-0095 | 310-0095 | PV Powered, PVP2800 1-Ph Grid Tied Inverter, 2800W, 208VAC, 60Hz, DC/AC Discon, 3 Unfused Input, 1 MPPT, 10 Yr Warr, Neg Gnd, PVP2800-SD-208 | Inventory Item | 2999.99 | 2800 | No | Inverters | Vendor De-listing | 0
310-0096 | 310-0096 | SolarEdge, SE7600H-US, HD-Wave, 1-Ph, Grid Tied Inverter with Level 2 EV Charger, 7600W, 240Vac, 60 Hz, 2 Unfused Input, 12 Yr Warr, Ground-Fault/AFCI, Ungrounded, RS485 and Ethernet, AC-RSD, with RGM, UL-1741-SA (Rule-21) , SE7600H-US000NNW2 | Inventory Item | 3536.36 | 7600 | No | Inverters | Soligent De-listing | 1795.11
310-0097 | 310-0097 | SolarEdge, SE7600H-US, HD-Wave, 1-Ph, Grid Tied Inverter with Level 2 EV Charger, 7600W, 240Vac, 60 Hz, 2 Unfused Input, 12 Yr Warr, Ground-Fault/AFCI, Ungrounded, RS485 and Ethernet, AC-RSD, UL-1741-SA (Rule-21) , SE7600H-US000NNV2 | Inventory Item | 3249.9 | 7600 | No | Inverters | Vendor De-listing | 1692.66
310-0098 | 310-0098 | SolarEdge, SE11400H-US, HD-Wave, 1-Ph, Grid Tied Inverter, 11.4kW, 240Vac, 60 Hz, 3 Unfused Input, 12 Yr Warr, Ground-Fault/Arc-Fault Protection, Ungrounded, RS485 and Ethernet, AC-RSD, with RGM, UL-1741-SA, SE11400H-US000NNC2 | Inventory Item |  | 11400 | No | Inverters | Vendor De-listing | 0
310-0099 | 310-0099 | SolarEdge, SE11400H-US, HD-Wave, 1-Ph, Grid Tied Inverter, 11.4kW, 240Vac, 60 Hz, 3 Unfused Input, 12 Yr Warr, Ground-Fault/Arc-Fault Protection, Ungrounded, RS485 and Ethernet, AC-RSD, -40C, UL-1741-SA, SE11400H-US000NNU4 | Inventory Item | 3654.78 | 11400 | No | Inverters | Soligent De-listing | 1964.94
310-0100 | 310-0100 | SolarEdge, SE10000H-US, HD-Wave, 1-Ph, Grid Tied Inverter, 10.0kW, 240Vac, 60 Hz, 3 Unfused Input, 12 Yr Warr, Ground-Fault/Arc-Fault Protection, Ungrounded, RS485 and Ethernet, AC-RSD, -40C, UL-1741-SA, SE10000H-US000NNU4 | Inventory Item |  | 10000 | No | Inverters | Vendor De-listing | 0
310-0101 | 310-0101 | SolarEdge, SE3800H-US HD-Wave, 1-Ph, Grid Tied Inverter, 3800W, 208/240Vac, 60 Hz, 2 Unfused Input, 12 Yr Warr, Ground-Fault/Arc-Fault Protection, Ungrounded, RS485 and Ethernet, AC-RSD, -40, SE3800H-US000NNU4 | Inventory Item |  | 3800 | No | Inverters | Vendor De-listing | 0
310-0102 | 310-0102 | SolarEdge, SE5000H-US HD-Wave, 1-Ph, Grid Tied Inverter, 5000W, 240Vac, 60 Hz, 2 Unfused Input, 12 Yr Warr, Ground-Fault/Arc-Fault Protection, Ungrounded, RS485 and Ethernet, AC-RSD, -40, SE5000H-US000NNU4 | Inventory Item |  | 5000 | No | Inverters | Vendor De-listing | 0
310-0103 | 310-0103 | SolarEdge, SE6000H-US HD-Wave, 1-Ph, Grid Tied Inverter, 6000W, 208/240Vac, 60 Hz, 2 Unfused Input, 12 Yr Warr, Ground-Fault/Arc-Fault Protection, Ungrounded, RS485 and Ethernet, AC-RSD, -40, SE6000H-US000NNU4 | Inventory Item |  | 6000 | No | Inverters | Vendor De-listing | 0
310-0104 : 310-0104_S | 310-0104_S | SolarEdge, SE5000H-US, HD-Wave, 1-Ph, Grid Tied Inverter with Level 2 EV Charger, 5000W, 240Vac, 60 Hz, 2 Unfused Input, 12 Yr Warr, Ground-Fault/AFCI, Ungrounded, RS485 and Ethernet, AC-RSD, UL-1741-SA (Rule-21) , SE5000H-US000NNV2 | Inventory Item | 1391.37 | 5000 | No | Inverters | Soligent De-listing | 1334.58
310-0105 | 310-0105 | SolarEdge, SE6000H-US, HD-Wave, 1-Ph, Grid Tied Inverter with Level 2 EV Charger, 6000W, 208/240Vac, 60 Hz, 2 Unfused Input, 12 Yr Warr, Ground-Fault/AFCI, Ungrounded, RS485 and Ethernet, AC-RSD, UL-1741-SA (Rule-21) , SE6000H-US000NNV2 | Inventory Item | 1544.34 | 6000 | No | Inverters | Soligent De-listing | 1481.31
310-0105 : 310-0105_S | 310-0105_S | SolarEdge, SE6000H-US, HD-Wave, 1-Ph, Grid Tied Inverter with Level 2 EV Charger, 6000W, 208/240Vac, 60 Hz, 2 Unfused Input, 12 Yr Warr, Ground-Fault/AFCI, Ungrounded, RS485 and Ethernet, AC-RSD, UL-1741-SA (Rule-21) , SE6000H-US000NNV2 | Inventory Item | 1544.34 | 6000 | No | Inverters | Soligent De-listing | 1481.31
310-0106 | 310-0106 | SolarEdge, SE5000H-US, HD-Wave, 1-Ph, Grid Tied Inverter with Level 2 EV Charger, 5000W, 240Vac, 60 Hz, 2 Unfused Input, 12 Yr Warr, Ground-Fault/AFCI, Ungrounded, RS485 and Ethernet, AC-RSD, with RGM, UL-1741-SA (Rule-21) , SE5000H-US000NNW2 | Inventory Item | 1360 | 5000 | No | Inverters | Soligent De-listing | 0
310-0106 : 310-0106_S | 310-0106_S | SolarEdge, SE5000H-US, HD-Wave, 1-Ph, Grid Tied Inverter with Level 2 EV Charger, 5000W, 240Vac, 60 Hz, 2 Unfused Input, 12 Yr Warr, Ground-Fault/AFCI, Ungrounded, RS485 and Ethernet, AC-RSD, with RGM, UL-1741-SA (Rule-21) , SE5000H-US000NNW2 | Inventory Item | 1360 | 5000 | No | Inverters | Soligent De-listing | 1342.93
310-0107 | 310-0107 | SolarEdge, SE6000H-US, HD-Wave, 1-Ph, Grid Tied Inverter with Level 2 EV Charger, 6000W, 208/240Vac, 60 Hz, 2 Unfused Input, 12 Yr Warr, Ground-Fault/AFCI, Ungrounded, RS485 and Ethernet, AC-RSD, with RGM, UL-1741-SA (Rule-21) , SE6000H-US000NNW2 | Inventory Item | 3191.27 | 6000 | No | Inverters | Soligent De-listing | 1715.73
310-0108 | 310-0108 | SolarEdge, StorEdge 3.8kW, High Power, 1-Ph Grid Tied Inverter, 3800W, 240VAC, 60Hz, DC Discon, 2 Unfused PV Input, No MPPT, 12 Yr Warr, Ungrounded, RS485 and Ethernet, AC-RSD, -25C, AFCI and 12 years GSM, UL1741-SA (Rule 21) SE3800A-USS20NIB2 | Inventory Item | 4825.27 | 3800 | No | Inverters | Vendor De-listing | 2594.23
310-0109 | 310-0109 | SolarEdge, StorEdge 3.8kW, High Power, 1-Ph Grid Tied Inverter, 3800W, 240VAC, 60Hz, DC Discon, 2 Unfused PV Input, No MPPT, 12 Yr Warr, Ungrounded, RS485 and Ethernet, AC-RSD, -25C, AFCI, RGM and 12 years GSM, UL1741-SA (Rule 21) SE3800A-USS20NIY2 | Inventory Item | 5069.98 | 3800 | No | Inverters | Vendor De-listing | 2725.8
310-0110 | 310-0110 | SolarEdge, StorEdge, 7.6kW, High Power, 1-Ph Grid Tied Inverter, 7600W, 240VAC, 60Hz, DC Discon, 2 Unfused PV Input, No MPPT, 12 Yr Warr, Ungrounded, RS485 and Ethernet, RSD, -25C, AFCI, with 12 year GSM, UL-1741-SA, SE7600A-USS20NIB2 | Inventory Item | 5754.45 | 7600 | No | Inverters | Vendor De-listing | 3093.79
310-0111 | 310-0111 | SolarEdge, StorEdge, 7.6kW, High Power, 1-Ph Grid Tied Inverter, 7600W, 240VAC, 60Hz, DC Discon, 2 Unfused PV Input, No MPPT, 12 Yr Warr, Ungrounded, RS485 and Ethernet, RSD, -25C, AFCI, with 12 year GSM, and RGM, UL-1741-SA, SE7600A-USS20NIY2 | Inventory Item | 6042.36 | 7600 | No | Inverters | Vendor De-listing | 3248.58
310-0112 | 310-0112 | SMA, Sunny Boy 3.0-US, 1-Ph Grid Tied Inverter, 3000W, 208/240VAC, 60Hz, Integrated DC Disco, 2 MPPT Input, 10 Yr Warr, AFCI, Integrated RGM & Cellular w/5yr ATT - T-Mobile Data Plan, Ethernet/WLAN, SB3.0-1TP-US-40 | Inventory Item |  | 3000 | No | Inverters | Soligent De-listing | 0
310-0113 | 310-0113 | SMA, Sunny Boy 3.8-US, 1-Ph Grid Tied Inverter, 3800W, 208/240VAC, 60Hz, Integrated DC Disco, 2 MPPT Input, 10 Yr Warr, AFCI, Integrated RGM & Cellular w/5yr ATT - T-Mobile Data Plan, Ethernet/WLAN, SB3.8-1TP-US-40 | Inventory Item |  | 3800 | No | Inverters | Soligent De-listing | 0
310-0114 | 310-0114 | SMA, Sunny Boy 5.0-US, 1-Ph Grid Tied Inverter, 5000W, 208/240VAC, 60Hz, Integrated DC Disco, 3 MPPT Input, 10 Yr Warr, AFCI, Integrated RGM & Cellular w/5yr ATT - T-Mobile Data Plan, Ethernet/WLAN, SB5.0-1TP-US-40 | Inventory Item |  | 5000 | No | Inverters | Soligent De-listing | 0
310-0115 | 310-0115 | SMA, Sunny Boy 6.0-US, 1-Ph Grid Tied Inverter, 6000W, 208/240VAC, 60Hz, Integrated DC Disco, 3 MPPT Input, 10 Yr Warr, AFCI, Integrated RGM & Cellular w/5yr ATT - T-Mobile Data Plan, Ethernet/WLAN, SB6.0-1TP-US-40 | Inventory Item | 1908.24 | 6000 | No | Inverters | Vendor De-listing | 1060.13
310-0116 | 310-0116 | SMA, Sunny Boy 7.0-US, 1-Ph Grid Tied Inverter, 7000W, 208/240VAC, 60Hz, Integrated DC Disco, 3 MPPT Input, 10 Yr Warr, AFCI, Integrated RGM & Cellular w/5yr ATT - T-Mobile Data Plan, Ethernet/WLAN, SB7.0-1TP-US-40 | Inventory Item | 2136.74 | 7000 | No | Inverters | Vendor De-listing | 1187.08
310-0117 | 310-0117 | SMA, Sunny Boy 7.7-US, 1-Ph Grid Tied Inverter, 7700W, 208/240VAC, 60Hz, Integrated DC Disco, 3 MPPT Input, 10 Yr Warr, AFCI, Integrated RGM & Cellular w/5yr ATT - T-Mobile Data Plan, Ethernet/WLAN, SB7.7-1TP-US-40 | Inventory Item | 3050.28 | 7700 | No | Inverters | Soligent De-listing | 0
310-0186 | 310-0186 | ABB, PVI- 6000 1-Ph Wind Grid Tied Inverter, 6000W, 208/240/277VAC, 60Hz, No Discon, 2 Unfused Input, 2 MPPT, 5 Yr Warr, Ungrounded, RS485, PVI-6000-OUTD-W-US | Inventory Item | 3755.99 | 6000 | No | Inverters | Soligent De-listing | 0
310-0190 | 310-0190 | SMA, Sunny Boy 8000US 1-Ph Grid Tied Inverter, 8000W, 240/277VAC, 60Hz, DC Discon, 4 Fused Input, 1 MPPT, 10 Yr Warr, Neg Gnd Config, SB8000US | Inventory Item | 5466 | 8000 | No | Inverters | Vendor De-listing | 0
310-0191 | 310-0191 | SMA, Sunny Boy 2000HFUS 1-Ph Grid Tied Inverter, 2000W, 208/240VAC, 60Hz, DC Discon, 1 Unfused Input, 1 MPPT, 10 Yr Warr, Neg Gnd Config, Bluetooth, SB2000HFUS-30 | Inventory Item | 899 | 2000 | No | Inverters | Vendor De-listing | 0
310-0192 | 310-0192 | SMA, Sunny Boy 2500HFUS 1-Ph Grid Tied Inverter, 2500W, 208/240VAC, 60Hz, DC Discon, 1 Unfused Input, 1 MPPT, 10 Yr Warr, Neg Gnd Config, Bluetooth, SB2500HFUS-30 | Inventory Item | 2643 | 2500 | No | Inverters | Vendor De-listing | 0
310-0193 | 310-0193 | SMA, Sunny Boy 3000HFUS 1-Ph Grid Tied Inverter, 3000W, 208/240VAC, 60Hz, DC Discon, 1 Unfused Input, 1 MPPT, 10 Yr Warr, Neg Gnd Config, Bluetooth, SB3000HFUS-30 | Inventory Item | 2768 | 3000 | No | Inverters | Vendor De-listing | 0
310-0197 | 310-0197 | SolarEdge, StorEdge 3.8kW, High Power, 1-Ph Grid Tied Inverter, 3800W, 240VAC, 60Hz, DC Discon, 2 Unfused PV Input, No MPPT, 12 Yr Warr, Ungrounded, RS485 and Ethernet, AC-RSD, -25C, AFCI and 5 years GSM, UL1741-SA (Rule 21) SE3800A-USS20NHB2 | Inventory Item | 4330.68 | 3800 | No | Inverters | Vendor De-listing | 2328.32
310-0198 | 310-0198 | SolarEdge, StorEdge 3.8kW, High Power, 1-Ph Grid Tied Inverter, 3800W, 240VAC, 60Hz, DC Discon, 2 Unfused PV Input, No MPPT, 12 Yr Warr, Ungrounded, RS485 and Ethernet, AC-RSD, -25C, AFCI, RGM and 5 years GSM, UL1741-SA (Rule 21) SE3800A-USS20NHY2 | Inventory Item | 4575.39 | 3800 | No | Inverters | Vendor De-listing | 2459.89
310-0199 | 310-0199 | SolarEdge, SE3800H-US, HD-Wave, 1-Ph, Grid Tied Inverter with Level 2 EV Charger, 3800W, 240Vac, 60 Hz, 2 Unfused Input, 12 Yr Warr, GFDI/AFCI, Ungrounded, RS485 and Ethernet, AC-RSD, UL-1741-SA (Rule-21) , SE3800H-US000NNV2 | Inventory Item | 1219.71 | 3800 | No | Inverters | Soligent De-listing | 1169.93
310-0199 : 310-0199_S | 310-0199_S | SolarEdge, SE3800H-US, HD-Wave, 1-Ph, Grid Tied Inverter with Level 2 EV Charger, 3800W, 240Vac, 60 Hz, 2 Unfused Input, 12 Yr Warr, GFDI/AFCI, Ungrounded, RS485 and Ethernet, AC-RSD, UL-1741-SA (Rule-21) , SE3800H-US000NNV2 | Inventory Item | 1219.71 | 3800 | No | Inverters | Soligent De-listing | 1169.93
310-0200 | 310-0200 | Advanced Energy, Custom Inverter Item, Enter Quote Number and Custom Price | Non-inventory Item | 0 |  | No | Inverters | Vendor De-listing | 0
310-0200 | 310-0200 | SolarEdge, SE3800H-US, HD-Wave, 1-Ph, Grid Tied Inverter with Level 2 EV Charger, 3800W, 240Vac, 60 Hz, 2 Unfused Input, 12 Yr Warr, GFDI/AFCI, Ungrounded, RS485 and Ethernet, AC-RSD, with RGM, UL-1741-SA (Rule-21) , SE3800H-US000NNW2 | Inventory Item | 2569.58 | 3800 | No | Inverters | Soligent De-listing | 1381.49
310-0201 | 310-0201 | Kaco, Ont FIT, Blue Planet 5002xi 1-Ph Grid Tied Inverter, 5000W, 208/240VAC, 60Hz, DC/AC Discon, 3 Unfused Input, 1 MPPT, 10 Yr Warr, Neg Gnd Config, RS485, BP-5002xi | Inventory Item | 1995 | 5000 | No | Inverters | Soligent De-listing | 0
310-0202 | 310-0202 | Kaco, Ont FIT, Blue Planet 3502xi 1-Ph Grid Tied Inverter, 3500W, 208/240VAC, 60Hz, DC/AC Discon, 3 Unfused Input, 1 MPPT, 10 Yr Warr, Neg Gnd Config, RS485, BP-3502xi | Inventory Item | 1718.23 | 3500 | No | Inverters | Soligent De-listing | 0
310-0212 | 310-0212 | Solectria, Option, Integrated Sub-Combiner, for SGI 225-300KW, 12 Fuses, 110-200A, Specify Fuse Size, OPT-FUSCOM-12X-110A-200A | Inventory Item | 3836 |  | No | Inverters | Soligent De-listing | 0
310-0214 | 310-0214 | SolarEdge, SE10000H-US, HD-Wave, 1-Ph, Grid Tied Inverter, 10kW, 240Vac, 60 Hz, 3 Unfused Input, 12 Yr Warr, Ground-Fault/Arc-Fault Protection, Ungrounded, RS485 and Ethernet, AC-RSD, with Revenue Grade Meter (RGM), UL-1741-SA, SE10000H-US000NNC2 | Inventory Item | 3898.34 | 10000 | No | Inverters | Vendor De-listing | 0
310-0235 | 310-0235 | Solectria, PVI 15KW Grid Tied Inverter, 3-Ph, 15KW, 240VAC, 60Hz, 475VDC, DC/AC Discon, 7 Fused Input, 1 MPPT, 5 Yr Warr, Neg Gnd, Ethernet, PVI-15-240 | Inventory Item | 14447 | 15000 | No | Inverters | Vendor De-listing | 0
310-0239 | 310-0239 | Kaco, Blue Planet XP100 grid tied inverter, 3-Ph, 100kW, 480VAC, 60Hz, 600VDC, DC/AC Discon, 5 Yr Warr, Neg Gnd, RS485/Ethernet, XP-100-H4 | Inventory Item | 28267 | 100000 | No | Inverters | Soligent De-listing | 0
310-0246 | 310-0246 | SolarEdge, SE3300US 1-Ph Grid Tied Inverter, 3300W, 208/240VAC, 60Hz, DC Discon, Unfused, No MPPT, 12 Yr Warr, Ungrounded, RS485 and Ethernet, SE3300-ER-US | Inventory Item | 2780 | 3300 | No | Inverters | Soligent De-listing | 0
310-0248 | 310-0248 | SolarEdge, SE5000US 1-Ph Grid Tied Inverter, 5000W, 208/240VAC, 60Hz, DC Discon, Unfused, No MPPT, 12 Yr Warr, Ungrounded, RS485 and Ethernet, SE5000-ER-US | Inventory Item | 2788.88 | 5000 | No | Inverters | Vendor De-listing | 0
310-0257 | 310-0257 | Power One, PVI- 4.6 1-Ph Grid Tied Inverter, 4600W, 208/240/277VAC, 60Hz, DC Discon, 2 Unfused Input, 2 MPPT, 10 Yr Warr, Neg Gnd Config, RS485, PVI-4.6-I-OUTD-S-US | Inventory Item | 3920 | 4600 | No | Inverters | Vendor De-listing | 0
310-0258 | 310-0258 | Power One, PVI- 4.6 1-Ph Grid Tied Inverter, 4600W, 208/240/277VAC, 60Hz, No Discon, 4 Unfused Input, 2 MPPT, 10 Yr Warr, Neg Gnd Config, RS485, PVI-4.6-I-OUTD-US | Inventory Item | 3467 | 4600 | No | Inverters | Vendor De-listing | 0
310-0259 | 310-0259 | ABB, PVI-10.0 3-Ph Grid Tied Inverter, 10kW, 208VAC, 60Hz, DC Discon, 6x15A Fused Input, 2 MPPT, 10 Yr Warr, Neg Gnd Config, RS485, PVI-10.0-I-OUTD-S1-US-208-NG | Inventory Item | 6775.98 | 10000 | No | Inverters | Vendor De-listing | 0
310-0265 | 310-0265 | Power One, PVI- 3.8 1-Ph Grid Tied Inverter, 3800W, 208/240/277VAC, 60Hz, No Discon, 4 Unfused Input, 2 MPPT, 10 Yr Warr, Neg Gnd Config, RS485, PVI-3.8-I-OUTD-US | Inventory Item | 3008 | 3800 | No | Inverters | Vendor De-listing | 0
310-0266 | 310-0266 | Power One, PVI- 3.8 1-Ph Grid Tied Inverter, 3800W, 208/240/277VAC, 60Hz, DC Discon, 2 Unfused Input, 2 MPPT, 10 Yr Warr, Neg Gnd Config, RS485, PVI-3.8-I-OUTD-S-US | Inventory Item | 3458 | 3800 | No | Inverters | Vendor De-listing | 0
310-0267 | 310-0267 | SMA, Sunny Boy 8000TL-US 1-Ph Grid Tied Inverter, 8000W, 208VAC, 60Hz, DC Discon, 6 Dual Fused Input Combiner, 1 MPPT, 10 Yr Warr, Ungrounded, SB8000TLUS-10-with SBCBTL6-10 | Inventory Item | 4005.68 | 8000 | No | Inverters | Vendor De-listing | 0
310-0268 | 310-0268 | SMA, Sunny Boy 9000TL-US 1-Ph Grid Tied Inverter, 9000W, 208VAC, 60Hz, DC Discon, 6 Dual Fused Input Combiner, 1 MPPT, 10 Yr Warr, Ungrounded, SB9000TLUS-10-with SBCBTL6-10 | Inventory Item | 4378 | 9000 | No | Inverters | Vendor De-listing | 0
310-0269 | 310-0269 | SMA, Sunny Boy 10000TL-US 1-Ph Grid Tied Inverter, 10kW, 208VAC, 60Hz, DC Discon, 6 Dual Fused Input Combiner, 1 MPPT, 10 Yr Warr, Ungrounded, SB10000TLUS-10-with SBCBTL6-10 | Inventory Item | 4551.98 | 10000 | No | Inverters | Soligent De-listing | 0
310-0270 | 310-0270 | SMA, Sunny Boy 8000TL-US 1-Ph Grid Tied Inverter, 8000W, 208VAC, 60Hz, DC Discon, 1 Unfused Input, 1 MPPT, 10 Yr Warr, Ungrounded, SB8000TLUS-NO-CB, SPECIAL PRICING - LIMITED QUANTITY - ONLY WHILE SUPPLIES LAST | Inventory Item | 3628.8 | 8000 | No | Inverters | Vendor De-listing | 0
310-0271 | 310-0271 | SMA, Sunny Boy 9000TL-US 1-Ph Grid Tied Inverter, 9000W, 208VAC, 60Hz, DC Discon, 1 Unfused Input, 1 MPPT, 10 Yr Warr, Ungrounded, SB9000TLUS-10-NO-CB, SPECIAL PRICING - LIMITED QUANTITY - ONLY WHILE SUPPLIES LAST | Inventory Item | 1740 | 9000 | No | Inverters | Vendor De-listing | 0
310-0272 | 310-0272 | SMA, Sunny Boy 10000TL-US 1-Ph Grid Tied Inverter, 10kW, 208VAC, 60Hz, DC Discon, 1 Unfused Input, 1 MPPT, 10 Yr Warr, Ungrounded, SB10000TLUS-NO-CB | Inventory Item | 4227.27 | 10000 | No | Inverters | Vendor De-listing | 0
310-0275 | 310-0275 | Fronius, IG Plus V 11.4-1 UNI 1-Ph Grid Tied Inverter, 11.4kW, 208/240/277VAC, 60Hz, DC Discon, 6 Fused Input (fuses not included), 1 MPPT, 10 Yr Warr, Neg Gnd Config, 4,210,117,800 | Inventory Item | 5501.98 | 11400 | No | Inverters | Vendor De-listing | 0
310-0276 | 310-0276 | Fronius, Primo GEN24 3.8 Grid Tied Inverter, 1-Ph, 3.8kW, 208/240VAC, SunSpec RSD compliant, 4,210,140,800 | Inventory Item | 1261.71 | 3800 | No | Inverters | Soligent De-listing | 981.33
310-0277 | 310-0277 | Fronius, Primo GEN24 3.8 Plus Grid Tied Inverter, SunSpec RSD compliant, 1-Ph, 3.8kW, 208/240VAC, 4,210,140,802 | Inventory Item | 1590.21 | 3800 | No | Inverters | Soligent De-listing | 1236.83
310-0278 | 310-0278 | Fronius, Primo GEN24 5.0 Grid Tied Inverter, 1-Ph, 5.0kW, 208/240VAC, SunSpec RSD compliant, 4,210,141,800 | Inventory Item | 1448.84 | 5000 | No | Inverters | Soligent De-listing | 1126.88
310-0279 | 310-0279 | Fronius, Primo GEN24 5.0 Plus Grid Tied Inverter, 1-Ph, 5.0kW, 208/240VAC, SunSpec RSD compliant, 4,210,141,802 | Inventory Item | 1907.16 | 5000 | No | Inverters | Soligent De-listing | 1483.34
310-0280 | 310-0280 | Fronius, Primo GEN24 6.0 Grid Tied Inverter, 1-Ph, 6.0kW, 208/240VAC, SunSpec RSD compliant, 4,210,142,800 | Inventory Item | 1766.79 | 6000 | No | Inverters | Soligent De-listing | 1374.17
310-0281 | 310-0281 | Fronius, Primo GEN24 6.0 Plus Grid Tied Inverter, 1-Ph, 6.0kW, 208/240VAC, SunSpec RSD compliant, 4,210,142,802 | Inventory Item | 2240.99 | 6000 | No | Inverters | Soligent De-listing | 1742.99
310-0282 | 310-0282 | SolarEdge, SE3000H-US HD-Wave, 1-Ph, Grid Tied Inverter, 3000W, 240Vac, 60 Hz, 2 Unfused Input, 12 Yr Warr,Ground-Fault/Arc-Fault Protection, RS485 and Ethernet, -40C, AC RSD, UL1741-SA, w/RGM & Consumption Meter (Add CT’s), SetApp Enabled, SE3000H-US000BNI4 | Inventory Item | 2006.94 | 3000 | No | Inverters | Vendor De-listing | 1079
310-0283 : 310-0283_S | 310-0283_S | SolarEdge, SE3800H-US HD-Wave, 1-Ph, Grid Tied Inverter, 3800W, 208/240Vac, 60 Hz, 2 Unfused Input, 12 Yr Warr,Ground-Fault/Arc-Fault Protection, RS485 and Ethernet, -40C, AC RSD, UL1741-SA, w/RGM & Consumption Meter (Add CT’s), SetApp Enabled, SE3800H-US000BNI4 | Inventory Item | 1197.11 | 3800 | No | Inverters | Soligent De-listing | 1132.75
310-0284 : 310-0284_S | 310-0284_S | SolarEdge, SE5000H-US HD-Wave, 1-Ph, Grid Tied Inverter, 5000W, 240Vac, 60 Hz, 2 Unfused Input, 12 Yr Warr, Ground-Fault/Arc-Fault Protection, RS485 and Ethernet, -40C, AC RSD, UL1741-SA, w/RGM & Consumption Meter (Add CT’s), SetApp Enabled, SE5000H-US000BNI4 | Inventory Item | 1497.01 | 5000 | No | Inverters | Soligent De-listing | 1416.53
310-0285 | 310-0285 | SolarEdge, SE6000H-US HD-Wave, 1-Ph, Grid Tied Inverter, 6000W, 208/240Vac, 60 Hz, 2 Unfused Input, 12 Yr Warr, Ground-Fault/Arc-Fault Protection, RS485 and Ethernet, -40C, AC RSD, UL1741-SA, w/RGM & Consumption Meter (Add CT’s), SetApp Enabled, SE6000H-US000BNI4 | Inventory Item | 1767.95 | 6000 | No | Inverters | Vendor De-listing | 1663.4
310-0285 : 310-0285_S | 310-0285_S | SolarEdge, SE6000H-US HD-Wave, 1-Ph, Grid Tied Inverter, 6000W, 208/240Vac, 60 Hz, 2 Unfused Input, 12 Yr Warr, Ground-Fault/Arc-Fault Protection, RS485 and Ethernet, -40C, AC RSD, UL1741-SA, w/RGM & Consumption Meter (Add CT’s), SetApp Enabled, SE6000H-US000BNI4 | Inventory Item | 1550.18 | 6000 | No | Inverters | Soligent De-listing | 1466.84
310-0285-B |  | "B" Grade SolarEdge, SE6000H-US HD-Wave, 1-Ph, Grid Tied Inverter, 6000W, 208/240Vac, 60 Hz, 2 Unfused Input, 12 Yr Warr, Ground-Fault/Arc-Fault Protection, RS485 and Ethernet, -40C, AC RSD, UL1741-SA, w/RGM & Consumption Meter (Add CT’s), SetApp Enabled, SE6000H-US000BNI4 | Inventory Item | 1447.61 | 6000 | No | Inverters | Vendor De-listing | 1388.52
310-0286 : 310-0286_S | 310-0286_S | SolarEdge, SE7600H-US HD-Wave, 1-Ph, Grid Tied Inverter, 7600W, 240Vac, 60 Hz, 2 Unfused Input, 12 Yr Warr, Ground-Fault/Arc-Fault Protection, RS485 and Ethernet, -40C, AC RSD, UL1741-SA, w/RGM & Consumption Meter (Add CT’s), SetApp Enabled, SE7600H-US000BNI4 | Inventory Item | 1762.91 | 7600 | No | Inverters | Soligent De-listing | 1668.13
310-0287 : 310-0287_S | 310-0287_S | SolarEdge, SE10000H-US, HD-Wave, 1-Ph, Grid Tied Inverter, 10kW, 240Vac, 60 Hz, 3 Unfused Input, 12 Yr Warr, Ground-Fault/Arc-Fault Protection, RS485 and Ethernet, -40C, AC-RSD, UL-1741-SA, w/RGM & Consumption Meter (Add CT’s), SetApp Enabled, SE10000H-US000BNI4 | Inventory Item | 2090.09 | 10000 | No | Inverters | Soligent De-listing | 2004.78
310-0288 : 310-0288_S | 310-0288_S | SolarEdge, SE11400H-US, HD-Wave, 1-Ph, Grid Tied Inverter, 11.4kW, 240Vac, 60 Hz, 3 Unfused Input, 12 Yr Warr, Ground-Fault/Arc-Fault Protection, RS485 and Ethernet, -40C, AC-RSD, UL1741-SA, w/RGM & Consumption Meter (Add CT’s), SetApp Enabled, SE11400H-US000BNI4 | Inventory Item | 2370.99 | 11400 | No | Inverters | Soligent De-listing | 2243.52
310-0289 | 310-0289 | SolarEdge, SE11400H-US, HD-Wave, 1-Ph, Grid Tied Inverter with Level 2 EV Charger, 11.4kW, 240Vac, 60 Hz, 2 Unfused Input, 12 Yr Warr, Ground-Fault/AFCI, Ungrounded, RS485 and Ethernet, AC-RSD, UL-1741-SA, SetApp Enabled, SE11400H-US000BNV4 | Inventory Item | 4307.48 | 11400 | No | Inverters | Soligent De-listing | 0
310-0290 | 310-0290 | SolarEdge, SE11400H-US, HD-Wave, 1-Ph, Grid Tied Inverter with Level 2 EV Charger, 11.4kW, 240Vac, 60 Hz, 2 Unfused Input, 12 Yr Warr, Ground-Fault/AFCI, Ungrounded, RS485 and Ethernet, AC-RSD, UL-1741-SA, SetApp Enabled, with RGM, SE11400H-US000BNW4 | Inventory Item | 4615.74 | 11400 | No | Inverters | Soligent De-listing | 0
310-0293 |  | SolarEdge, SE5000H-US HD-Wave, 1-Ph, Grid Tied Inverter, 5000W, 240Vac, 60 Hz, 2 Unfused Input, 12 Yr Warr, Ground-Fault/Arc-Fault Protection, RS485 and Ethernet, -40C, AC RSD, w/RGM & Consumption Meter (Add CT’s), UL1741-SA, SetApp Enabled, Compatible with Energy Net Communicator, SE5000H-US000BEI4 | Inventory Item | 1717.11 | 5000 | No | Inverters | Shippable | 1606.33
310-0295 | 310-0295 | SolarEdge, SE3000H-US HD-Wave, 1-Ph, Grid Tied Inverter, 3000W, 240Vac, 60 Hz, 2 Unfused Input, 12 Yr. Warranty, Ground-Fault/Arc-Fault Protection, RS485 and Ethernet, -40C, AC RSD, UL1741-SA, w/RGM & Consumption Meter (Add CT’s), SetApp Enabled, Compatible with Energy Net Communicator, SE3000H-US000BEI4 | Inventory Item | 2006.94 | 3000 | No | Inverters | Soligent De-listing | 1079
310-0296 |  | SolarEdge, SE3800H-US HD-Wave, 1-Ph, Grid Tied Inverter, 3800W, 208/240Vac, 60 Hz, 2 Unfused Input, 12 Yr. Warranty, Ground-Fault/Arc-Fault Protection, RS485 and Ethernet, -40C, AC RSD, UL1741-SA, w/RGM & Consumption Meter (Add CT’s), SetApp Enabled, Compatible with Energy Net Communicator, SE3800H-US000BEI4 | Inventory Item | 1360.06 | 3800 | No | Inverters | Shippable | 1272.31
310-0297 |  | SolarEdge, SE7600H-US HD-Wave, 1-Ph, Grid Tied Inverter, 7600W, 240Vac, 60 Hz, 2 Unfused Input, 12 Yr. Warranty, Ground-Fault/Arc-Fault Protection, RS485 and Ethernet, -40C, AC RSD, UL1741-SA, w/RGM & Consumption Meter (Add CT’s), SetApp Enabled, Compatible with Energy Net Communicator, SE7600H-US000BEI4 | Inventory Item | 2022.11 | 7600 | No | Inverters | Shippable | 1891.66
310-0305 | 310-0305 | Fronius, IG Plus V 3.0-1 UNI 1-Ph Grid Tied Inverter, 3000W, 208/240/277VAC, 60Hz, DC Discon, 6 Fused Input (fuses not included) , 1 MPPT, 10 Yr Warr, Neg Gnd Config, 4,210,111,800 | Inventory Item | 2227.98 | 3000 | No | Inverters | Vendor De-listing | 0
310-0306 | 310-0306 | Fronius, IG Plus V 3.8-1 UNI 1-Ph Grid Tied Inverter, 3800W, 208/240/277VAC, 60Hz, DC Discon, 6 Fused Input (fuses not included), 1 MPPT, 10 Yr Warr, Neg Gnd Config, 4,210,112,800 | Inventory Item | 2979.98 | 3800 | No | Inverters | Vendor De-listing | 0
310-0307 | 310-0307 | Fronius, IG Plus V 5.0-1 UNI 1-Ph Grid Tied Inverter, 5000W, 208/240/277VAC, 60Hz, DC Discon, 6 Fused Input (fuses not included), 1 MPPT, 10 Yr Warr, Neg Gnd Config, 4,210,113,800 | Inventory Item | 3447.98 | 5000 | No | Inverters | Vendor De-listing | 0
310-0308 | 310-0308 | Fronius, IG Plus V 6.0-1 UNI 1-Ph Grid Tied Inverter, 6000W, 208/240/277VAC, 60Hz, DC Discon, 6 Fused Input (fuses not included), 1 MPPT, 10 Yr Warr, Neg Gnd Config, 4,210,114,800 | Inventory Item | 3697.98 | 6000 | No | Inverters | Vendor De-listing | 0
310-0309 | 310-0309 | Fronius, IG Plus V 7.5-1 UNI 1-Ph Grid Tied Inverter, 7500W, 208/240/277VAC, 60Hz, DC Discon, 6 Fused Input (fuses not included), 1 MPPT, 10 Yr Warr, Neg Gnd Config, 4,210,115,800 | Inventory Item | 4421.98 | 7500 | No | Inverters | Vendor De-listing | 0
310-0310 | 310-0310 | Fronius, IG Plus V 12.0-3 WYE 277 3-Ph Grid Tied Inverter, 12kW, 277VAC, 60Hz, DC Discon, 6 Fused Input (fuses not included), 1 MPPT, 10 Yr Warr, Neg Gnd Config, 4,210,116,800 | Inventory Item | 6737.98 | 12000 | No | Inverters | Vendor De-listing | 0
310-0311 | 310-0311 | Fronius, IG Plus V 10.0-1 UNI 1-Ph Grid Tied Inverter, 9995W, 208/240/277VAC, 60Hz, DC Discon, 6 Fused Input (fuses not included), 1 MPPT, 10 Yr Warr, Neg Gnd Config, 4,210,118,800 | Inventory Item | 5437.98 | 9995 | No | Inverters | Vendor De-listing | 0
310-0312 | 310-0312 | Fronius, IG Plus V 11.4-3 Delta 3-Ph Grid Tied Inverter, 11.4kW, 208/240VAC, 60Hz, DC Discon, 6 Fused Input (fuses not included), 1 MPPT, 10 Yr Warr, Neg Gnd Config, 4,210,119,800 | Inventory Item | 6719.98 | 11400 | No | Inverters | Vendor De-listing | 0
310-0313 | 310-0313 | Outback, GTFX3048LA Sealed Inverter, 3000W, Grid-Tied, 48VDC, 127VAC, 60Hz, GTFX3048LA , NOT INTENDED FOR USE IN THE U.S. OR CANADA | Inventory Item | 2469 | 3000 | No | Inverters | Vendor De-listing | 0
310-0322 | 310-0322 | SMA, Sunny Boy 3800US 1-Ph Grid Tied Inverter, 3800W, 240VAC, 60Hz, DC Discon, 4 Fused Input, 1 MPPT, 10 Yr Warr, Neg Gnd Config, SB3800-US-10 | Inventory Item | 869 | 3800 | No | Inverters | Vendor De-listing | 0
310-0324 | 310-0324 | ABB, PVI-12.0 3-Ph Grid Tied Inverter, 12kW, 480VAC, 60Hz, DC/AC Discon, 6 Fused Input, 2 MPPT, 10 Yr Warr, Neg Gnd Config, RS485, PVI-12.0-I-OUTD-S2-US-480-NG | Inventory Item | 7085 | 12000 | No | Inverters | Vendor De-listing | 0
310-0329 | 310-0329 | SolarEdge, SE3800US 1-Ph Grid Tied Inverter, 3800W, 208/240VAC, 60Hz, DC Discon, 2 Unfused Input, No MPPT, 12 Yr Warr, Ungrounded, RS485/Ethernet, SE3800US-ER-US | Inventory Item | 1234.43 | 3800 | No | Inverters | Vendor De-listing | 0
310-0330 | 310-0330 | SMA, Sunny Boy 5000US 1-Ph Grid Tied Inverter, 5000W, 208/240/277VAC, 60Hz, DC Discon, 4x15A Fused Input, 1 MPPT, 10 Yr Warr, Neg Gnd Config, Lo Temp (-40C), SB 5000US-11 | Inventory Item | 1349.99 | 5000 | No | Inverters | Vendor De-listing | 0
310-0331 | 310-0331 | SMA, Ont FIT, Sunny Boy 6000US 1-Ph Grid Tied Inverter, 6000W, 208/240/277VAC, 60Hz, DC Discon, 4x15A Fused Input, 1 MPPT, 10 Yr Warr, Neg Gnd Config, Lo Temp (-40C), SB6000US-11 | Inventory Item | 3055.5 | 6000 | No | Inverters | Soligent De-listing | 0
310-0333 | 310-0333 | SMA, Sunny Boy 8000US 1-Ph Grid Tied Inverter, 8000W, 240/277VAC, 60Hz, DC Discon, 4x15A Fused Input, 1 MPPT, 10 Yr Warr, Neg Gnd Config, Lo Temp (-40C), SB 8000US-11 | Inventory Item | 2999.98 | 8000 | No | Inverters | Vendor De-listing | 0
310-0335 | 310-0335 | Fronius, IG Plus V 10.0-3 Delta 3-Ph Grid Tied Inverter, 9995W, 208/240VAC, 60Hz, DC Discon, 6 Fused Input (fuses not included), 1 MPPT, 10 Yr Warr, Neg Gnd Config, 4,210,120,800 | Inventory Item | 6255.98 | 9995 | No | Inverters | Vendor De-listing | 0
310-0338 | 310-0338 | Fronius, Ont FIT, IG Plus V 5.0-1 UNI 1-Ph Grid Tied Inverter, 5000W, 208/240/277VAC, 60Hz, DC Discon, 6 Fused Input, 1 MPPT, 10 Yr Warr, Neg Gnd Config, 4210113880 | Inventory Item | 5841.98 | 5000 | No | Inverters | Soligent De-listing | 0
310-0343 | 310-0343 | Fronius, Ont FIT, IG Plus V 10.0-1 UNI 1-Ph Grid Tied Inverter, 9995W, 208/240/277VAC, 60Hz, DC Discon, 6 Fused Input, 1 MPPT, 10 Yr Warr, Neg Gnd Config, 4210118880 | Inventory Item | 9059.98 | 10000 | No | Inverters | Soligent De-listing | 0
310-0345 | 310-0345 | Fronius, Ont FIT, IG Plus V 10.0-3 Delta 3-Ph Grid Tied Inverter, 9995W, 208/240VAC, 60Hz, DC Discon, 6 Fused Input, 1 MPPT, 10 Yr Warr, Neg Gnd Config, 4210120880 | Inventory Item | 9059.98 | 10000 | No | Inverters | Soligent De-listing | 0
310-0346 | 310-0346 | Solectria, PVI 13KW Grid Tied Inverter, 3-Ph, 13.2KW, 240VAC, 60Hz, 475VDC, DC/AC Discon, 7 Fused Input, 1 MPPT, 5 Yr Warr, Neg Gnd, Ethernet, PVI-13-240 | Inventory Item | 13545 | 13000 | No | Inverters | Vendor De-listing | 0
310-0347 | 310-0347 | SolarEdge, SE3000H-US HD-Wave, 1-Ph, Grid Tied Inverter, 3000W, 240Vac, 60 Hz, 2 Unfused Input, 12 Yr Warr,Ground-Fault/Arc-Fault Protection, Ungrounded, RS485 and Ethernet, with AC-RSD Revenue Grade Meter(RGM), SE3000H-US000NNC2 | Inventory Item | 2099.99 | 3000 | No | Inverters | Soligent De-listing | 0
310-0348 | 310-0348 | SolarEdge, SE3800H-US HD-Wave, 1-Ph, Grid Tied Inverter, 3800W, 208/240Vac, 60 Hz, 2 Unfused Input, 12 Yr Warr,Ground-Fault/Arc-Fault Protection, Ungrounded, RS485 and Ethernet, with AC-RSD and Revenue Grade Meter (RGM) SE3800H-US000NNC2 | Inventory Item | 933.96 | 3800 | No | Inverters | Vendor De-listing | 895.84
310-0349 | 310-0349 | SolarEdge, SE5000H-US HD-Wave, 1-Ph, Grid Tied Inverter, 5000W, 240Vac, 60 Hz, 2 Unfused Input, 12 Yr Warr, Ground-Fault/Arc-Fault Protection, Ungrounded, RS485 and Ethernet, with AC-RSD and Revenue Grade Meter(RGM), SE5000H-US000NNC2 | Inventory Item | 2393.32 | 5000 | No | Inverters | Vendor De-listing | 0
310-0350 | 310-0350 | SolarEdge, SE6000H-US HD-Wave, 1-Ph, Grid Tied Inverter, 6000W, 208/240Vac, 60 Hz, 2 Unfused Input, 12 Yr Warr, Ground-Fault/Arc-Fault Protection, Ungrounded, RS485 and Ethernet, with AC-RSD, Revenue Grade Meter(RGM), SE6000H-US000NNC2 | Inventory Item | 2478.34 | 6000 | No | Inverters | Vendor De-listing | 0
310-0362 | 310-0362 | ABB, PVI-10.0 3-Ph Grid Tied Inverter, 10kW, 208VAC, 60Hz, DC/AC Discon, 6x15A Fused Input, 2 MPPT, 10 Yr Warr, Neg Gnd Config, RS485, PVI-10.0-I-OUTD-S2-US-208-NG | Inventory Item | 6917.98 | 10000 | No | Inverters | Vendor De-listing | 0
310-0365 | 310-0365 | Solectria, PVI6500 Grid Tied Inverter, 1-Ph, 6500W, 208/240/277VAC, 60Hz, DC/AC Discon, 5 Fused Input, 1 MPPT, 10 Yr Warr, Neg Gnd Config, RS485, PVI 6500 | Inventory Item | 3839.99 | 6500 | No | Inverters | Vendor De-listing | 0
310-0366 | 310-0366 | Solectria, PVI7500 Grid Tied Inverter, 1-Ph, 7500W, 208/240/277VAC, 60Hz, DC/AC Discon, 5 Fused Input, 1 MPPT, 10 Yr Warr, Neg Gnd Config, RS485, PVI 7500 | Inventory Item | 4079.99 | 7500 | No | Inverters | Vendor De-listing | 0
310-0367 | 310-0367 | SolarEdge, SE3000A 1-Ph Grid Tied Inverter, 3000W, 208/240VAC, 60Hz, DC/AC Discon, 2 Unfused Input, No MPPT, 12 Yr Warr, Ungrounded, RS485 and Ethernet, SE3000A-US ORA SOLARED | Inventory Item | 2095.98 | 3000 | No | Inverters | Vendor De-listing | 0
310-0368 | 310-0368 | SolarEdge, SE3800A 1-Ph Grid Tied Inverter, 3800W, 208/240VAC, 60Hz, DC/AC Discon, 2 Unfused Input, No MPPT, 12 Yr Warr, Ungrounded, RS485 and Ethernet, SE3800A-US | Inventory Item | 2141 | 3800 | No | Inverters | Vendor De-listing | 0
310-0369 | 310-0369 | SolarEdge, SE5000A 1-Ph Grid Tied Inverter, 5000W, 208/240/277VAC, 60Hz, DC/AC Discon, 2 Unfused Input, No MPPT, 12 Yr Warr, Ungrounded, RS485 and Ethernet, SE5000A-US | Inventory Item | 2560 | 5000 | No | Inverters | Vendor De-listing | 0
310-0370 | 310-0370 | SolarEdge, SE6000A 1-Ph Grid Tied Inverter, 6000W, 240/277VAC, 60Hz, DC/AC Discon, 2 Unfused Input, No MPPT, 12 Yr Warr, Ungrounded, RS485 and Ethernet, SE6000A-US | Inventory Item | 2386 | 6000 | No | Inverters | Vendor De-listing | 0
310-0371 | 310-0371 | SolarEdge, SE7000A 1-Ph Grid Tied Inverter, 7000W, 277VAC, 60Hz, DC/AC Discon, 2 Unfused Input, No MPPT, 12 Yr Warr, Ungrounded, RS485 and Ethernet, SE7000A-US | Inventory Item | 2748 | 7000 | No | Inverters | Vendor De-listing | 0
310-0378 | 310-0378 | Power One, Ont FIT, PVI-5000 1-Ph Grid Tied Inverter, 5000W, 208/240/277VAC, 60Hz, DC Discon, 2 Unfused Input, 2 MPPT, 10 Yr Warr, Ungrounded, RS485, PVI-5000-OUTD-US-Ont FIT | Inventory Item | 3818.2224 | 5000 | No | Inverters | Soligent De-listing | 0
310-0382 | 310-0382 | SolarEdge, Ont FIT, SE3800US 1-Ph Grid Tied Inverter, 3800W, 208/240VAC, 60Hz, DC Discon, 2 Unfused Input, No MPPT, 12 Yr Warr, Ungrounded, RS485/Ethernet, SE3800US-ER-US-CAN | Inventory Item | 1246.24 | 3800 | No | Inverters | Soligent De-listing | 0
310-0384 | 310-0384 | SolarEdge, Ont FIT, SE6000US 1-Ph Grid Tied Inverter, 6000W, 208/240VAC, 60Hz, DC Discon, 2 Unfused Input, No MPPT, 12 Yr Warr, Ungrounded, RS485/Ethernet, SE6000US-ER-US-CAN | Inventory Item | 3146 | 6000 | No | Inverters | Soligent De-listing | 0
310-0385 | 310-0385 | Power One, PVI-10.0 3-Ph Grid Tied Inverter, 10kW, 208VAC, 60Hz, No Discon, 4 Unfused Input, 2 MPPT, 10 Yr Warr, Neg Gnd Config, RS485, PVI-10.0-I-OUTD-S-US-208-NG | Inventory Item | 6840 | 10000 | No | Inverters | Vendor De-listing | 0
310-0393 | 310-0393 | SMA, Sunny Boy 6000TLUS 1-Ph Grid Tied Inverter, 6000W, 208/240VAC, 60Hz, DC Discon, 6 Dual Fused Input Combiner, 1 MPPT, 10 Yr Warr, Ungrounded, Arc-Fault Protection, SB6000TLUS-12-with SBCBTL6-10 | Inventory Item | 4523 | 6000 | No | Inverters | Vendor De-listing | 0
310-0394 | 310-0394 | SMA, Sunny Boy 3000US 1-Ph Grid Tied Inverter, 3000W, (Add Disconnect #580-0120 to order at no additional cost.) 208/240VAC, 60Hz, DC Discon, 4 Fused Input, 1 MPPT, 10 Yr Warr, Neg Gnd Config, Arc-Fault Protection, SB3000US-12 | Inventory Item | 2255 | 3000 | No | Inverters | Vendor De-listing | 0
310-0395 | 310-0395 | SMA, Sunny Boy 6000TLUS 1-Ph Grid Tied Inverter, 6000W, (Add Disconnect #580-0105 to order at no additional cost.) 208/240VAC, 60Hz, DC Discon, 1 Unfused Input, 1 MPPT, 10 Yr Warr, Ungrounded, Arc-Fault Protection, SB6000TLUS-12-NO-CB | Inventory Item | 4192 | 6000 | No | Inverters | Vendor De-listing | 0
310-0396 | 310-0396 | SMA, Sunny Boy 3800US 1-Ph Grid Tied Inverter, 3800W, (Add Disconnect #580-0120 to order at no additional cost.) 208/240VAC, 60Hz, DC Discon, 4 Fused Input, 1 MPPT, 10 Yr Warr, Neg Gnd Config, Arc-Fault Protection, SB3800-US-12 | Inventory Item | 2754 | 3800 | No | Inverters | Vendor De-listing | 0
310-0397 | 310-0397 | SMA, Sunny Boy 7000TLUS 1-Ph Grid Tied Inverter, 7000W, (Add Disconnect #580-0105 to order at no additional cost.) 208/240VAC, 60Hz, DC Discon, 6 Dual Fused Input Combiner, 1 MPPT, 10 Yr Warr, Ungrounded, Arc-Fault Protection, SB7000TLUS-12-with SBCBTL6-10 | Inventory Item | 4899 | 7000 | No | Inverters | Vendor De-listing | 0
310-0398 | 310-0398 | SMA, Sunny Boy 4000US 1-Ph Grid Tied Inverter, 4000W, (Add Disconnect #580-0120 to order at no additional cost.) 208/240VAC, 60Hz, DC Discon, 4 Fused Input, 1 MPPT, 10 Yr Warr, Neg Gnd Config, Arc-Fault Protection, SB4000US-12 | Inventory Item | 2754 | 4000 | No | Inverters | Vendor De-listing | 0
310-0399 | 310-0399 | SMA, Sunny Boy 7000TLUS 1-Ph Grid Tied Inverter, 7000W, (Add Disconnect #580-0105 to order at no additional cost.) 208/240VAC, 60Hz, DC Discon, 1 Unfused Input, 1 MPPT, 10 Yr Warr, Ungrounded, Arc-Fault Protection, SB7000TLUS-12-NO-CB | Inventory Item | 4463.5 | 7000 | No | Inverters | Vendor De-listing | 0
310-0400 | 310-0400 | SMA, Sunny Boy 5000US 1-Ph Grid Tied Inverter, 5000W, (Add Disconnect #580-0120 to order at no additional cost.) 208/240/277VAC, 60Hz, DC Discon, 4 Fused Input, 1 MPPT, 10 Yr Warr, Neg Gnd Config, Arc-Fault Protection, SB5000US-12 | Inventory Item | 3639 | 5000 | No | Inverters | Vendor De-listing | 0
310-0401 | 310-0401 | SMA, Sunny Boy 11000TL-US 1-Ph Grid Tied Inverter, 11kW, 240VAC, 60Hz, DC Discon, 6 Dual Fused Input Combiner, 1 MPPT, 10 Yr Warr, Ungrounded, Arc-Fault Protection, SB11000TLUS-12-with SBCBTL6-10 | Inventory Item | 6594 | 11000 | No | Inverters | Vendor De-listing | 0
310-0402 | 310-0402 | SMA, Sunny Boy 11000TL-US 1-Ph Grid Tied Inverter, 11kW, (Add Disconnect #580-0105 to order at no additional cost.) 240VAC, 60Hz, DC Discon, 1 MPPT, 1 Unfused Input, 10 Yr Warr, Ungrounded, Arc-Fault Protection, SB11000TLUS-12-NO-CB | Inventory Item | 5170.88 | 11000 | No | Inverters | Vendor De-listing | 2611.56
310-0407 | 310-0407 | Power One, Aurora UNO-2.0 1-Ph Grid Tied Inverter, 2000W, 208/240/277 VAC, 60Hz, No Discon, 2 Unfused i/p, 1 MPPT, 10 Yr Warr, Ungrounded, RS485, UNO-2.0-I-OUTD-US | Inventory Item | 1960 | 2000 | No | Inverters | Vendor De-listing | 0
310-0408 | 310-0408 | ABB, Aurora UNO-2.0 1-Ph Grid Tied Inverter, 2000W, 208/240/277 VAC, 60Hz, DC Discon with combiner, 2 Unfused i/p, 1 MPPT, 10 Yr Warr, Ungrounded, RS485, UNO-2.0-I-OUTD-S-US | Inventory Item | 2255.98 | 2000 | No | Inverters | Vendor De-listing | 0
310-0409 | 310-0409 | Power One, Aurora UNO-2.5 1-Ph Grid Tied Inverter, 2500W, 208/240/277 VAC, 60Hz, No Discon, 2 Unfused i/p, 1 MPPT, 10 Yr Warr, Ungrounded, RS485, UNO-2.5-I-OUTD-US | Inventory Item | 2130 | 2500 | No | Inverters | Vendor De-listing | 0
310-0410 | 310-0410 | ABB, Aurora UNO-2.5 1-Ph Grid Tied Inverter, 2500W, 208/240/277 VAC, 60Hz, DC Discon with combiner, 2 Unfused i/p, 1 MPPT, 10 Yr Warr, Ungrounded, RS485, UNO-2.5-I-OUTD-S-US | Inventory Item | 2473 | 2500 | No | Inverters | Vendor De-listing | 0
310-0411 | 310-0411 | SMA, Sunny Boy 8000TLUS 1-Ph Grid Tied Inverter, 8000W, (Add Disconnect #580-0105 to order at no additional cost.) 208/240VAC, 60Hz, DC Discon, 1 Unfused Input, 1 MPPT, 10 Yr Warr, Ungrounded, Arc-Fault Protection, SB8000TLUS-12-NO-CB | Inventory Item | 4746 | 8000 | No | Inverters | Soligent De-listing | 0
310-0412 | 310-0412 | SMA, Sunny Boy 6000US, 1-Ph Grid Tied Inverter, 6000W, (Add Disconnect #580-0120 to order at no additional cost.) 208/240/277VAC, 60Hz, DC Discon, 4 Fused Input, 1 MPPT, 10 Yr Warr, Neg Gnd Config, Arc-Fault Protection, SB6000US-12 | Inventory Item | 4247 | 6000 | No | Inverters | Vendor De-listing | 0
310-0413 | 310-0413 | SMA, Sunny Boy 8000TLUS 1-Ph Grid Tied Inverter, 8000W, 208/240VAC, 60Hz, DC Discon, 6 Dual Fused Input Combiner, 1 MPPT, 10 Yr Warr, Ungrounded, Arc-Fault Protection, SB8000TLUS-12-with SBCBTL6-10 | Inventory Item | 5069.86 | 8000 | No | Inverters | Vendor De-listing | 0
310-0414 | 310-0414 | SMA, Sunny Boy 7000US, 1-Ph Grid Tied Inverter, 7000W, (Add Disconnect #580-0120 to order at no additional cost.) 208/240/277VAC, 60Hz, DC Discon, 4 Fused Input, 1 MPPT, 10 Yr Warr, Neg Gnd Config, Arc-Fault Protection, SB7000US-12 | Inventory Item | 4889 | 7000 | No | Inverters | Vendor De-listing | 0
310-0415 | 310-0415 | SMA, Sunny Boy 9000TL-US 1-Ph Grid Tied Inverter, 9000W, (Add Disconnect #580-0105 to order at no additional cost.) 208/240VAC, 60Hz, DC Discon, 1 Unfused Input, 1 MPPT, 10 Yr Warr, Ungrounded, Arc-Fault Protection, SB9000TLUS-12-NO-CB | Inventory Item | 5085 | 9000 | No | Inverters | Vendor De-listing | 0
310-0416 | 310-0416 | SMA, Sunny Boy 8000US, 1-Ph Grid Tied Inverter, 8000W, (Add Disconnect #580-0120 to order at no additional cost.) 240/277VAC, 60Hz, DC Discon, 4 Fused Input, 1 MPPT, 10 Yr Warr, Neg Gnd Config, Arc-Fault Protection, SB8000US-12 | Inventory Item | 5229 | 8000 | No | Inverters | Vendor De-listing | 0
310-0417 | 310-0417 | SMA, Sunny Boy 9000TL-US 1-Ph Grid Tied Inverter, 9000W, 208/240VAC, 60Hz, DC Discon, 6 Dual Fused Input Combiner, 1 MPPT, 10 Yr Warr, Ungrounded, Arc-Fault Protection, SB9000TLUS-12-with SBCBTL6-10 | Inventory Item | 5653.18 | 9000 | No | Inverters | Vendor De-listing | 0
310-0419 | 310-0419 | SMA, Sunny Boy 10000TL-US 1-Ph Grid Tied Inverter, 10kW, 208/240VAC, 60Hz, DC Discon, 6 Dual Fused Input Combiner, 1 MPPT, 10 Yr Warr, Ungrounded, Arc-Fault Protection, SB10000TLUS-12-with SBCBTL6-10 | Inventory Item | 6132 | 10000 | No | Inverters | Vendor De-listing | 0
310-0421 | 310-0421 | SMA, Sunny Boy 10000TL-US 1-Ph Grid Tied Inverter, 10kW, (Add Disconnect #580-0105 to order at no additional cost.) 208/240VAC, 60Hz, DC Discon, 1 Unfused Input, 1 MPPT, 10 Yr Warr, Ungrounded, Arc-Fault Protection, SB10000TLUS-12-NO-CB | Inventory Item | 4773.12 | 10000 | No | Inverters | Vendor De-listing | 0
310-0424 | 310-0424 | SolarEdge, SE3000A 1-Ph Grid Tied Inverter, 3000W, 208/240VAC, PLEASE CONFIGURE TO HAWAII OPERATING REQUIREMENTS (57.0 hz TO 60.5hz GETS NORMAL OPERATION), SE3000A-US | Inventory Item | 2281.05 | 3000 | No | Inverters | Soligent De-listing | 0
310-0425 | 310-0425 | SolarEdge, SE6000A 1-Ph Grid Tied Inverter, 6000W, 208/240VAC, PLEASE CONFIGURE TO HAWAII OPERATING REQUIREMENTS (57.0 hz TO 60.5hz GETS NORMAL OPERATION), SE6000A-US | Inventory Item | 1380.52 | 6000 | No | Inverters | Soligent De-listing | 0
310-0426 | 310-0426 | ABB, TRIO-27.6 3-Ph Grid Tied Inverter, 27.6kW, 480VAC, 60Hz, 1000VDC, DC Discon, Two Dual 4x15A Fused Inputs, 2 MPPT, 10 Yr Warr, Ungrounded, RS485, NEMA 4X, (Purchase with handling kit#570-1045). TRIO-27.6-TL-OUTD-S1-US-480 | Inventory Item | 9810 | 27600 | No | Inverters | Vendor De-listing | 0
310-0427 | 310-0427 | Fronius, IG Plus A 3.0-1 UNI 1-Ph Grid Tied Inverter, 3000W, 208/240/277VAC, 60Hz, DC Discon, 6 Fused Input (fuses not included) , 1 MPPT, with Arc Fault Protection, 10 Yr Warr, Neg Gnd Config, 4,210,121,800 | Inventory Item | 1462.07 | 3000 | No | Inverters | Vendor De-listing | 0
310-0428 | 310-0428 | Fronius, IG Plus A 3.8-1 UNI 1-Ph Grid Tied Inverter, 3800W, 208/240/277VAC, 60Hz, DC Discon, 6 Fused Input (fuses not included), 1 MPPT, with Arc Fault Protection, 10 Yr Warr, Neg Gnd Config, 4,210,122,800 | Inventory Item | 3148 | 3800 | No | Inverters | Vendor De-listing | 0
310-0429 | 310-0429 | Fronius, IG Plus A 5.0-1 UNI 1-Ph Grid Tied Inverter, 5000W, 208/240/277VAC, 60Hz, DC Discon, 6 Fused Input (fuses not included), 1 MPPT, with Arc Fault Protection, 10 Yr Warr, Neg Gnd Config, 4,210,123,800 | Inventory Item | 3685.98 | 5000 | No | Inverters | Vendor De-listing | 0
310-0430 | 310-0430 | Fronius, IG Plus A 6.0-1 UNI 1-Ph Grid Tied Inverter, 6000W, 208/240/277VAC, 60Hz, DC Discon, 6 Fused Input (fuses not included), 1 MPPT, with Arc Fault Protection, 10 Yr Warr, Neg Gnd Config, 4,210,124,800 | Inventory Item | 4527 | 6000 | No | Inverters | Vendor De-listing | 0
310-0431 | 310-0431 | Fronius, IG Plus A 7.5-1 UNI 1-Ph Grid Tied Inverter, 7500W, 208/240/277VAC, 60Hz, DC Discon, 6 Fused Input (fuses not included), 1 MPPT, with Arc Fault Protection, 10 Yr Warr, Neg Gnd Config, 4,210,125,800 | Inventory Item | 4712.23 | 7500 | No | Inverters | Soligent De-listing | 0
310-0432 | 310-0432 | Fronius, IG Plus A 10.0-1 UNI 1-Ph Grid Tied Inverter, 9995W, 208/240/277VAC, 60Hz, DC Discon, 6 Fused Input (fuses not included), 1 MPPT, 2 busbars, with Arc Fault Protection, 10 Yr Warr, Neg Gnd Config, 4,210,126,800 | Inventory Item | 5461.52 | 9995 | No | Inverters | Vendor De-listing | 0
310-0433 | 310-0433 | Fronius, IG Plus A 10.0-3 Delta 3-Ph Grid Tied Inverter, 9995W, 208/240VAC, 60Hz, DC Discon, 6 Fused Input (fuses not included), 1 MPPT, 2 busbars, with Arc Fault Protection, 10 Yr Warr, Neg Gnd Config, 4,210,128,800 | Inventory Item | 6479.98 | 9995 | No | Inverters | Soligent De-listing | 0
310-0434 | 310-0434 | Fronius, IG Plus A 11.4-1 UNI 1-Ph Grid Tied Inverter, 11.4kW, 208/240/277VAC, 60Hz, DC Discon, 6 Fused Input (fuses not included), 1 MPPT, 2 busbars, with Arc Fault Protection, 10 Yr Warr, Neg Gnd Config, 4,210,127,800 | Inventory Item | 5982.12 | 11400 | No | Inverters | Vendor De-listing | 0
310-0435 | 310-0435 | Fronius, IG Plus A 11.4-3 Delta 3-Ph Grid Tied Inverter, 11.4kW, 208/240VAC, 60Hz, DC Discon, 6 Fused Input (fuses not included), 1 MPPT, 2 busbars, with Arc Fault Protection, 10 Yr Warr, Neg Gnd Config, 4,210,129,800 | Inventory Item | 6939.98 | 11400 | No | Inverters | Vendor De-listing | 0
310-0436 | 310-0436 | Fronius, IG Plus A 12.0-3 WYE 277 3-Ph Grid Tied Inverter, 12kW, 277VAC, 60Hz, DC Discon, 6 Fused Input (fuses not included), 1 MPPT, 2 busbars, with Arc Fault Protection, 10 Yr Warr, Neg Gnd Config, 4,210,130,800 | Inventory Item | 6955.98 | 12000 | No | Inverters | Vendor De-listing | 0
310-0437 | 310-0437 | ABB, TRIO-20.0 3-Ph Grid Tied Inverter, 20kW, 480VAC, 60Hz, 1000VDC, DC Discon, Two Dual 4x15A Fused Inputs, 2 MPPT, 10 Yr Warr, Ungrounded, RS485, NEMA 4X, (Purchase with handling kit#570-1045), TRIO-20.0-TL-OUTD-S1-US-480 | Inventory Item | 8645 | 20000 | No | Inverters | Vendor De-listing | 0
310-0438 | 310-0438 | ABB, PVI-12.0 3-Ph Grid Tied Inverter, 12kW, 480VAC, 60Hz, DC Discon, 6 Fused Input, 2 MPPT, 10 Yr Warr, Neg Gnd Config, RS485, PVI-12.0-I-OUTD-S1-US-480-NG | Inventory Item | 6865.98 | 12000 | No | Inverters | Vendor De-listing | 0
310-0439 | 310-0439 | Solectria, PVI3000S Grid Tied Inverter, 1-Ph, 3000W, 240VAC, 60Hz, DC/AC Discon, 3 Fused Input, 1 MPPT, 10 Yr Warr, Neg Gnd Config, RS485, PVI-3000S | Inventory Item | 2239.99 | 3000 | No | Inverters | Vendor De-listing | 0
310-0440 | 310-0440 | Solectria, PVI5000S Grid Tied Inverter, 1-Ph, 5000W, 240VAC, 60Hz, DC/AC Discon, 4 Fused Input, 1 MPPT, 10 Yr Warr, Neg Gnd Config, RS485, PVI-5000S | Inventory Item | 3279.99 | 5000 | No | Inverters | Vendor De-listing | 0
310-0441 | 310-0441 | SMA, Sunny Boy 3000TL-US 1-Ph Grid Tied Inverter, 3000W, (Add Disconnect #580-0104 to order at no additional cost.) 208/240VAC, 60Hz, DC Discon, 2 Unfused Input, 2 MPPT, 10 Yr Warr, Ungrounded, Arc-Fault Protection, SB3000TLUS-22-NO-CB | Inventory Item | 2374.56 | 3000 | No | Inverters | Vendor De-listing | 0
310-0442 | 310-0442 | SMA, Sunny Boy 4000TL-US 1-Ph Grid Tied Inverter, 4000W, (Add Disconnect #580-0104 to order at no additional cost.) 208/240VAC, 60Hz, DC Discon, 2 Unfused Input, 2 MPPT, 10 Yr Warr, Ungrounded, Arc-Fault Protection, SB4000TLUS-22-NO-CB | Inventory Item | 2385.74 | 4000 | No | Inverters | Vendor De-listing | 0
310-0443 | 310-0443 | SMA, Sunny Boy 5000TL-US 1-Ph Grid Tied Inverter, 5000W, (Add Disconnect #580-0104 to order at no additional cost.) 208/240VAC, 60Hz, DC Discon, 2 Unfused Input, 2 MPPT, 10 Yr Warr, Ungrounded, Arc-Fault Protection, SB5000TLUS-22-NO-CB | Inventory Item | 2808.02 | 5000 | No | Inverters | Vendor De-listing | 0
310-0444 | 310-0444 | SMA, Sunny Boy SB 5000TL 1-Ph Grid Tied ROW Inverter, 5000W, Transformerless, 230VAC, 50Hz, DC Discon, 5 Yr Warr, use in Jamaica may require a third party transformer, SB 5000TL-21 | Inventory Item | 3767 | 5000 | No | Inverters | Vendor De-listing | 0
310-0445 | 310-0445 | SMA, Sunny Boy SB 4000TL 1-Ph Grid Tied ROW Inverter, 4000W, Transformerless, 230VAC, 50Hz, DC Discon, 5 Yr Warr, use in Jamaica may require a third party transformer, SB 4000TL-21 | Inventory Item | 4328 | 4000 | No | Inverters | Vendor De-listing | 0
310-0446 | 310-0446 | SMA, Sunny Boy SB 3600TL 1-Ph Grid Tied ROW Inverter, 3600W, Transformerless, 230VAC, 50Hz, DC Discon, 5 Yr Warr, use in Jamaica may require a third party transformer, SB 3600TL-21 | Inventory Item | 4122 | 3600 | No | Inverters | Vendor De-listing | 0
310-0447 | 310-0447 | SMA, Sunny Boy SB 3000TL 1-Ph Grid Tied ROW Inverter, 3000W, Transformerless, 230VAC, 50Hz, DC Discon, 5 Yr Warr, use in Jamaica may require a third party transformer, SB 3000TL-21 | Inventory Item | 4060 | 3000 | No | Inverters | Vendor De-listing | 0
310-0448 | 310-0448 | SMA, Sunny Boy SB 2000HF 1-Ph Grid Tied ROW Inverter, 2000W, 230VAC, 50Hz, DC Discon, 5 Yr Warr, SB 2000HF-30 | Inventory Item | 2886 | 2000 | No | Inverters | Vendor De-listing | 0
310-0450 | 310-0450 | Yaskawa Solectria, PVI 3800TL Grid tied inverter, 1-Ph, 3800W, 208/240VAC, 60Hz, 600VDC, DC/AC Discon, 1x15A Dual Fused Input, 1 MPPT, 10 Yr Warr, Ungrounded, RS485, Arc-Fault Protection, PVI-3800TL | Inventory Item | 1204.82 | 3800 | No | Inverters | Vendor De-listing | 0
310-0451 | 310-0451 | Yaskawa Solectria, PVI 5200TL Grid tied inverter, 1-Ph, 5000W, 208/240VAC, 60Hz, 600VDC, DC/AC Discon, 2x15A Dual Fused Input, 2 MPPT, 10 Yr Warr, Ungrounded, RS485, Arc-Fault Protection, PVI-5200TL | Inventory Item | 842.86 | 5200 | No | Inverters | Vendor De-listing | 0
310-0452 | 310-0452 | Yaskawa Solectria, PVI 6600TL Grid tied inverter, 1-Ph, 6600W, 208/240VAC, 60Hz, 600VDC, DC/AC Discon, 2x15A Dual Fused Input, 2 MPPT, 10 Yr Warr, Ungrounded, RS485, Arc-Fault Protection, PVI-6600TL | Inventory Item | 2746.98 | 6600 | No | Inverters | Vendor De-listing | 0
310-0453 | 310-0453 | ABB, TRIO-27.6 3-Ph Grid Tied Inverter, 27.6kW, 480VAC, 60Hz, 1000VDC, DC Discon, 2 MPPT, 10 Yr Warr, Floating ground, RS485, UL1741,NEMA 4X, (Purchase with handling kit#570-1045), TRIO-27.6-TL-OUTD-S-US-480 | Inventory Item | 9697.98 | 27600 | No | Inverters | Vendor De-listing | 0
310-0454 | 310-0454 | ABB, PVI-6000 1-Ph Grid Tied Inverter, 6000W, 208/240/277VAC, 60Hz, DC Discon, 4 Unfused Input, 2 MPPT, 10 Yr Warr, Ungrounded, RS485, Arc-Fault Protection, PVI-6000-OUTD-US-A | Inventory Item | 3756 | 6000 | No | Inverters | Vendor De-listing | 0
310-0455 | 310-0455 | ABB, PVI-5000 1-Ph Grid Tied Inverter, 5000W, 208/240/277VAC, 60Hz, DC Discon, 4 Unfused Input, 2 MPPT, 10 Yr Warr, Ungrounded, RS485, Arc-Fault Protection, PVI-5000-OUTD-US-A | Inventory Item | 2826.58 | 5000 | No | Inverters | Soligent De-listing | 0
310-0456 | 310-0456 | ABB, PVI- 4.2 1-Ph Grid Tied Inverter, 4200W, 208/240/277VAC, 60Hz, DC Discon, 2 Unfused Input, 2 MPPT, 10 Yr Warr, Ungrounded, RS485, Arc-Fault Protection, PVI-4.2-OUTD-S-US-A | Inventory Item | 2969.98 | 4200 | No | Inverters | Vendor De-listing | 0
310-0457 | 310-0457 | ABB, PVI- 3.8 1-Ph Grid Tied Inverter, 3800W, 208/240/277VAC, 60Hz, DC Discon, 2 Unfused Input, 2 MPPT, 10 Yr Warr, Ungrounded, RS485, Arc-Fault Protection, PVI-3.8-OUTD-S-US-A | Inventory Item | 2929 | 3800 | No | Inverters | Vendor De-listing | 0
310-0458 | 310-0458 | ABB, PVI- 3.6 1-Ph Grid Tied Inverter, 3600W, 208/240/277VAC, 60Hz, DC Discon, 2 Unfused Input, 2 MPPT, 10 Yr Warr, Ungrounded, RS485, Arc-Fault Protection, PVI-3.6-OUTD-S-US-A | Inventory Item | 2746 | 3600 | No | Inverters | Soligent De-listing | 0
310-0459 | 310-0459 | ABB, PVI- 3.0 1-Ph Grid Tied Inverter, 3000W, 208/240/277VAC, 60Hz, DC Discon, 2 Unfused Input, 2 MPPT, 10 Yr Warr, Ungrounded, RS485, Arc-Fault Protection, PVI-3.0-OUTD-S-US-A | Inventory Item | 2073.7 | 3000 | No | Inverters | Soligent De-listing | 0
310-0460 | 310-0460 | SMA, Sunny Boy 3800TL-US 1-Ph Grid Tied Inverter, 3800W, (Add Disconnect #580-0104 to order at no additional cost.) 208/240VAC, 60Hz, DC Discon, 2 Unfused Input, 2 MPPT, 10 Yr Warr, Ungrounded, Arc-Fault Protection, SB3800TLUS-22-NO-CB | Inventory Item | 2385.74 | 3800 | No | Inverters | Vendor De-listing | 0
310-0461 | 310-0461 | Re-Use these item numbers. These items were eliminated- no transactions | Inventory Item | 8348 | 15000 | No | Inverters | Soligent De-listing | 0
310-0462 | 310-0462 | Re-Use these item numbers. These items were eliminated- no transactions | Inventory Item | 9459 | 20000 | No | Inverters | Soligent De-listing | 0
310-0463 | 310-0463 | Re-Use these item numbers. These items were eliminated- no transactions | Inventory Item | 11299 | 24000 | No | Inverters | Soligent De-listing | 0
310-0464 | 310-0464 | ABB, TRIO-27.6 3-Ph Grid Tied Inverter, 27.6kW, 480VAC, 60Hz, 1000VDC, DC Discon, Two Dual 4x15A Fused Inputs, DC and AC OV suppressor class II, 2 MPPT, 10 Yr Warr, Ungrounded, RS485, NEMA 4X, (Purchase with handling kit#570-1045), TRIO-27.6-TL-OUTD-S1A-US-480 | Inventory Item | 11373.98 | 27600 | No | Inverters | Vendor De-listing | 0
310-0465 | 310-0465 | Solectria, PVI4000S Grid Tied Inverter, 1-Ph, 4000W, 208/240VAC, 60Hz, DC/AC Discon, 4 Fused Input, 1 MPPT, 10 Yr Warr, Neg Gnd Config, RS485, PVI-400S | Inventory Item | 2759.99 | 4000 | No | Inverters | Vendor De-listing | 0
310-0466 | 310-0466 | Power One, PVI- 3.8 1-Ph Grid Tied Inverter, 3800W, 208/240/277VAC, 60Hz, DC Discon, 2 Unfused Input, 2 MPPT, 10 Yr Warr, Ungrounded, RS485, PVI-3.8-OUTD-S-S | Inventory Item | 2947 | 3800 | No | Inverters | Vendor De-listing | 0
310-0467 | 310-0467 | SolarEdge, SE3000A-U 1-Ph Grid Tied Inverter, 3300W, 240VAC, 60Hz, DC Discon, 2 Unfused Input, No MPPT, 12 Yr Warr, Ungrounded, RS485 and Ethernet, Arc-Fault Protection, RSD, SE3000A-US-U | Inventory Item | 1979 | 3000 | No | Inverters | Vendor De-listing | 0
310-0468 | 310-0468 | SolarEdge, SE3800A-U 1-Ph Grid Tied Inverter, 3800W, 240VAC, 60Hz, DC Discon, 2 Unfused Input, No MPPT, 12 Yr Warr, Ungrounded, RS485 and Ethernet, Arc-Fault Protection, RSD, SE3800A-US-U | Inventory Item | 2166.66 | 3800 | No | Inverters | Vendor De-listing | 0
310-0469 | 310-0469 | SolarEdge, SE5000A-U 1-Ph Grid Tied Inverter, 5000W, 208/240VAC, 60Hz, DC Discon, 2 Unfused Input, No MPPT, 12 Yr Warr, Ungrounded, RS485 and Ethernet, Arc-Fault Protection, RSD, SE5000A-US-U | Inventory Item | 2321.42 | 5000 | No | Inverters | Vendor De-listing | 0
310-0470 | 310-0470 | SolarEdge, SE6000A-U 1-Ph Grid Tied Inverter, 6000W, 240VAC, 60Hz, DC Discon, 2 Unfused Input, No MPPT, 12 Yr Warr, Ungrounded, RS485 and Ethernet, Arc-Fault Protection, RSD, SE6000A-US-U | Inventory Item | 2414.28 | 6000 | No | Inverters | Vendor De-listing | 0
310-0471 | 310-0471 | ABB, TRIO-20.0 3-Ph Grid Tied Inverter, 20kW, 480VAC, 60Hz, 1000VDC, AC and DC Discon, Two Dual 4x15A Fused Inputs, 2 MPPT, 10 Yr Warr, Ungrounded, RS485, NEMA 4X, (Purchase with handling kit#570-1045), TRIO-20.0-TL-OUTD-S1A-US-480 | Inventory Item | 10377 | 20000 | No | Inverters | Vendor De-listing | 0
310-0472 | 310-0472 | DONOTUSE, SMA, Sunny Boy 3000TL-US Inverter ONLY, Arc-Fault Protection, (Use with DC Discon DC-DISCON2TLUS-10, #580-0104), SB3000TLUS-22-NO-CB | Inventory Item | 2740 | 3000 | No | Inverters | Soligent De-listing | 0
310-0473 | 310-0473 | DONOTUSE, SMA, Sunny Boy 4000TL-US Inverter ONLY, Arc-Fault Protection, (Use with DC Discon DC-DISCON2TLUS-10, #580-0104), SB4000TLUS-22-NO-CB | Inventory Item | 3368 | 4000 | No | Inverters | Soligent De-listing | 0
310-0474 | 310-0474 | DONOTUSE, SMA, Sunny Boy 5000TL-US Inverter ONLY, Arc-Fault Protection, (Use with DC Discon DC-DISCON2TLUS-10, #580-0104), SB5000TLUS-22-NO-CB | Inventory Item | 4090 | 5000 | No | Inverters | Soligent De-listing | 0
310-0475 | 310-0475 | DONOTUSE, SMA, Sunny Boy 6000TL-US Inverter ONLY, Arc-Fault Protection, (Use with DC Discon DC-DISCONTLUS-12, #580-0105), SB6000TLUS-12-NO-CB | Inventory Item | 4344 | 6000 | No | Inverters | Soligent De-listing | 0
310-0476 | 310-0476 | DONOTUSE, SMA, Sunny Boy 7000TL-US Inverter ONLY, Arc-Fault Protection, (Use with DC Discon DC-DISCONTLUS-12, #580-0105), SB7000TLUS-12-NO-CB | Inventory Item | 4734 | 7000 | No | Inverters | Soligent De-listing | 0
310-0477 | 310-0477 | DONOTUSE, SMA, Sunny Boy 8000TL-US Inverter ONLY, Arc-Fault Protection, (Use with DC Discon DC-DISCONTLUS-12, #580-0105), SB8000TLUS-12-NO-CB | Inventory Item | 5032 | 8000 | No | Inverters | Soligent De-listing | 0
310-0478 | 310-0478 | DONOTUSE, SMA, Sunny Boy 9000TL-US Inverter ONLY, Arc-Fault Protection, (Use with DC Discon DC-DISCONTLUS-12, #580-0105), SB9000TLUS-12-NO-CB | Inventory Item | 5392 | 9000 | No | Inverters | Soligent De-listing | 0
310-0479 | 310-0479 | DONOTUSE, SMA, Sunny Boy 10000TL-US Inverter ONLY, Arc-Fault Protection, (Use with DC Discon DC-DISCONTLUS-12, #580-0105), SB10000TLUS-12-NO-CB | Inventory Item | 5423.98 | 10000 | No | Inverters | Soligent De-listing | 0
310-0480 | 310-0480 | DONOTUSE, SMA, Sunny Boy 11000TL-US Inverter ONLY, Arc-Fault Protection, (Use with DC Discon DC-DISCONTLUS-12, #580-0105), SB11000TLUS-12-NO-CB | Inventory Item | 5875.98 | 11000 | No | Inverters | Soligent De-listing | 0
310-0481 | 310-0481 | ABB, TRIO-20.0 3-Ph Grid Tied Inverter, 20kW, 480VAC, 60Hz, 1000VDC, DC Discon, Two Dual 4x15A Fused Inputs, AC J-class fused disconnect, 2 MPPT, 10 Yr Warr, Ungrounded, RS485, NEMA 4X, (Purchase with handling kit#570-1045), TRIO-20.0-TL-OUTD-S1B-US-480 | Inventory Item | 10430 | 20000 | No | Inverters | Vendor De-listing | 0
310-0482 | 310-0482 | ABB, TRIO-27.6 3-Ph Grid Tied Inverter, 27.6kW, 480VAC, 60Hz, 1000VDC, DC Discon, Two Dual 4x15A Fused Inputs, AC J-class fused disconnect, 2 MPPT, 10 Yr Warr, Ungrounded, RS485, NEMA 4X, (Purchase with handling kit#570-1045), TRIO-27.6-TL-OUTD-S1B-US-480 | Inventory Item | 12850 | 27000 | No | Inverters | Vendor De-listing | 0
310-0483 | 310-0483 | ABB, TRIO-27.6 Grid Tied Inverter, 3-Ph, 27.6kW, 480VAC, 60Hz, 1000VDC, DC Discon, 2 Unfused inputs, 2 MPPT, 10 Yr Warr, Ungrounded, RS485, Arc-Fault Protection, (add handle kit #570-1045), TRIO-27.6-TL-OUTD-S-US-480-A | Inventory Item | 8937 | 27600 | No | Inverters | Vendor De-listing | 0
310-0484 | 310-0484 | ABB, TRIO-27.6 Grid Tied Inverter, 3-Ph, 27.6kW, 480VAC, 60Hz, 1000VDC, DC Discon, 2 Dual 4x15A Fused Inputs, 2 MPPT, 10 Yr Warr, Ungrounded, RS485, Arc-Fault Protection, DC Surge Arrestor, (add handle kit #570-1045), TRIO-27.6-TL-OUTD-S1-US-480-A | Inventory Item | 10194 | 27600 | No | Inverters | Vendor De-listing | 0
310-0485 | 310-0485 | ABB, TRIO-27.6 Grid Tied Inverter, 3-Ph, 27.6kW, 480VAC, 60Hz, 1000VDC, DC Discon, 2 Dual 4x15A Fused Inputs, 2 MPPT, 10 Yr Warr, Ungrounded, RS485, Arc-Fault Protection, DC & AC Surge Arrestor, (add handle kit #570-1045), TRIO-27.6-TL-OUTD-S1A-US-480-A | Inventory Item | 10457 | 27600 | No | Inverters | Vendor De-listing | 0
310-0486 | 310-0486 | ABB, TRIO-27.6 Grid Tied Inverter, 3-Ph, 27.6kW, 480VAC, 60Hz, 1000VDC, DC/AC fused Discon, 2 Dual 4x15A Fused Inputs, 2 MPPT, 10 Yr Warr, Ungrounded, RS485, Arc-Fault Protection, DC Surge Arrestor, (add handle kit #570-1045), TRIO-27.6-TL-OUTD-S1B-US-480-A | Inventory Item | 11135 | 27600 | No | Inverters | Vendor De-listing | 0
310-0487 | 310-0487 | ABB, TRIO-20.0 Grid Tied Inverter, 3-Ph, 20kW, 480VAC, 60Hz, 1000VDC, DC Discon, 2 Unfused inputs, 2 MPPT, 10 Yr Warr, Ungrounded, RS485, Arc-Fault Protection, (add handle kit #570-1045), TRIO-20.0-TL-OUTD-S-US-480-A | Inventory Item | 7710 | 20000 | No | Inverters | Vendor De-listing | 0
310-0488 | 310-0488 | ABB, TRIO-20.0 Grid Tied Inverter, 3-Ph, 20kW, 480VAC, 60Hz, 1000VDC, DC Discon, 2 Dual 4x15A Fused Inputs, 2 MPPT, 10 Yr Warr, Ungrounded, RS485, Arc-Fault Protection, DC Surge Arrestor, (add handle kit #570-1045), TRIO-20.0-TL-OUTD-S1-US-480-A | Inventory Item | 8019 | 20000 | No | Inverters | Vendor De-listing | 0
310-0489 | 310-0489 | ABB, TRIO-20.0 Grid Tied Inverter, 3-Ph, 20kW, 480VAC, 60Hz, 1000VDC, DC Discon, 2 Dual 4x15A Fused Inputs, 2 MPPT, 10 Yr Warr, Ungrounded, RS485, Arc-Fault Protection, DC & AC Surge Arrestor, (add handle kit #570-1045), TRIO-20.0-TL-OUTD-S1A-US-480-A | Inventory Item | 8992 | 20000 | No | Inverters | Vendor De-listing | 0
310-0490 | 310-0490 | ABB, TRIO-20.0 Grid Tied Inverter, 3-Ph, 20kW, 480VAC, 60Hz, 1000VDC, DC/AC fused Discon, 2 Dual 4x15A Fused Inputs, 2 MPPT, 10 Yr Warr, Ungrounded, RS485, Arc-Fault Protection, DC Surge Arrestor, (add handle kit #570-1045), TRIO-20.0-TL-OUTD-S1B-US-480-A | Inventory Item | 9601 | 20000 | No | Inverters | Vendor De-listing | 0
310-0491 | 310-0491 | ABB, Aurora UNO-7.6 1-Ph Grid Tied Inverter, 7600W, 208/240/277VAC, 60Hz, DC Discon, 2 Dual Unfused i/p, 2 MPPT, 10 Yr Warr, Ungrounded, RS485, Arc-Fault Protection, UNO-7.6-TL-OUTD-S-US-A | Inventory Item | 4450 | 7600 | No | Inverters | Vendor De-listing | 0
310-0492 | 310-0492 | ABB, Aurora UNO-8.6 1-Ph Grid Tied Inverter, 8600W, 208/240/277VAC, 60Hz, DC Discon, 2 Dual Unfused i/p, 2 MPPT, 10 Yr Warr, Ungrounded, RS485, Arc-Fault Protection, UNO-8.6-TL-OUTD-S-US-A | Inventory Item | 4942 | 8600 | No | Inverters | Vendor De-listing | 0
310-0493 | 310-0493 | SolarEdge, SE7600A-U 1-Ph Grid Tied Inverter, 7600W, 240VAC, 60Hz, DC Discon, 2 Unfused Input, No MPPT, 12 Yr Warr, Ungrounded, RS485 and Ethernet, Arc-Fault Protection, RSD, SE7600A-US002NNU2 | Inventory Item | 2340 | 7600 | No | Inverters | Vendor De-listing | 0
310-0494 | 310-0494 | SolarEdge, SE10000A 1-Ph Grid Tied Inverter, 10000W, 208/240VAC, 60Hz, DC Discon, 3 Un-Fused Input, No MPPT, 12 Yr Warr, Ungrounded, RS485 and Ethernet, AFCI, AC-RSD, SE10000A-US-U | Inventory Item | 1334.22 | 10000 | No | Inverters | Vendor De-listing | 1279.77
310-0494 : 310-0494 : 310-0494_S | 310-0494 : 310-0494_S | SolarEdge, SE10000A 1-Ph Grid Tied Inverter, 10000W, 208/240VAC, 60Hz, DC Discon, 3 Un-Fused Input, No MPPT, 12 Yr Warr, Ungrounded, RS485 and Ethernet, AFCI, AC-RSD, SE10000A-US-U | Inventory Item | 1334.22 | 10000 | No | Inverters | Soligent De-listing | 1279.77
310-0494-B | 310-0494-B | "B-Grade" SolarEdge, SE10000A 1-Ph Grid Tied Inverter, 10000W, 208/240VAC, 60Hz, DC Discon, 3 Un-Fused Input, No MPPT, 12 Yr Warr, Ungrounded, RS485 and Ethernet, AFCI, AC-RSD, SE10000A-US-U | Inventory Item | 2382.92 | 10000 | No | Inverters | Soligent De-listing | 1203.49
310-0495 | 310-0495 | SolarEdge, SE11400A 1-Ph Grid Tied Inverter, 11400W, 240VAC, 60Hz, DC Discon, 3 Un-Fused Input, No MPPT, 12 Yr Warr, Ungrounded, RS485 and Ethernet, AFCI, AC-RSD, SE11400A-US-U | Inventory Item | 3825 | 11400 | No | Inverters | Vendor De-listing | 0
310-0496 | 310-0496 | Fronius, Galvo 1.5-1 Grid Tied Inverter, 1-Ph, 1500W, 208/240VAC, 60Hz, DC Discon, 3 Unfused i/p, 1 MPPT, 10 Yr Warr, Neg Gnd Config, Wi-Fi/Ethernet Datamanager, Arc-Fault Protection, 4,200,011,800 | Inventory Item | 2355.6 | 1500 | No | Inverters | Vendor De-listing | 0
310-0497 | 310-0497 | Fronius, Galvo 2.0-1 Grid Tied Inverter, 1-Ph, 2000W, 208/240VAC, 60Hz, DC Discon, 3 Unfused i/p, 1 MPPT, 10 Yr Warr, Neg Gnd Config, Wi-Fi/Ethernet Datamanager, Arc-Fault Protection, 4,200,012,800 | Inventory Item | 2546.26 | 2000 | No | Inverters | Vendor De-listing | 0
310-0498 | 310-0498 | Fronius, Galvo 2.5-1 Grid Tied Inverter, 1-Ph, 2500W, 208/240VAC, 60Hz, DC Discon, 3 Unfused i/p, 1 MPPT, 10 Yr Warr, Neg Gnd Config, Wi-Fi/Ethernet Datamanager, Arc-Fault Protection, 4,200,013,800 | Inventory Item | 1558.96 | 2500 | No | Inverters | Vendor De-listing | 0
310-0499 | 310-0499 | Fronius, Galvo 3.1-1 Grid Tied Inverter, 1-Ph, 3100W, 208/240VAC, 60Hz, DC Discon, 3 Unfused i/p, 1 MPPT, 10 Yr Warr, Neg Gnd Config, Wi-Fi/Ethernet Datamanager, Arc-Fault Protection, 4,200,015,800 | Inventory Item | 2771.6 | 3100 | No | Inverters | Vendor De-listing | 0
310-0500 | 310-0500 | Yaskawa Solectria, PVI 7600TL Grid tied inverter, 1-Ph, 7600W, 208/240VAC, 60Hz, 600VDC, DC/AC Discon, 2x15A Dual Fused Input, 2 MPPT, 10 Yr Warr, Ungrounded, RS485, Arc-Fault Protection, PVI-7600TL | Inventory Item | 2939.99 | 7600 | No | Inverters | Vendor De-listing | 0
310-0501 | 310-0501 | Fronius, Galvo Lite 1.5-1 Grid Tied Inverter, 1-Ph, 1500W, 208/240VAC, 60Hz, DC Discon, 3 Unfused i/p, 1 MPPT, 10 Yr Warr, Neg Gnd Config, Arc-Fault Protection, 4,200,011,801 | Inventory Item | 1263.6 | 1500 | No | Inverters | Soligent De-listing | 0
310-0502 | 310-0502 | SMA, Sunny Boy 6000TL-US 1-Ph Grid Tied Inverter, 6000W, (Add Disconnect #580-0104 to order at no additional cost.) 208/240VAC, 60Hz, DC Discon, 2 Unfused Input, 2 MPPT, 10 Yr Warr, Ungrounded, Arc-Fault Protection, SB6000TLUS-22-NO-CB | Inventory Item | 4200.86 | 6000 | No | Inverters | Vendor De-listing | 0
310-0503 | 310-0503 | SMA, Sunny Boy SB 2500TL 1-Ph Grid Tied ROW Inverter, 2500W, Transformerless, 230VAC, 50Hz, DC Discon, Single MPPT, 5 Yr Warr, use in Jamaica may require a third party transformer, SB2500TLST-21 | Inventory Item | 3092 | 2500 | No | Inverters | Vendor De-listing | 0
310-0504 | 310-0504 | SMA, Sunny Boy 7000TL-US-22 1-Ph Grid Tied Inverter, 7000W, (Add Disconnect #580-0104 to order at no additional cost.) 208/240VAC, 60Hz,DC Discon , LCD, Grey Lid, 2 Unfused Input, 2 MPPT,10 Yr Warr, Ungrounded, Arc-Fault Protection, SB7000TLUS-22 | Inventory Item | 3162.69 | 7000 | No | Inverters | Vendor De-listing | 0
310-0505 | 310-0505 | SMA, Sunny Boy 7700TL-US-22 1-Ph Grid Tied Inverter, 7700W, (Add Disconnect #580-0104 to order at no additional cost.) 208/240VAC, 60Hz, DC Discon , LCD, Grey Lid, 2 Unfused Input, 2 MPPT,10 Yr Warr, Ungrounded, Arc-Fault Protection, SB7700TL-US-22 | Inventory Item | 3201.01 | 7700 | No | Inverters | Vendor De-listing | 0
310-0506 | 310-0506 | SolarEdge, ARRA Venus SE3000A-U 1-Ph Grid Tied ARRA Inverter, 3000W, 240VAC, 60Hz, DC Discon, 2 Unfused Input, No MPPT, 12 Yr Warr, Ungrounded, RS485 and Ethernet, Arc-Fault Protection, SE3000A-US-U ARRA | Inventory Item | 2095.98 | 3000 | No | Inverters | Soligent De-listing | 0
310-0507 | 310-0507 | SolarEdge, ARRA Venus SE3800A-U 1-Ph Grid Tied ARRA Inverter 3800W, 240VAC, 60Hz, DC Discon, 2 Unfused Input, No MPPT, 12 Yr Warr, Ungrounded, RS485 and Ethernet, Arc-Fault Protection, SE3800A-US001NNU2 | Inventory Item | 2141.98 | 3800 | No | Inverters | Soligent De-listing | 0
310-0508 | 310-0508 | SolarEdge, ARRA Venus SE5000A-U 1-Ph Grid Tied ARRA Inverter 5000W, 208/240VAC, 60Hz, DC Discon, 2 Unfused Input, No MPPT, 12 Yr Warr, Ungrounded, RS485 and Ethernet, Arc-Fault Protection, SE5000A-US001NNU2 | Inventory Item | 2295.98 | 5000 | No | Inverters | Soligent De-listing | 0
310-0509 | 310-0509 | SolarEdge, ARRA Venus SE6000A-U 1-Ph Grid Tied ARRA Inverter 6000W, 240VAC, 60Hz, DC Discon, 2 Unfused Input, No MPPT, 12 Yr Warr, Ungrounded, RS485 and Ethernet, Arc-Fault Protection, SE6000A-US001NNU2 | Inventory Item | 2385.98 | 6000 | No | Inverters | Soligent De-listing | 0
310-0510 | 310-0510 | SolarEdge, ARRA Super Venus SE7600A-U 1-Ph Grid Tied ARRA Inverter 7600W Type2, 240VAC, 60Hz, DC Discon, 2 Unfused Input, No MPPT, 12 Yr Warr, Ungrounded, RS485 and Ethernet, Arc-Fault Protection, RSD, SE7600A-US102NNU2 | Inventory Item | 2600 | 7600 | No | Inverters | Soligent De-listing | 0
310-0511 | 310-0511 | SolarEdge, ARRA Super Venus SE10000A-U 1-Ph Grid Tied ARRA Inverter, 10000W, 208/240VAC, 60Hz, DC Discon, 2 Unfused Input, No MPPT, 12 Yr Warr, Ungrounded, RS485 and Ethernet, Arc-Fault Protection, SE10000A-US-U ARRA | Inventory Item | 3541 | 10000 | No | Inverters | Soligent De-listing | 0
310-0512 | 310-0512 | Delta, Solivia 3000TL Grid tied inverter, 1-Ph, 3000W, 208/240VAC, 60Hz, 600VDC, DC Discon, 2x15A Dual Fused Inputs, 1 MPPT, 10 Yr Warr, Ungrounded, RS485, NEMA4, Arc-Fault Protection, SOLIVIA-3000TL | Inventory Item | 2317 | 3000 | No | Inverters | Soligent De-listing | 0
310-0513 | 310-0513 | Delta, Solivia 3800TL Grid tied inverter, 1-Ph, 3800W, 208/240VAC, 60Hz, 600VDC, DC Discon, 2x15A Dual Fused Inputs, 1 MPPT, 10 Yr Warr, Ungrounded, RS485, NEMA4, Arc-Fault Protection, SOLIVIA-3800TL | Inventory Item | 2247 | 3800 | No | Inverters | Soligent De-listing | 0
310-0514 | 310-0514 | Delta, Solivia 5200TL Grid tied inverter, 1-Ph, 5200W, 208/240VAC, 60Hz, 600VDC, DC Discon, 4x15A Dual Fused Inputs, 2 MPPT, 10 Yr Warr, Ungrounded, RS485, NEMA4, Arc-Fault Protection, SOLIVIA-5200TL | Inventory Item | 2892 | 5200 | No | Inverters | Soligent De-listing | 0
310-0515 | 310-0515 | Delta, Solivia 6600TL Grid tied inverter, 1-Ph, 6600W, 208/240VAC, 60Hz, 600VDC, DC Discon, 4x15A Dual Fused Inputs, 2 MPPT, 10 Yr Warr, Ungrounded, RS485, NEMA4, Arc-Fault Protection, SOLIVIA-6600TL | Inventory Item | 2600 | 6600 | No | Inverters | Soligent De-listing | 0
310-0516 | 310-0516 | Delta, Solivia 7600TL Grid tied inverter, 1-Ph, 7600W, 208/240VAC, 60Hz, 600VDC, DC Discon, 4x15A Dual Fused Inputs, 2 MPPT, 10 Yr Warr, Ungrounded, RS485, NEMA4, Arc-Fault Protection, SOLIVIA-7600TL | Inventory Item | 3373 | 7600 | No | Inverters | Soligent De-listing | 0
310-0517 | 310-0517 | Fronius, Primo 3.8-1 208/240 TL Grid Tied Inverter, 1-Ph, 3.8kW, 208/240VAC, 60Hz, 600VDC, DC Discon, 2 Unfused i/p, 2 MPPT, 10 Yr Warr, Wi-Fi/Ethernet Datamanager, Arc-Fault Protection, 4,210,064,800 | Inventory Item | 2338.9 | 3800 | No | Inverters | Vendor De-listing | 0
310-0518 | 310-0518 | Fronius, Primo 5.0-1 208/240 TL Grid Tied Inverter, 1-Ph, 5.0kW, 208/240VAC, 60Hz, 600VDC, DC Discon, 2 Unfused i/p, 2 MPPT, 10 Yr Warr, Wi-Fi/Ethernet Datamanager, Arc-Fault Protection, 4,210,063,800 | Inventory Item | 1247.88 | 5000 | No | Inverters | Vendor De-listing | 1208.89
310-0519 | 310-0519 | Fronius, Primo 6.0-1 208/240 TL Grid Tied Inverter, 1-Ph, 6.0kW, 208/240VAC, 60Hz, 600VDC, DC Discon, 2 Unfused i/p, 2 MPPT, 10 Yr Warr, Wi-Fi/Ethernet Datamanager, Arc-Fault Protection, 4,210,062,800 | Inventory Item | 1387.32 | 6000 | No | Inverters | Vendor De-listing | 1343.97
310-0520 | 310-0520 | Fronius, Primo 7.6-1 208/240 TL Grid Tied Inverter, 1-Ph, 7.6kW, 208/240VAC, 60Hz, 600VDC, DC Discon, 2 Unfused i/p, 2 MPPT, 10 Yr Warr, Wi-Fi/Ethernet Datamanager, Arc-Fault Protection, 4,210,061,800 | Inventory Item | 1638.68 | 7600 | No | Inverters | Vendor De-listing | 1587.47
310-0521 | 310-0521 | Fronius, Primo 8.2-1 208/240 TL Grid Tied Inverter, 1-Ph, 8.2kW, 208/240VAC, 60Hz, 600VDC, DC Discon, 2 Unfused i/p, 2 MPPT, 10 Yr Warr, Wi-Fi/Ethernet Datamanager, Arc-Fault Protection, 4,210,060,800 | Inventory Item | 3716.4 | 8200 | No | Inverters | Vendor De-listing | 0
310-0522 | 310-0522 | SMA, Sunny Boy SB 6000TL 1-Ph Grid Tied ROW Inverter, 6000W, Transformerless, 230VAC, 50Hz, DC Discon, 5 Yr Warr, use in Jamaica may require a third party transformer, SB 6000TL-21 | Inventory Item | 3924 | 6000 | No | Inverters | Soligent De-listing | 0
310-0523 : 310-0523_S | 310-0523_S | SolarEdge, SE3000A-U 1-Ph Grid Tied Inverter with (RGM) Revenue Grade Meter, 3300W, 240VAC, 60Hz, DC Discon, 2 Unfused Input, No MPPT, 12 Yr Warr, Ungrounded, RS485 and Ethernet, Arc-Fault Protection, SE3000A-US000NNR2 | Inventory Item | 1078.03 | 3000 | No | Inverters | Soligent De-listing | 1034.03
310-0524 | 310-0524 | SolarEdge, SE3800A-U 1-Ph Grid Tied Inverter with Revenue Grade Meter, 3800W, 240VAC, 60Hz, DC Discon, 2 Unfused Input, No MPPT, 12 Yr Warr, Ungrounded, RS485 and Ethernet, Arc-Fault Protection, SE3800A-US000NNR2 | Inventory Item | 2459.16 | 3800 | No | Inverters | Vendor De-listing | 0
310-0525 | 310-0525 | SolarEdge, SE5000A-U 1-Ph Grid Tied Inverter with (RGM) Revenue Grade Meter, 5000W, 208/240VAC, 60Hz, DC Discon, 2 Unfused Input, No MPPT, 12 Yr Warr, Ungrounded, RS485 and Ethernet, Arc-Fault Protection, SE5000A-US000NNR2 | Inventory Item | 2613.92 | 5000 | No | Inverters | Vendor De-listing | 0
310-0526 | 310-0526 | SolarEdge, SE6000A-U 1-Ph Grid Tied Inverter with Revenue Grade Meter, 6000W, 240VAC, 60Hz, DC Discon, 2 Unfused Input, No MPPT, 12 Yr Warr, Ungrounded, RS485 and Ethernet, Arc-Fault Protection, RSD,SE6000A-US000NNR2 | Inventory Item | 3119.29 | 6000 | No | Inverters | Vendor De-listing | 0
310-0527 | 310-0527 | SolarEdge, SE7600A-U 1-Ph Grid Tied Inverter with Revenue Grade Meter, 7600W, 240VAC, 60Hz, DC Discon, 2 Unfused Input, No MPPT, 12 Yr Warr, Ungrounded, RS485 and Ethernet, Arc-Fault Protection, RSD, SE7600A-US002NNR2 | Inventory Item | 3078.22 | 7600 | No | Inverters | Vendor De-listing | 0
310-0528 | 310-0528 | SolarEdge, SE10000A-U 1-Ph Grid Tied Inverter with Revenue Grade Meter, 10000W, 208/240VAC, 60Hz, DC Discon,Â 3Â Un-Fused Input, No MPPT, 12 Yr Warr, Ungrounded, RS485 and Ethernet, Arc-Fault Protection, SE10000A-US000NNR2 | Inventory Item | 4324 | 10000 | No | Inverters | Vendor De-listing | 0
310-0529 | 310-0529 | SolarEdge, SE11400A-U 1-Ph Grid Tied Inverter with Revenue Grade Meter, 11400W, 240VAC, 60Hz, DC Discon,Â 3Â Un-Fused Input, No MPPT, 12 Yr Warr, Ungrounded, RS485 and Ethernet, Arc-Fault Protection, SE11400A-US000NNR2 | Inventory Item | 4140 | 11400 | No | Inverters | Vendor De-listing | 0
310-0530 | 310-0530 | Fronius, Galvo Lite 2.0-1 Grid Tied Inverter, 1-Ph, 2000W, 208/240VAC, 60Hz, DC Discon, 3 Unfused i/p, 1 MPPT, 10 Yr Warr, Neg Gnd Config, Arc-Fault Protection, 4,200,012,801 | Inventory Item | 1367.6 | 2000 | No | Inverters | Soligent De-listing | 0
310-0531 | 310-0531 | Fronius, Galvo Lite 2.5-1 Grid Tied Inverter, 1-Ph, 2500W, 208/240VAC, 60Hz, DC Discon, 3 Unfused i/p, 1 MPPT, 10 Yr Warr, Neg Gnd Config, Arc-Fault Protection, 4,200,013,801 | Inventory Item | 2382.38 | 2500 | No | Inverters | Soligent De-listing | 0
310-0532 | 310-0532 | Fronius, Galvo Lite 3.1-1 Grid Tied Inverter, 1-Ph, 3100W, 208/240VAC, 60Hz, DC Discon, 3 Unfused i/p, 1 MPPT, 10 Yr Warr, Neg Gnd Config, Arc-Fault Protection, 4,200,015,801 | Inventory Item | 2111.2 | 3100 | No | Inverters | Vendor De-listing | 0
310-0532-B | 310-0532-B | "B Grade" Fronius, Galvo Lite 3.1-1 Grid Tied Inverter, 1-Ph, 3100W, 208/240VAC, 60Hz, DC Discon, 3 Unfused i/p, 1 MPPT, 10 Yr Warr, Neg Gnd Config, Arc-Fault Protection, 4,200,015,801 | Inventory Item | 1090.02 | 3100 | No | Inverters | Vendor De-listing | 0
310-0533 | 310-0533 | ABB, PVI-3.0 Grid Tied Inverter, 1-Ph, 3000W, 208/240/277VAC, 60Hz, DC Discon, 2 Unfused Input, 2 MPPT, 5 Yr Warr, Ungrounded, RS485, Arc-Fault Protection, PVI-3.0-OUTD-S-US-A-BWP | Inventory Item | 2192 | 3000 | No | Inverters | Soligent De-listing | 0
310-0534 | 310-0534 | ABB, PVI-3.6 Grid Tied Inverter, 1-Ph, 3600W, 208/240/277VAC, 60Hz, DC Discon, 2 Unfused Input, 2 MPPT, 5 Yr Warr, Ungrounded, RS485, Arc-Fault Protection, PVI-3.6-OUTD-S-US-A-BWP | Inventory Item | 2418 | 3600 | No | Inverters | Soligent De-listing | 0
310-0535 | 310-0535 | ABB, PVI-3.8 Grid Tied Inverter, 1-Ph, 3800W, 208/240/277VAC, 60Hz, DC Discon, 2 Unfused Input, 2 MPPT, 5 Yr Warr, Ungrounded, RS485, Arc-Fault Protection, PVI-3.8-OUTD-S-US-A-BWP | Inventory Item | 2487 | 3800 | No | Inverters | Soligent De-listing | 0
310-0536 | 310-0536 | ABB, PVI-4.2 Grid Tied Inverter, 1-Ph, 4200W, 208/240/277VAC, 60Hz, DC Discon, 2 Unfused Input, 2 MPPT, 5 Yr Warr, Ungrounded, RS485, Arc-Fault Protection, PVI-4.2-OUTD-S-US-A-BWP | Inventory Item | 2623 | 4200 | No | Inverters | Soligent De-listing | 0
310-0537 | 310-0537 | ABB, PVI-5000 Grid Tied Inverter, 1-Ph, 5000W, 208/240/277VAC, 60Hz, DC Discon, 4 Unfused Input, 2 MPPT, 5 Yr Warr, Ungrounded, RS485, Arc-Fault Protection, PVI-5000-OUTD-US-A-BWP | Inventory Item | 3024 | 5000 | No | Inverters | Soligent De-listing | 0
310-0538 | 310-0538 | ABB, PVI-6000 Grid Tied Inverter, 1-Ph, 6000W, 208/240/277VAC, 60Hz, DC Discon, 4 Unfused Input, 2 MPPT, 5 Yr Warr, Ungrounded, RS485, Arc-Fault Protection, PVI-6000-OUTD-US-A-BWP | Inventory Item | 3343 | 6000 | No | Inverters | Soligent De-listing | 0
310-0539 | 310-0539 | ABB, UNO-7.6 Grid Tied Inverter, 1-Ph, 7600W, 208/240/277VAC, 60Hz, DC Discon, 2 Dual Unfused i/p, 2 MPPT, 5 Yr Warr, Ungrounded, RS485, Arc-Fault Protection, UNO-7.6-TL-OUTD-S-US-A-BWP | Inventory Item | 3977 | 7600 | No | Inverters | Vendor De-listing | 0
310-0540 | 310-0540 | ABB, UNO-8.6 Grid Tied Inverter, 1-Ph, 8600W, 208/240/277VAC, 60Hz, DC Discon, 2 Dual Unfused i/p, 2 MPPT, 5 Yr Warr, Ungrounded, RS485, Arc-Fault Protection, UNO-8.6-TL-OUTD-S-US-A-BWP | Inventory Item | 4427 | 8600 | No | Inverters | Vendor De-listing | 0
310-0541 | 310-0541 | Fronius, Primo 10.0-1 208/240 TL Grid Tied Inverter, 1-Ph, 10kW, 208/240VAC, 60Hz, 600VDC, DC Discon, 4 Fused i/p on MPPT#1, no Fused i/p on MPPT#2, 10 Yr Warr, integrated Wi-Fi/Ethernet Datamanager, Arc-Fault Protection, 4,210,075,800 | Inventory Item | 2191.01 | 10000 | No | Inverters | Vendor De-listing | 2122.54
310-0542 | 310-0542 | Fronius, Primo 11.4-1 208/240 TL Grid Tied Inverter, 1-Ph, 11.4kW, 208/240VAC, 60Hz, 600VDC, DC Discon, 4 Fused i/p on MPPT#1, no Fused i/p on MPPT#2, 10 Yr Warr, integrated Wi-Fi/Ethernet Datamanager, Arc-Fault Protection, 4,210,076,800 | Inventory Item | 5217.99 | 11400 | No | Inverters | Vendor De-listing | 0
310-0543 | 310-0543 | Fronius, Primo 12.5-1 208/240 TL Grid Tied Inverter, 1-Ph, 12.5kW, 208/240VAC, 60Hz, 600VDC, DC Discon 4 Fused i/p on MPPT#1, no Fused i/p on MPPT#2, 10 Yr Warr, integrated Wi-Fi/Ethernet Datamanager, Arc-Fault Protection, 4,210,077,800 | Inventory Item | 2653.83 | 12500 | No | Inverters | Vendor De-listing | 2570.9
310-0544 | 310-0544 | Fronius, Primo 15.0-1 208/240 TL Grid Tied Inverter, 1-Ph, 15kW, 208/240VAC, 60Hz, 600VDC, DC Discon, 4 Fused i/p on MPPT#1, no Fused i/p on MPPT#2, 10 Yr Warr, integrated Wi-Fi/Ethernet Datamanager, Arc-Fault Protection, 4,210,078,800 | Inventory Item | 5785 | 15000 | No | Inverters | Vendor De-listing | 0
310-0545 | 310-0545 | SolarEdge, StorEdge 7.6kW 1-Ph Grid Tied Inverter, 7600W, 240VAC, 60Hz, DC Discon, 2 Unfused Input, No MPPT, 12 Yr Warr, Ungrounded, RS485 and Ethernet, RSD, -25C, Arc-Fault Protection, SE7600A-USS00NNB2 | Inventory Item | 4565.48 | 7600 | No | Inverters | Vendor De-listing | 0
310-0546 | 310-0546 | SolarEdge, StorEdge 7.6kW 1-Ph Grid Tied Inverter with Revenue Grade Meter, 7600W, 240VAC, 60Hz, DC Discon, 2 Unfused Input, No MPPT, 12 Yr Warr, Ungrounded, RS485 and Ethernet, Rapid shutdown compliant, -25C, Arc-Fault Protection, RSD, SE7600A-USS00NNM2 | Inventory Item | 4801 | 7600 | No | Inverters | Soligent De-listing | 0
310-0547 | 310-0547 | SMA, Sunny Boy SB-5.0-US 1-Ph Grid Tied Inverter, 5000W, 208/240VAC, 60Hz, integrated DC Discon, 3 MPPT Input, 10 Yr Warr, Transformerless, Arc-Fault Protection, Built in Ethernet/WLAN, SB5.0-1SP-US-40 | Inventory Item | 1773.74 | 5000 | No | Inverters | Vendor De-listing | 0
310-0548 | 310-0548 | SMA, Sunny Boy SB-6.0-US 1-Ph Grid Tied Inverter, 6000W, 208/240VAC, 60Hz, integrated DC Discon, 3 MPPT Input, 10 Yr Warr, Transformerless, Arc-Fault Protection, Built in Ethernet/WLAN, SB6.0-1SP-US-40 | Inventory Item | 1908.24 | 6000 | No | Inverters | Vendor De-listing | 0
310-0549 | 310-0549 | Fronius, Primo Lite 3.8-1 208/240 TL Grid Tied Inverter, 1-Ph, 3.8kW, 208/240VAC, 60Hz, 600/1000 VDC, DC Discon, 2 Unfused i/p, 2 MPPT, 10 Yr Warr, Arc-Fault Protection, UL-1741-SA, NOT Rule 21 Compliant, No Datamanager 2.0 Card, 4,210,064,801 | Inventory Item | 2068.25 | 3800 | No | Inverters | Vendor De-listing | 0
310-0550 | 310-0550 | Fronius, Primo Lite 5.0-1 208/240 TL Grid Tied Inverter, 1-Ph, 5.0kW, 208/240VAC, 60Hz, 600/1000 VDC, DC Discon, 2 Unfused i/p, 2 MPPT, 10 Yr Warr, Arc-Fault Protection, UL-1741-SA, NOT Rule 21 Compliant, No Datamanager 2.0 Card, 4,210,063,801 | Inventory Item | 2393.07 | 5000 | No | Inverters | Vendor De-listing | 0
310-0551 | 310-0551 | Fronius, Primo Lite 6.0-1 208/240 TL Grid Tied Inverter, 1-Ph, 6.0kW, 208/240VAC, 60Hz, 600/1000 VDC, DC Discon, 2 Unfused i/p, 2 MPPT, 10 Yr Warr, Arc-Fault Protection, UL-1741-SA, NOT Rule 21 Compliant, No Datamanager 2.0 Card, 4,210,062,801 | Inventory Item | 2686.4 | 6000 | No | Inverters | Vendor De-listing | 0
310-0552 |  | Fronius, Primo Lite 7.6-1 208/240 TL Grid Tied Inverter, 1-Ph, 7.6kW, 208/240VAC, 60Hz, 600/1000 VDC, DC Discon, 2 Unfused i/p, 2 MPPT, 10 Yr Warr, Arc-Fault Protection, UL-1741-SA, NOT Rule 21 Compliant, No Datamanager 2.0 Card, 4,210,061,801 | Inventory Item | 1506.11 | 7000 | No | Inverters |  | 1417.04
310-0552_S | 310-0552_S | Fronius, Primo Lite 7.6-1 208/240 TL Grid Tied Inverter, 1-Ph, 7.6kW, 208/240VAC, 60Hz, 600/1000 VDC, DC Discon, 2 Unfused i/p, 2 MPPT, 10 Yr Warr, Arc-Fault Protection, UL-1741-SA, NOT Rule 21 Compliant, No Datamanager 2.0 Card, 4,210,061,801 | Inventory Item | 3214.4 | 7000 | No | Inverters | Vendor De-listing | 0
310-0553 | 310-0553 | Fronius, Primo Lite 8.2-1 208/240 TL Grid Tied Inverter, 1-Ph, 8.2kW, 208/240VAC, 60Hz, 600/1000 VDC, DC Discon, 2 Unfused i/p, 2 MPPT, 10 Yr Warr, Arc-Fault Protection, UL-1741-SA, NOT Rule 21 Compliant, No Datamanager 2.0 Card, 4,210,060,801 | Inventory Item | 3421.59 | 8200 | No | Inverters | Vendor De-listing | 0
310-0554 | 310-0554 | Fronius, Primo Lite 10.0-1 208/240 TL Grid Tied Inverter, 1-Ph, 10kW, 208/240VAC, 60Hz, 600/1000 VDC, DC Discon, 4 Fused i/p on MPPT#1, no Fused i/p on MPPT#2, 10 Yr Warr, Arc-Fault Protection, UL-1741-SA, NOT Rule 21 Compliant, No Datamanager 2.0 Card, 4,210,075,801 | Inventory Item | 4224.25 | 10000 | No | Inverters | Vendor De-listing | 0
310-0555 | 310-0555 | Fronius, Primo Lite 11.4-1 208/240 TL Grid Tied Inverter, 1-Ph, 11.4kW, 208/240VAC, 60Hz, 600/1000 VDC, DC Discon, 4 Fused i/p on MPPT#1, no Fused i/p on MPPT#2, 10 Yr Warr, Arc-Fault Protection, UL-1741-SA, NOT Rule 21 Compliant, No Datamanager 2.0 Card, 4,210,076,801 | Inventory Item | 4760 | 11400 | No | Inverters | Vendor De-listing | 0
310-0556 | 310-0556 | Fronius, Primo Lite 12.5-1 208/240 TL Grid Tied Inverter, 1-Ph, 12.5kW, 208/240VAC, 60Hz, 600/1000 VDC, DC Discon, 4 Fused i/p on MPPT#1, no Fused i/p on MPPT#2,10 Yr Warr, Arc-Fault Protection, UL-1741-SA, NOT Rule 21 Compliant, No Datamanager 2.0 Card, 4,210,077,801 | Inventory Item | 5165.07 | 12500 | No | Inverters | Vendor De-listing | 0
310-0557 | 310-0557 | Fronius, Primo Lite 15.0-1 208/240 TL Grid Tied Inverter, 1-Ph, 15kW, 208/240VAC, 60Hz, 600/1000 VDC, DC Discon, 4 Fused i/p on MPPT#1, no Fused i/p on MPPT#2, 10 Yr Warr, Arc-Fault Protection, UL-1741-SA, NOT Rule 21 Compliant, No Datamanager 2.0 Card, 4,210,078,801 | Inventory Item | 2933.41 | 15000 | No | Inverters | Vendor De-listing | 2759.92
310-0558 | 310-0558 | Fronius, Primo 3.8-1 208/240 TL Grid Tied Inverter, 1-Ph, 3.8kW, 208/240VAC, 60Hz, 600VDC, DC Discon, 2 Unfused i/p, 2 MPPT, 10 Yr Warr, Wi-Fi/Ethernet Datamanager, Arc-Fault Protection, 4,210,064,890 | Inventory Item | 2338.9 | 3800 | No | Inverters | Vendor De-listing | 0
310-0559 | 310-0559 | Fronius, Primo 5.0-1 208/240 TL Grid Tied Inverter, 1-Ph, 5.0kW, 208/240VAC, 60Hz, 600VDC, DC Discon, 2 Unfused i/p, 2 MPPT, 10 Yr Warr, Wi-Fi/Ethernet Datamanager, Arc-Fault Protection, 4,210,063,890 | Inventory Item | 2669.5 | 5000 | No | Inverters | Vendor De-listing | 0
310-0560 | 310-0560 | Fronius, Primo 6.0-1 208/240 TL Grid Tied Inverter, 1-Ph, 6.0kW, 208/240VAC, 60Hz, 600VDC, DC Discon, 2 Unfused i/p, 2 MPPT, 10 Yr Warr, Wi-Fi/Ethernet Datamanager, Arc-Fault Protection, 4,210,062,890 | Inventory Item | 2967.8 | 6000 | No | Inverters | Vendor De-listing | 0
310-0561 | 310-0561 | Fronius, Primo 7.6-1 208/240 TL Grid Tied Inverter, 1-Ph, 7.6kW, 208/240VAC, 60Hz, 600VDC, DC Discon, 2 Unfused i/p, 2 MPPT, 10 Yr Warr, Wi-Fi/Ethernet Datamanager, Arc-Fault Protection, 4,210,061,890 | Inventory Item | 3505.5 | 7600 | No | Inverters | Vendor De-listing | 0
310-0562 | 310-0562 | Fronius, Primo 8.2-1 208/240 TL Grid Tied Inverter, 1-Ph, 8.2kW, 208/240VAC, 60Hz, 600VDC, DC Discon, 2 Unfused i/p, 2 MPPT, 10 Yr Warr, Wi-Fi/Ethernet Datamanager, Arc-Fault Protection, 4,210,060,890 | Inventory Item | 3716 | 8200 | No | Inverters | Vendor De-listing | 0
310-0563 | 310-0563 | SMA, Sunny Boy SB-3.0-US 1-Ph Grid Tied Inverter, 3000W, 208/240VAC, 60Hz, integrated DC Discon, 2 MPPT Input, 10 Yr Warr, Transformerless, Arc-Fault Protection, Built in Ethernet/WLAN, SB3.0-1SP-US-40 | Inventory Item | 1623.78 | 3000 | No | Inverters | Vendor De-listing | 0
310-0564 | 310-0564 | SMA, Sunny Boy SB-3.8-US 1-Ph Grid Tied Inverter, 3800W, 208/240VAC, 60Hz, integrated DC Discon, 2 MPPT Input, 10 Yr Warr, Transformerless, Arc-Fault Protection, Built in Ethernet/WLAN, SB3.8-1SP-US-40 | Inventory Item | 1668.74 | 3800 | No | Inverters | Vendor De-listing | 851.4
310-0565 | 310-0565 | SMA, Sunny Boy SB-7.0-US 1-Ph Grid Tied Inverter, 7000W, 208/240VAC, 60Hz, integrated DC Discon, 3 MPPT Input, 10 Yr Warr, Transformerless, Arc-Fault Protection, Built in Ethernet/WLAN, SB7.0-1SP-US-40 | Inventory Item | 2136.74 | 7000 | No | Inverters | Vendor De-listing | 0
310-0566 | 310-0566 | SMA, Sunny Boy SB-7.7-US 1-Ph Grid Tied Inverter, 7700W, 208/240VAC, 60Hz, integrated DC Discon, 3 MPPT Input, 10 Yr Warr, Transformerless, Arc-Fault Protection, Built in Ethernet/WLAN, SB7.7-1SP-US-40 | Inventory Item | 2285 | 7700 | No | Inverters | Vendor De-listing | 0
310-0567 | 310-0567 | Suncrest MRB, 3.8kW GRID TIED INVERTER, SLE-0002 | Inventory Item | 0 | 3800 | No | Inverters | Vendor De-listing | 0
310-0568 | 310-0568 | Suncrest MRB, 5kW GRID TIED INVERTER, SLE-0003 | Inventory Item | 0 | 5000 | No | Inverters | Soligent De-listing | 0
310-0569 | 310-0569 | Suncrest MRB, 6kW GRID TIED INVERTER, SLE-0004 | Inventory Item | 0 | 6000 | No | Inverters | Soligent De-listing | 0
310-0570 | 310-0570 | Suncrest MRB, 7.6kW GRID TIED INVERTER, SLE-0014 | Inventory Item | 0 | 7600 | No | Inverters | Soligent De-listing | 0
310-0571 | 310-0571 | SolarEdge, SE10000A 1-Ph Grid Tied Inverter, 10000W, 208/240VAC, 60Hz, DC Discon, 3 Un-Fused Input, No MPPT, 12 Yr Warr, Ungrounded, RS485 and Ethernet, AFCI, AC-RSD, SE10000A-US-U | Inventory Item | 0 | 10000 | No | Inverters | Vendor De-listing | 0
310-0572 | 310-0572 | Suncrest MRB, 11.4kW GRID TIED INVERTER, SLE-0016 | Inventory Item | 0 | 11400 | No | Inverters | Vendor De-listing | 0
310-0573 | 310-0573 | SolarEdge, SE3000H-US HD-Wave, 1-Ph, Grid Tied Inverter, 3000W, 240Vac, 60 Hz, 2 Unfused Input, 12 Yr Warr,Ground-Fault/Arc-Fault Protection, Ungrounded, RS485 and Ethernet, Rapid Shut Down included, SE3000H-US000NNU2 | Inventory Item | 1802.99 | 3000 | No | Inverters | Vendor De-listing | 0
310-0574 | 310-0574 | SolarEdge, SE3800H-US HD-Wave, 1-Ph, Grid Tied Inverter, 3800W, 208/240Vac, 60 Hz, 2 Unfused Input, 12 Yr Warr,Ground-Fault/Arc-Fault Protection, Ungrounded, RS485 and Ethernet, Rapid Shut Down included, SE3800H-US000NNU2 | Inventory Item | 1686.24 | 3800 | No | Inverters | Vendor De-listing | 0
310-0575 | 310-0575 | SolarEdge, StorEdge 7.6kW, High Power, 1-Ph Grid Tied Inverter, 7600W, 240VAC, 60Hz, DC Discon, 2 Unfused PV Input, No MPPT, 12 Yr Warr, Ungrounded, RS485 and Ethernet, RSD, -25C, Arc-Fault Protection, SE7600A-USS20NNB2 | Inventory Item | 4658.34 | 7600 | No | Inverters | Vendor De-listing | 0
310-0576 | 310-0576 | SolarEdge, SE5000H-US HD-Wave, 1-Ph, Grid Tied Inverter, 5000W, 240Vac, 60 Hz, 2 Unfused Input, 12 Yr Warr, Ground-Fault/Arc-Fault Protection, Ungrounded, RS485 and Ethernet, AC-RSD, SE5000H-US000NNU2 | Inventory Item | 2125.5 | 5000 | No | Inverters | Vendor De-listing | 0
310-0577 | 310-0577 | SolarEdge, SE6000H-US HD-Wave, 1-Ph, Grid Tied Inverter, 6000W, 208/240Vac, 60 Hz, 2 Unfused Input, 12 Yr Warr, Ground-Fault/Arc-Fault Protection, Ungrounded, RS485 and Ethernet, AC-RSD, SE6000H-US000NNU2 | Inventory Item | 2028 | 6000 | No | Inverters | Vendor De-listing | 0
310-0578 | 310-0578 | SolarEdge, SE7600H-US HD-Wave, 1-Ph, Grid Tied Inverter, 7600W, 240Vac, 60 Hz, 2 Unfused Input, 12 Yr Warr, Ground-Fault/Arc-Fault Protection, Ungrounded, RS485 and Ethernet, AC Rapid Shut Down included, SE7600H-US000NNU2 | Inventory Item | 1347.76 | 7600 | No | Inverters | Vendor De-listing | 1292.74
310-0578 : 310-0578 : 310-0578_S | 310-0578 : 310-0578_S | SolarEdge, SE7600H-US HD-Wave, 1-Ph, Grid Tied Inverter, 7600W, 240Vac, 60 Hz, 2 Unfused Input, 12 Yr Warr, Ground-Fault/Arc-Fault Protection, Ungrounded, RS485 and Ethernet, AC Rapid Shut Down included, SE7600H-US000NNU2 | Inventory Item | 1347.76 | 7600 | No | Inverters | Soligent De-listing | 1292.74
310-0579 | 310-0579 | Fronius, Primo 3.8-1 208/240 TL Grid Tied Inverter, 1-Ph, 3.8kW, 208/240VAC, 60Hz, 600/1000VDC, DC Discon, Unfused DC Input, 2 MPPT, 10 Yr Warr, Wi-Fi/Ethernet Datamanager, AFCI, UL-1741-SA, NOT CA Rule 21 Compliant, 4,210,064,800 | Inventory Item | 1103.97 | 3800 | No | Inverters | Vendor De-listing | 1038.68
310-0579 : 310-0579 : 310-0579_S | 310-0579 : 310-0579_S | Fronius, Primo 3.8-1 208/240 TL Grid Tied Inverter, 1-Ph, 3.8kW, 208/240VAC, 60Hz, 600/1000VDC, DC Discon, Unfused DC Input, 2 MPPT, 10 Yr Warr, Wi-Fi/Ethernet Datamanager, AFCI, UL-1741-SA, NOT CA Rule 21 Compliant, 4,210,064,800 | Inventory Item | 1085.36 | 3800 | No | Inverters | Soligent De-listing | 1038.68
310-0579-B | 310-0579-B | "B" Grade, Fronius, Primo 3.8-1 208/240 TL Grid Tied Inverter, 1-Ph, 3.8kW, 208/240VAC, 60Hz, 600/1000VDC, DC Discon, Unfused DC Input, 2 MPPT, 10 Yr Warr, Wi-Fi/Ethernet Datamanager, AFCI, UL-1741-SA, NOT CA Rule 21 Compliant, 4,210,064,800 | Inventory Item | 976.24 | 3800 | No | Inverters | Vendor De-listing | 918.59
310-0579-B : 310-0579-B_S | 310-0579-B_S | "B" Grade, Fronius, Primo 3.8-1 208/240 TL Grid Tied Inverter, 1-Ph, 3.8kW, 208/240VAC, 60Hz, 600/1000VDC, DC Discon, Unfused DC Input, 2 MPPT, 10 Yr Warr, Wi-Fi/Ethernet Datamanager, AFCI, UL-1741-SA, NOT CA Rule 21 Compliant, 4,210,064,800 | Inventory Item | 976.24 | 3800 | No | Inverters | Soligent De-listing | 918.59
310-0580 | 310-0580 | Fronius, Primo 5.0-1 208/240 TL Grid Tied Inverter, 1-Ph, 5.0kW, 208/240VAC, 60Hz, 600/1000VDC, DC Discon, Unfused DC Input, 2 MPPT, 10 Yr Warr, Wi-Fi/Ethernet Datamanager, AFCI, UL-1741-SA, NOT CA Rule 21 Compliant, 4,210,063,800 | Inventory Item | 1260 | 5000 | No | Inverters | Vendor De-listing | 1185.48
310-0580 : 310-0580_S | 310-0580_S | Fronius, Primo 5.0-1 208/240 TL Grid Tied Inverter, 1-Ph, 5.0kW, 208/240VAC, 60Hz, 600/1000VDC, DC Discon, Unfused DC Input, 2 MPPT, 10 Yr Warr, Wi-Fi/Ethernet Datamanager, AFCI, UL-1741-SA, NOT CA Rule 21 Compliant, 4,210,063,800 | Inventory Item | 1238.76 | 5000 | No | Inverters | Soligent De-listing | 1185.48
310-0581 | 310-0581 | Fronius, Primo 6.0-1 208/240 TL Grid Tied Inverter, 1-Ph, 6.0kW, 208/240VAC, 60Hz, 600/1000VDC, DC Discon, Unfused DC Input, 2 MPPT, 10 Yr Warr, Wi-Fi/Ethernet Datamanager, AFCI, UL-1741-SA, NOT CA Rule 21 Compliant, 4,210,062,800 | Inventory Item | 1400.8 | 6000 | No | Inverters | Vendor De-listing | 1317.96
310-0581 : 310-0581 : 310-0581_S | 310-0581 : 310-0581_S | Fronius, Primo 6.0-1 208/240 TL Grid Tied Inverter, 1-Ph, 6.0kW, 208/240VAC, 60Hz, 600/1000VDC, DC Discon, Unfused DC Input, 2 MPPT, 10 Yr Warr, Wi-Fi/Ethernet Datamanager, AFCI, UL-1741-SA, NOT CA Rule 21 Compliant, 4,210,062,800 | Inventory Item | 1377.19 | 6000 | No | Inverters | Soligent De-listing | 1317.96
310-0582 | 310-0582 | Fronius, Primo 7.6-1 208/240 TL Grid Tied Inverter, 1-Ph, 7.6kW, 208/240VAC, 60Hz, 600/1000VDC, DC Discon, Unfused DC Input, 2 MPPT, 10 Yr Warr, Wi-Fi/Ethernet Datamanager, AFCI, UL-1741-SA, NOT CA Rule 21 Compliant, 4,210,061,800 | Inventory Item | 1654.59 | 7600 | No | Inverters | Vendor De-listing | 1556.74
310-0582 : 310-0582_S | 310-0582_S | Fronius, Primo 7.6-1 208/240 TL Grid Tied Inverter, 1-Ph, 7.6kW, 208/240VAC, 60Hz, 600/1000VDC, DC Discon, Unfused DC Input, 2 MPPT, 10 Yr Warr, Wi-Fi/Ethernet Datamanager, AFCI, UL-1741-SA, NOT CA Rule 21 Compliant, 4,210,061,800 | Inventory Item | 1626.71 | 7600 | No | Inverters | Soligent De-listing | 1556.74
310-0583 | 310-0583 | Fronius, Primo 8.2-1 208/240 TL Grid Tied Inverter, 1-Ph, 8.2kW, 208/240VAC, 60Hz, 600/1000VDC, DC Discon, Unfused DC Input, 2 MPPT, 10 Yr Warr, Wi-Fi/Ethernet Datamanager, AFCI, UL-1741-SA, NOT CA Rule 21 Compliant, 4,210,060,800 | Inventory Item | 1754.14 | 8200 | No | Inverters | Vendor De-listing | 1650.4
310-0583 : 310-0583_S | 310-0583_S | Fronius, Primo 8.2-1 208/240 TL Grid Tied Inverter, 1-Ph, 8.2kW, 208/240VAC, 60Hz, 600/1000VDC, DC Discon, Unfused DC Input, 2 MPPT, 10 Yr Warr, Wi-Fi/Ethernet Datamanager, AFCI, UL-1741-SA, NOT CA Rule 21 Compliant, 4,210,060,800 | Inventory Item | 1724.57 | 8200 | No | Inverters | Soligent De-listing | 1650.4
310-0584 | 310-0584 | Fronius, Primo 10.0-1 208/240 TL Grid Tied Inverter, 1-Ph, 10kW, 208/240VAC, 60Hz, 600/1000VDC, DC Discon, 4 Fused i/p on MPPT#1, no Fused i/p on MPPT#2, 10 Yr Warr, integrated WiFi/Ethernet Datamanager, Arc-Fault Protection, UL-1741-SA, NOT CA Rule 21 Compliant, 4,210,075,800 | Inventory Item | 2328.73 | 10000 | No | Inverters | Vendor De-listing | 2191.01
310-0584 : 310-0584 : 310-0584_S | 310-0584 : 310-0584_S | Fronius, Primo 10.0-1 208/240 TL Grid Tied Inverter, 1-Ph, 10kW, 208/240VAC, 60Hz, 600/1000VDC, DC Discon, 4 Fused i/p on MPPT#1, no Fused i/p on MPPT#2, 10 Yr Warr, integrated WiFi/Ethernet Datamanager, Arc-Fault Protection, UL-1741-SA, NOT CA Rule 21 Compliant, 4,210,075,800 | Inventory Item | 2289.48 | 10000 | No | Inverters | Soligent De-listing | 2191.01
310-0585 | 310-0585 | Fronius, Primo 11.4-1 208/240 TL Grid Tied Inverter, 1-Ph, 11.4kW, 208/240VAC, 60Hz, 600VDC, DC Discon, 4 Fused i/p on MPPT#1, no Fused i/p on MPPT#2, 10 Yr Warr, integrated WiFi/Ethernet Datamanager, Arc-Fault Protection, UL-1741-SA, NOT CA Rule 21 Compliant, 4,210,076,800 | Inventory Item | 2608.85 | 11400 | No | Inverters | Vendor De-listing | 2454.56
310-0585 : 310-0585_S | 310-0585_S | Fronius, Primo 11.4-1 208/240 TL Grid Tied Inverter, 1-Ph, 11.4kW, 208/240VAC, 60Hz, 600VDC, DC Discon, 4 Fused i/p on MPPT#1, no Fused i/p on MPPT#2, 10 Yr Warr, integrated WiFi/Ethernet Datamanager, Arc-Fault Protection, UL-1741-SA, NOT CA Rule 21 Compliant, 4,210,076,800 | Inventory Item | 2564.88 | 11400 | No | Inverters | Soligent De-listing | 2454.56
310-0586 | 310-0586 | Fronius, Primo 12.5-1 208/240 TL Grid Tied Inverter, 1-Ph, 12.5kW, 208/240VAC, 60Hz, 600/1000VDC, DC Discon 4 Fused i/p on MPPT#1, no Fused i/p on MPPT#2, 10 Yr Warr, integrated WiFi/Ethernet Datamanager, Arc-Fault Protection, UL-1741-SA, NOT CA Rule 21 Compliant, 4,210,077,800 | Inventory Item | 2820.64 | 12500 | No | Inverters | Vendor De-listing | 2653.83
310-0586 : 310-0586 : 310-0586_S | 310-0586 : 310-0586_S | Fronius, Primo 12.5-1 208/240 TL Grid Tied Inverter, 1-Ph, 12.5kW, 208/240VAC, 60Hz, 600/1000VDC, DC Discon 4 Fused i/p on MPPT#1, no Fused i/p on MPPT#2, 10 Yr Warr, integrated WiFi/Ethernet Datamanager, Arc-Fault Protection, UL-1741-SA, NOT CA Rule 21 Compliant, 4,210,077,800 | Inventory Item | 2773.1 | 12500 | No | Inverters | Soligent De-listing | 2653.83
310-0587 | 310-0587 | Fronius, Primo 15.0-1 208/240 TL Grid Tied Inverter, 1-Ph, 15kW, 208/240VAC, 60Hz, 600/1000VDC, DC Discon, 4 Fused i/p on MPPT#1, no Fused i/p on MPPT#2, 10 Yr Warr, integrated WiFi/Ethernet Datamanager, Arc-Fault Protection, UL-1741-SA, NOT CA Rule 21 Compliant, 4,210,078,800 | Inventory Item | 3305.71 | 15000 | No | Inverters | Vendor De-listing | 3110.22
310-0587 : 310-0587_S | 310-0587_S | Fronius, Primo 15.0-1 208/240 TL Grid Tied Inverter, 1-Ph, 15kW, 208/240VAC, 60Hz, 600/1000VDC, DC Discon, 4 Fused i/p on MPPT#1, no Fused i/p on MPPT#2, 10 Yr Warr, integrated WiFi/Ethernet Datamanager, Arc-Fault Protection, UL-1741-SA, NOT CA Rule 21 Compliant, 4,210,078,800 | Inventory Item | 3250 | 15000 | No | Inverters | Soligent De-listing | 3110.22
310-0588 | 310-0588 | Fronius, Primo 3.8-1 208/240 TL Grid Tied Inverter, 1-Ph, 3.8kW, 208/240VAC, 60Hz, 600VDC, DC Discon, 2 Unfused i/p, 2 MPPT, 10 Yr Warr, Wi-Fi/Ethernet Datamanager, Arc-Fault Protection, UL-1741-SA (Rule-21), USA, 4,210,064,890 | Inventory Item | 1394.47 | 3800 | No | Inverters | Soligent De-listing | 0
310-0589 | 310-0589 | Fronius, Primo 5.0-1 208/240 TL Grid Tied Inverter, 1-Ph, 5.0kW, 208/240VAC, 60Hz, 600VDC, DC Discon, 2 Unfused i/p, 2 MPPT, 10 Yr Warr, Wi-Fi/Ethernet Datamanager, Arc-Fault Protection, 4 UL-1741-SA (Rule-21), USA, 4,210,063,890 | Inventory Item | 1591.59 | 5000 | No | Inverters | Soligent De-listing | 0
310-0590 | 310-0590 | Fronius, Primo 6.0-1 208/240 TL Grid Tied Inverter, 1-Ph, 6.0kW, 208/240VAC, 60Hz, 600VDC, DC Discon, 2 Unfused i/p, 2 MPPT, 10 Yr Warr, Wi-Fi/Ethernet Datamanager, Arc-Fault Protection, UL-1741-SA (Rule-21), USA, 4,210,062,890 | Inventory Item | 1769.43 | 6000 | No | Inverters | Soligent De-listing | 0
310-0591 | 310-0591 | Fronius, Primo 7.6-1 208/240 TL Grid Tied Inverter, 1-Ph, 7.6kW, 208/240VAC, 60Hz, 600VDC, DC Discon, 2 Unfused i/p, 2 MPPT, 10 Yr Warr, Wi-Fi/Ethernet Datamanager, Arc-Fault Protection, UL-1741-SA (Rule-21), USA, 4,210,061,890 | Inventory Item | 2090.01 | 7600 | No | Inverters | Soligent De-listing | 0
310-0592 | 310-0592 | Fronius, Primo 8.2-1 208/240 TL Grid Tied Inverter, 1-Ph, 8.2kW, 208/240VAC, 60Hz, 600VDC, DC Discon, 2 Unfused i/p, 2 MPPT, 10 Yr Warr, Wi-Fi/Ethernet Datamanager, Arc-Fault Protection, UL-1741-SA (Rule-21), USA, 4,210,060,890 | Inventory Item | 2215.76 | 8200 | No | Inverters | Soligent De-listing | 0
310-0593 | 310-0593 | SolarEdge, SE11400H-US, HD-Wave, 1-Ph, Grid Tied Inverter, 11.4kW, 240Vac, 60 Hz, 3 Unfused Input, 12 Yr Warr, Ground-Fault/Arc-Fault Protection, Ungrounded, RS485 and Ethernet, AC-RSD, UL-1741-SA, SE11400H-US000NNU2 | Inventory Item | 3502.18 | 11400 | No | Inverters | Vendor De-listing | 0
310-0594 | 310-0594 | SolarEdge, SE3000H-US HD-Wave, 1-Ph, Grid Tied Inverter, 3000W, 240Vac, 60 Hz, 2 Unfused Input, 12 Yr Warr,Ground-Fault/Arc-Fault Protection, Ungrounded, RS485 and Ethernet, -40C, AC RSD, UL1741-SA, SetApp Enabled, SE3000H-US000BNU4 | Inventory Item | 1763.64 | 3000 | No | Inverters | Vendor De-listing | 948.19
310-0595 | 310-0595 | SolarEdge, SE3800H-US HD-Wave, 1-Ph, Grid Tied Inverter, 3800W, 208/240Vac, 60 Hz, 2 Unfused Input, 12 Yr Warr,Ground-Fault/Arc-Fault Protection, Ungrounded, RS485 and Ethernet, -40C, AC RSD, UL1741-SA, SetApp Enabled, SE3800H-US000BNU4 | Inventory Item | 1191.44 | 3800 | No | Inverters | Vendor De-listing | 1120.98
310-0595 : 310-0595 : 310-0595_S | 310-0595 : 310-0595_S | SolarEdge, SE3800H-US HD-Wave, 1-Ph, Grid Tied Inverter, 3800W, 208/240Vac, 60 Hz, 2 Unfused Input, 12 Yr Warr,Ground-Fault/Arc-Fault Protection, Ungrounded, RS485 and Ethernet, -40C, AC RSD, UL1741-SA, SetApp Enabled, SE3800H-US000BNU4 | Inventory Item | 1054.73 | 3800 | No | Inverters | Soligent De-listing | 998.02
310-0596 | 310-0596 | SolarEdge, SE5000H-US HD-Wave, 1-Ph, Grid Tied Inverter, 5000W, 240Vac, 60 Hz, 2 Unfused Input, 12 Yr Warr, Ground-Fault/Arc-Fault Protection, Ungrounded, RS485 and Ethernet, -40C, AC RSD, UL1741-SA, SetApp Enabled, SE5000H-US000BNU4 | Inventory Item | 1516.25 | 5000 | No | Inverters | Vendor De-listing | 1426.58
310-0596 : 310-0596 : 310-0596_S | 310-0596 : 310-0596_S | SolarEdge, SE5000H-US HD-Wave, 1-Ph, Grid Tied Inverter, 5000W, 240Vac, 60 Hz, 2 Unfused Input, 12 Yr Warr, Ground-Fault/Arc-Fault Protection, Ungrounded, RS485 and Ethernet, -40C, AC RSD, UL1741-SA, SetApp Enabled, SE5000H-US000BNU4 | Inventory Item | 1329.49 | 5000 | No | Inverters | Soligent De-listing | 1258.01
310-0597 : 310-0597 : 310-0597_S | 310-0597 : 310-0597_S | SolarEdge, SE6000H-US HD-Wave, 1-Ph, Grid Tied Inverter, 6000W, 208/240Vac, 60 Hz, 2 Unfused Input, 12 Yr Warr, Ground-Fault/Arc-Fault Protection, Ungrounded, RS485 and Ethernet, -40C, AC RSD, UL1741-SA, SetApp Enabled, SE6000H-US000BNU4 | Inventory Item | 1382.67 | 6000 | No | Inverters | Soligent De-listing | 1308.33
310-0598 : 310-0598 : 310-0598_S | 310-0598 : 310-0598_S | SolarEdge, SE7600H-US HD-Wave, 1-Ph, Grid Tied Inverter, 7600W, 240Vac, 60 Hz, 2 Unfused Input, 12 Yr Warr, Ground-Fault/Arc-Fault Protection, Ungrounded, RS485 and Ethernet, -40C, AC RSD, UL1741-SA, SetApp Enabled, SE7600H-US000BNU4 | Inventory Item | 1595.39 | 7600 | No | Inverters | Soligent De-listing | 1509.61
310-0599 | 310-0599 | SolarEdge, SE10000H-US, HD-Wave, 1-Ph, Grid Tied Inverter, 10kW, 240Vac, 60 Hz, 3 Unfused Input, 12 Yr Warr, Ground-Fault/Arc-Fault Protection, Ungrounded, RS485 and Ethernet, -40C, AC-RSD, UL-1741-SA, SetApp Enabled, SE10000H-US000BNU4 | Inventory Item | 2286.68 | 10000 | No | Inverters | Vendor De-listing | 2139.15
310-0599 : 310-0599 : 310-0599_S | 310-0599 : 310-0599_S | SolarEdge, SE10000H-US, HD-Wave, 1-Ph, Grid Tied Inverter, 10kW, 240Vac, 60 Hz, 3 Unfused Input, 12 Yr Warr, Ground-Fault/Arc-Fault Protection, Ungrounded, RS485 and Ethernet, -40C, AC-RSD, UL-1741-SA, SetApp Enabled, SE10000H-US000BNU4 | Inventory Item | 2052.18 | 10000 | No | Inverters | Soligent De-listing | 1941.85
310-0600 : 310-0600 : 310-0600_S | 310-0600 : 310-0600_S | SolarEdge, SE11400H-US, HD-Wave, 1-Ph, Grid Tied Inverter, 11.4kW, 208/240Vac, 60 Hz, 3 Unfused Input, 12 Yr Warr, Ground-Fault/Arc-Fault Protection, Ungrounded, RS485 and Ethernet, -40C, AC-RSD, UL1741-SA, SetApp Enabled, SE11400H-US000BNU4 | Inventory Item | 2190.59 | 11400 | No | Inverters | Soligent De-listing | 2072.82
310-0601 | 310-0601 | SolarEdge, SE3000H-US HD-Wave, 1-Ph, Grid Tied Inverter, 3000W, 240Vac, 60 Hz, 2 Unfused Input, 12 Yr Warr,Ground-Fault/Arc-Fault Protection, Ungrounded, RS485 and Ethernet, -40C, AC RSD, UL1741-SA, RGM, SetApp Enabled, SE3000H-US000BNC4 | Inventory Item | 2006.94 | 3000 | No | Inverters | Vendor De-listing | 1079
310-0602 | 310-0602 | SolarEdge, SE3800H-US HD-Wave, 1-Ph, Grid Tied Inverter, 3800W, 208/240Vac, 60 Hz, 2 Unfused Input, 12 Yr Warr,Ground-Fault/Arc-Fault Protection, Ungrounded, RS485 and Ethernet, -40C, AC RSD, UL1741-SA, RGM, SetApp Enabled, SE3800H-US000BNC4 | Inventory Item | 2045.56 | 3800 | No | Inverters | Vendor De-listing | 1022.88
310-0603 | 310-0603 | SolarEdge, SE5000H-US HD-Wave, 1-Ph, Grid Tied Inverter, 5000W, 240Vac, 60 Hz, 2 Unfused Input, 12 Yr Warr, Ground-Fault/Arc-Fault Protection, Ungrounded, RS485 and Ethernet, -40C, AC RSD, UL1741-SA, RGM, SetApp Enabled, SE5000H-US000BNC4 | Inventory Item | 2555.08 | 5000 | No | Inverters | Vendor De-listing | 0
310-0603 : 310-0603 : 310-0603_S | 310-0603 : 310-0603_S | SolarEdge, SE5000H-US HD-Wave, 1-Ph, Grid Tied Inverter, 5000W, 240Vac, 60 Hz, 2 Unfused Input, 12 Yr Warr, Ground-Fault/Arc-Fault Protection, Ungrounded, RS485 and Ethernet, -40C, AC RSD, UL1741-SA, RGM, SetApp Enabled, SE5000H-US000BNC4 | Inventory Item | 2555.08 | 5000 | No | Inverters | Soligent De-listing | 1277.67
310-0604 | 310-0604 | SolarEdge, SE6000H-US HD-Wave, 1-Ph, Grid Tied Inverter, 6000W, 208/240Vac, 60 Hz, 2 Unfused Input, 12 Yr Warr, Ground-Fault/Arc-Fault Protection, Ungrounded, RS485 and Ethernet, -40C, AC RSD, UL1741-SA, RGM, SetApp Enabled, SE6000H-US000BNC4 | Inventory Item | 2576.96 | 6000 | No | Inverters | Vendor De-listing | 1288.61
310-0605 | 310-0605 | SolarEdge, SE7600H-US HD-Wave, 1-Ph, Grid Tied Inverter, 7600W, 240Vac, 60 Hz, 2 Unfused Input, 12 Yr Warr, Ground-Fault/Arc-Fault Protection, Ungrounded, RS485 and Ethernet, -40C, AC RSD, UL1741-SA, RGM, SetApp Enabled, SE7600H-US000BNC4 | Inventory Item | 3012.34 | 7600 | No | Inverters | Vendor De-listing | 1536.91
310-0606 | 310-0606 | SolarEdge, SE10000H-US, HD-Wave, 1-Ph, Grid Tied Inverter, 10kW, 240Vac, 60 Hz, 3 Unfused Input, 12 Yr Warr, Ground-Fault/Arc-Fault Protection, Ungrounded, RS485 and Ethernet, -40C, AC-RSD, UL-1741-SA, RGM, SetApp Enabled, SE10000H-US000BNC4 | Inventory Item | 3814.9 | 10000 | No | Inverters | Vendor De-listing | 1907.64
310-0607 | 310-0607 | SolarEdge, SE11400H-US, HD-Wave, 1-Ph, Grid Tied Inverter, 11.4kW, 208/240Vac, 60 Hz, 3 Unfused Input, 12 Yr Warr, Ground-Fault/Arc-Fault Protection, Ungrounded, RS485 and Ethernet, -40C, AC-RSD, UL1741-SA, RGM, SetApp Enabled, SE11400H-US000BNC4 | Inventory Item | 4051.4 | 11400 | No | Inverters | Vendor De-listing | 2025.9
310-0608 | 310-0608 | SMA, Sunny Boy SB-3.0-US 1-Ph Grid Tied Inverter, 3000W, 208/240VAC, 60Hz, integrated DC Discon, 2 MPPT Input, 10 Yr Warr, Transformerless, Arc-Fault Protection, Built in Ethernet/WLAN, SunSpec RSD compliant, SB3.0-1SP-US-41 | Inventory Item | 1073.69 | 3000 | No | Inverters | Soligent De-listing | 966.32
310-0608 : 310-0608_S | 310-0608_S | SMA, Sunny Boy SB-3.0-US 1-Ph Grid Tied Inverter, 3000W, 208/240VAC, 60Hz, integrated DC Discon, 2 MPPT Input, 10 Yr Warr, Transformerless, Arc-Fault Protection, Built in Ethernet/WLAN, SunSpec RSD compliant, SB3.0-1SP-US-41 | Inventory Item | 1032.4 | 3000 | No | Inverters | Soligent De-listing | 929.16
310-0609 | 310-0609 | SMA, Sunny Boy SB-3.8-US 1-Ph Grid Tied Inverter, 3800W, 208/240VAC, 60Hz, integrated DC Discon, 2 MPPT Input, 10 Yr Warr, Transformerless, Arc-Fault Protection, Built in Ethernet/WLAN, SunSpec RSD compliant, SB3.8-1SP-US-41 | Inventory Item | 4923.4 | 3800 | No | Inverters | Vendor De-listing | 4431.06
310-0609 : 310-0609 : 310-0609_S | 310-0609 : 310-0609_S | SMA, Sunny Boy SB-3.8-US 1-Ph Grid Tied Inverter, 3800W, 208/240VAC, 60Hz, integrated DC Discon, 2 MPPT Input, 10 Yr Warr, Transformerless, Arc-Fault Protection, Built in Ethernet/WLAN, SunSpec RSD compliant, SB3.8-1SP-US-41 | Inventory Item | 1060.99 | 3800 | No | Inverters | Soligent De-listing | 954.89
310-0609-B |  | "B" Grade SMA, Sunny Boy SB-3.8-US 1-Ph Grid Tied Inverter, 3800W, 208/240VAC, 60Hz, integrated DC Discon, 2 MPPT Input, 10 Yr Warr, Transformerless, Arc-Fault Protection, Built in Ethernet/WLAN, SunSpec RSD compliant, SB3.8-1SP-US-41 | Inventory Item | 843.24 | 3800 | No | Inverters | Soligent De-listing | 800.66
310-0610 | 310-0610 | SMA, Sunny Boy SB-5.0-US 1-Ph Grid Tied Inverter, 5000W, 208/240VAC, 60Hz, integrated DC Discon, 3 MPPT Input, 10 Yr Warr, Transformerless, Arc-Fault Protection, Built in Ethernet/WLAN, SunSpec RSD compliant, SB5.0-1SP-US-41 | Inventory Item | 1290.15 | 5000 | No | Inverters | Vendor De-listing | 1161.13
310-0610 : 310-0610_S | 310-0610_S | SMA, Sunny Boy SB-5.0-US 1-Ph Grid Tied Inverter, 5000W, 208/240VAC, 60Hz, integrated DC Discon, 3 MPPT Input, 10 Yr Warr, Transformerless, Arc-Fault Protection, Built in Ethernet/WLAN, SunSpec RSD compliant, SB5.0-1SP-US-41 | Inventory Item | 1127.75 | 5000 | No | Inverters | Soligent De-listing | 1014.97
310-0611 | 310-0611 | SMA, Sunny Boy SB-6.0-US 1-Ph Grid Tied Inverter, 6000W, 208/240VAC, 60Hz, integrated DC Discon, 3 MPPT Input, 10 Yr Warr, Transformerless, Arc-Fault Protection, Built in Ethernet/WLAN, SunSpec RSD compliant, SB6.0-1SP-US-41 | Inventory Item | 1387.98 | 6000 | No | Inverters | Vendor De-listing | 1249.18
310-0611 : 310-0611 : 310-0611_S | 310-0611 : 310-0611_S | SMA, Sunny Boy SB-6.0-US 1-Ph Grid Tied Inverter, 6000W, 208/240VAC, 60Hz, integrated DC Discon, 3 MPPT Input, 10 Yr Warr, Transformerless, Arc-Fault Protection, Built in Ethernet/WLAN, SunSpec RSD compliant, SB6.0-1SP-US-41 | Inventory Item | 1213.26 | 6000 | No | Inverters | Soligent De-listing | 1091.94
310-0611-B |  | "B-Grade" SMA, Sunny Boy SB-6.0-US 1-Ph Grid Tied Inverter, 6000W, 208/240VAC, 60Hz, integrated DC Discon, 3 MPPT Input, 10 Yr Warr, Transformerless, Arc-Fault Protection, Built in Ethernet/WLAN, SunSpec RSD compliant, SB6.0-1SP-US-41 | Inventory Item | 1020.01 | 6000 | No | Inverters | Soligent De-listing | 968.49
310-0612 | 310-0612 | SMA, Sunny Boy SB-7.0-US 1-Ph Grid Tied Inverter, 7000W, 208/240VAC, 60Hz, integrated DC Discon, 3 MPPT Input, 10 Yr Warr, Transformerless, Arc-Fault Protection, Built in Ethernet/WLAN, SunSpec RSD compliant, SB7.0-1SP-US-41 | Inventory Item | 1554.17 | 7000 | No | Inverters | Vendor De-listing | 1398.76
310-0612 : 310-0612_S | 310-0612_S | SMA, Sunny Boy SB-7.0-US 1-Ph Grid Tied Inverter, 7000W, 208/240VAC, 60Hz, integrated DC Discon, 3 MPPT Input, 10 Yr Warr, Transformerless, Arc-Fault Protection, Built in Ethernet/WLAN, SunSpec RSD compliant, SB7.0-1SP-US-41 | Inventory Item | 1358.54 | 7000 | No | Inverters | Soligent De-listing | 1222.69
310-0613 | 310-0613 | SMA, Sunny Boy SB-7.7-US 1-Ph Grid Tied Inverter, 7700W, 208/240VAC, 60Hz, integrated DC Discon, 3 MPPT Input, 10 Yr Warr, Transformerless, Arc-Fault Protection, Built in Ethernet/WLAN, SunSpec RSD compliant, SB7.7-1SP-US-41 | Inventory Item | 1662.14 | 7700 | No | Inverters | Vendor De-listing | 1495.92
310-0613 : 310-0613_S | 310-0613_S | SMA, Sunny Boy SB-7.7-US 1-Ph Grid Tied Inverter, 7700W, 208/240VAC, 60Hz, integrated DC Discon, 3 MPPT Input, 10 Yr Warr, Transformerless, Arc-Fault Protection, Built in Ethernet/WLAN, SunSpec RSD compliant, SB7.7-1SP-US-41 | Inventory Item | 1452.81 | 7700 | No | Inverters | Soligent De-listing | 1307.53
310-0614 | 310-0614 | SolarEdge, SE3800H-US, HD-Wave, 1-Ph, Grid Tied Inverter with Level 2 EV Charger, 3800W, 240Vac, 60 Hz, 2 Unfused Input, 12 Yr Warr, Ground-Fault/AFCI, Ungrounded, RS485 and Ethernet, AC-RSD, UL-1741-SA, SetApp Enabled, SE3800H-US000BNV4 | Inventory Item | 2326.28 | 3800 | No | Inverters | Soligent De-listing | 1250.69
310-0615 | 310-0615 | SolarEdge, SE5000H-US, HD-Wave, 1-Ph, Grid Tied Inverter with Level 2 EV Charger, 5000W, 240Vac, 60 Hz, 2 Unfused Input, 12 Yr Warr, Ground-Fault/AFCI, Ungrounded, RS485 and Ethernet, AC-RSD, UL-1741-SA, SetApp Enabled, SE5000H-US000BNV4 | Inventory Item | 2795.76 | 5000 | No | Inverters | Soligent De-listing | 0
310-0616 | 310-0616 | SolarEdge, SE6000H-US, HD-Wave, 1-Ph, Grid Tied Inverter with Level 2 EV Charger, 6000W, 240Vac, 60 Hz, 2 Unfused Input, 12 Yr Warr, Ground-Fault/AFCI, Ungrounded, RS485 and Ethernet, AC-RSD, UL-1741-SA, SetApp Enabled, SE6000H-US000BNV4 | Inventory Item | 2886.64 | 6000 | No | Inverters | Soligent De-listing | 0
310-0617 | 310-0617 | SolarEdge, SE7600H-US, HD-Wave, 1-Ph, Grid Tied Inverter with Level 2 EV Charger, 7600W, 240Vac, 60 Hz, 2 Unfused Input, 12 Yr Warr, Ground-Fault/AFCI, Ungrounded, RS485 and Ethernet, AC-RSD, UL-1741-SA, SetApp Enabled, SE7600H-US000BNV4 | Inventory Item | 1766.37 | 7600 | No | Inverters | Vendor De-listing | 1692.77
310-0618 | 310-0618 | SolarEdge, SE3800H-US, HD-Wave, 1-Ph, Grid Tied Inverter with Level 2 EV Charger, 3800W, 240Vac, 60 Hz, 2 Unfused Input, 12 Yr Warr, Ground-Fault/AFCI, Ungrounded, RS485 and Ethernet, AC-RSD, UL-1741-SA, SetApp Enabled, with RGM, SE3800H-US000BNW4 | Inventory Item | 2569.58 | 3800 | No | Inverters | Soligent De-listing | 0
310-0619 | 310-0619 | SolarEdge, SE5000H-US, HD-Wave, 1-Ph, Grid Tied Inverter with Level 2 EV Charger, 5000W, 240Vac, 60 Hz, 2 Unfused Input, 12 Yr Warr, Ground-Fault/AFCI, Ungrounded, RS485 and Ethernet, AC-RSD, UL-1741-SA, SetApp Enabled, with RGM, SE5000H-US000BNW4 | Inventory Item | 3082 | 5000 | No | Inverters | Soligent De-listing | 0
310-0620 | 310-0620 | SolarEdge, SE6000H-US, HD-Wave, 1-Ph, Grid Tied Inverter with Level 2 EV Charger, 6000W, 240Vac, 60 Hz, 2 Unfused Input, 12 Yr Warr, Ground-Fault/AFCI, Ungrounded, RS485 and Ethernet, AC-RSD, UL-1741-SA, SetApp Enabled, with RGM, SE6000H-US000BNW4 | Inventory Item | 3172.88 | 6000 | No | Inverters | Soligent De-listing | 0
310-0621 | 310-0621 | SolarEdge, SE7600H-US, HD-Wave, 1-Ph, Grid Tied Inverter with Level 2 EV Charger, 7600W, 240Vac, 60 Hz, 2 Unfused Input, 12 Yr Warr, Ground-Fault/AFCI, Ungrounded, RS485 and Ethernet, AC-RSD, UL-1741-SA, SetApp Enabled, with RGM, SE7600H-US000BNW4 | Inventory Item | 3536.36 | 7600 | No | Inverters | Soligent De-listing | 0
310-0622 | 310-0622 | SolarEdge, StorEdge, 3.8 kW, 1-Ph Grid Tied Inverter, 3800W, 240VAC, 60Hz, DC Discon, 2 Unfused PV Input, 12 Yr Warr, Ungrounded, RS485, Ethernet, and 5 Year Cell plan, RSD, -25C, AFCI, UL-1741-SA, SE3800A-USS2RNCB2 | Inventory Item | 1099 | 3800 | No | Inverters | Soligent De-listing | 0
310-0622 : 310-0622_S | 310-0622_S | SolarEdge, StorEdge, 3.8 kW, 1-Ph Grid Tied Inverter, 3800W, 240VAC, 60Hz, DC Discon, 2 Unfused PV Input, 12 Yr Warr, Ungrounded, RS485, Ethernet, and 5 Year Cell plan, RSD, -25C, AFCI, UL-1741-SA, SE3800A-USS2RNCB2 | Inventory Item | 1099 | 3800 | No | Inverters | Soligent De-listing | 1065.38
310-0623 | 310-0623 | SolarEdge, StorEdge, 3.8kW, 1-Ph Grid Tied Inverter, 3800W, 240VAC, 60Hz, DC Discon, 2 Unfused PV Input, 12 Yr Warr, Ungrounded, RS485, Ethernet, and 5 Year Cell plan, with RGM, RSD, -25C, AFCI, UL-1741-SA, SE3800A-USS2RNCY2 | Inventory Item | 4549.02 | 3800 | No | Inverters | Soligent De-listing | 2445.71
310-0624 | 310-0624 | SolarEdge, StorEdge, 7.6kW, 1-Ph Grid Tied Inverter, 7600W, 240VAC, 60Hz, DC Discon, 2 Unfused PV Input, 12 Yr Warr, Ungrounded, RS485, Ethernet, and 5 Year Cell plan, RSD, -25C, AFCI, UL-1741-SA, SE7600A-USS2RNCB2 | Inventory Item | 1649 | 7600 | No | Inverters | Soligent De-listing | 0
310-0624 : 310-0624_S | 310-0624_S | SolarEdge, StorEdge, 7.6kW, 1-Ph Grid Tied Inverter, 7600W, 240VAC, 60Hz, DC Discon, 2 Unfused PV Input, 12 Yr Warr, Ungrounded, RS485, Ethernet, and 5 Year Cell plan, RSD, -25C, AFCI, UL-1741-SA, SE7600A-USS2RNCB2 | Inventory Item | 1649 | 7600 | No | Inverters | Soligent De-listing | 1611.51
310-0624-B : 310-0624-B_S | 310-0624-B_S | "B" Grade SolarEdge, StorEdge, 7.6kW, 1-Ph Grid Tied Inverter, 7600W, 240VAC, 60Hz, DC Discon, 2 Unfused PV Input, 12 Yr Warr, Ungrounded, RS485, Ethernet, and 5 Year Cell plan, RSD, -25C, AFCI, UL-1741-SA, SE7600A-USS2RNCB2 | Inventory Item | 2210.04 | 7600 | No | Inverters | Soligent De-listing | 2119.84
310-0625 | 310-0625 | SolarEdge, StorEdge, 7.6kW, 1-Ph Grid Tied Inverter, 7600W, 240VAC, 60Hz, DC Discon, 2 Unfused PV Input, 12 Yr Warr, Ungrounded, RS485, Ethernet, and 5 Year Cell plan, with RGM, RSD, -25C, AFCI, UL-1741-SA, SE7600A-USS2RNCY2 | Inventory Item | 5515.8 | 7600 | No | Inverters | Soligent De-listing | 0
310-0626 | 310-0626 | SolarEdge, StorEdge, 3.8 kW, 1-Ph Grid Tied Inverter, 3800W, 240VAC, 60Hz, DC Discon, 2 Unfused PV Input, 12 Yr Warr, Ungrounded, RS485, Ethernet, and 12 Year Cell plan, RSD, -25C, AFCI, UL-1741-SA, SE3800A-USS2RNSB2 | Inventory Item | 4797.46 | 3800 | No | Inverters | Soligent De-listing | 0
310-0627 | 310-0627 | SolarEdge, StorEdge, 3.8kW, 1-Ph Grid Tied Inverter, 3800W, 240VAC, 60Hz, DC Discon, 2 Unfused PV Input, 12 Yr Warr, Ungrounded, RS485, Ethernet, and 12 Year Cell plan, with RGM, RSD, -25C, AFCI, UL-1741-SA, SE3800A-USS2RNSY2 | Inventory Item | 5040.78 | 3800 | No | Inverters | Soligent De-listing | 0
310-0628 | 310-0628 | SolarEdge, StorEdge, 7.6kW, 1-Ph Grid Tied Inverter, 7600W, 240VAC, 60Hz, DC Discon, 2 Unfused PV Input, 12 Yr Warr, Ungrounded, RS485, Ethernet, and 12 Year Cell plan, RSD, -25C, AFCI, UL-1741-SA, SE7600A-USS2RNSB2 | Inventory Item | 5721.32 | 7600 | No | Inverters | Soligent De-listing | 0
310-0629 | 310-0629 | SolarEdge, StorEdge, 7.6kW, 1-Ph Grid Tied Inverter, 7600W, 240VAC, 60Hz, DC Discon, 2 Unfused PV Input, 12 Yr Warr, Ungrounded, RS485, Ethernet, and 12 Year Cell plan, with RGM, RSD, -25C, AFCI, UL-1741-SA, SE7600A-USS2RNSY2 | Inventory Item | 6007.56 | 7600 | No | Inverters | Soligent De-listing | 0
310-0630 : 310-0630_S | 310-0630_S | SolarEdge, StorEdge, 3.8 kW, 1-Ph Grid Tied Inverter, 3800W, 240VAC, 60Hz, DC Discon, 2 Unfused PV Input, 12 Yr Warr, Ungrounded, RS485, Ethernet, and 5 Year Cell plan, RSD, -25C, AFCI, UL-1741-SA, SE3800A-USS2RLCB2 | Inventory Item | 1099 | 3800 | No | Inverters | Soligent De-listing | 1065.38
310-0631 | 310-0631 | SolarEdge, StorEdge, 3.8kW, 1-Ph Grid Tied Inverter, 3800W, 240VAC, 60Hz, DC Discon, 2 Unfused PV Input, 12 Yr Warr, Ungrounded, RS485, Ethernet, and 5 Year Cell plan, with RGM, RSD, -25C, AFCI, UL-1741-SA, SE3800A-USS2RLCY2 | Inventory Item | 4549.02 | 3800 | No | Inverters | Soligent De-listing | 0
310-0632 | 310-0632 | SolarEdge, StorEdge, 7.6kW, 1-Ph Grid Tied Inverter, 7600W, 240VAC, 60Hz, DC Discon, 2 Unfused PV Input, 12 Yr Warr, Ungrounded, RS485, Ethernet, and 5 Year Cell plan, RSD, -25C, AFCI, UL-1741-SA, SE7600A-USS2RLCB2 | Inventory Item | 1649 | 7600 | No | Inverters | Vendor De-listing | 0
310-0632 : 310-0632_S | 310-0632_S | SolarEdge, StorEdge, 7.6kW, 1-Ph Grid Tied Inverter, 7600W, 240VAC, 60Hz, DC Discon, 2 Unfused PV Input, 12 Yr Warr, Ungrounded, RS485, Ethernet, and 5 Year Cell plan, RSD, -25C, AFCI, UL-1741-SA, SE7600A-USS2RLCB2 | Inventory Item | 1649 | 7600 | No | Inverters | Soligent De-listing | 1611.51
310-0633 | 310-0633 | SolarEdge, StorEdge, 7.6kW, 1-Ph Grid Tied Inverter, 7600W, 240VAC, 60Hz, DC Discon, 2 Unfused PV Input, 12 Yr Warr, Ungrounded, RS485, Ethernet, and 5 Year Cell plan, with RGM, RSD, -25C, AFCI, UL-1741-SA, SE7600A-USS2RLCY2 | Inventory Item | 5515.8 | 7600 | No | Inverters | Soligent De-listing | 0
310-0634 | 310-0634 | SolarEdge, StorEdge, 3.8 kW, 1-Ph Grid Tied Inverter, 3800W, 240VAC, 60Hz, DC Discon, 2 Unfused PV Input, 12 Yr Warr, Ungrounded, RS485, Ethernet, and 12 Year Cell plan, RSD, -25C, AFCI, UL-1741-SA, SE3800A-USS2RLSB2 | Inventory Item | 4797.46 | 3800 | No | Inverters | Soligent De-listing | 0
310-0635 | 310-0635 | SolarEdge, StorEdge, 3.8kW, 1-Ph Grid Tied Inverter, 3800W, 240VAC, 60Hz, DC Discon, 2 Unfused PV Input, 12 Yr Warr, Ungrounded, RS485, Ethernet, and 12 Year Cell plan, with RGM, RSD, -25C, AFCI, UL-1741-SA, SE3800A-USS2RLSY2 | Inventory Item | 5040.78 | 3800 | No | Inverters | Soligent De-listing | 0
310-0636 | 310-0636 | SolarEdge, StorEdge, 7.6kW, 1-Ph Grid Tied Inverter, 7600W, 240VAC, 60Hz, DC Discon, 2 Unfused PV Input, 12 Yr Warr, Ungrounded, RS485, Ethernet, and 12 Year Cell plan, RSD, -25C, AFCI, UL-1741-SA, SE7600A-USS2RLSB2 | Inventory Item | 5721.32 | 7600 | No | Inverters | Soligent De-listing | 0
310-0637 | 310-0637 | SolarEdge, StorEdge, 7.6kW, 1-Ph Grid Tied Inverter, 7600W, 240VAC, 60Hz, DC Discon, 2 Unfused PV Input, 12 Yr Warr, Ungrounded, RS485, Ethernet, and 12 Year Cell plan, with RGM, RSD, -25C, AFCI, UL-1741-SA, SE7600A-USS2RLSY2 | Inventory Item | 6007.56 | 7600 | No | Inverters | Vendor De-listing | 0
310-0638 | 310-0638 | SolarEdge, StorEdge Energy Hub SE3000H-US HD-Wave, Single Phase, Grid Tied Inverter, 3000W, 240Vac, 60 Hz, 2 Unfused Input, 12 Yr Warr,Ground-Fault/Arc-Fault Protection, RS485 and Ethernet, with 5 Year Cell plan, -40C, AC RSD, w/RGM, and Consumption Meter (Add CT’s), SetApp Enabled, UL1741-SA, SE3000H-USS3BBC14 | Inventory Item | 3050 | 3000 | No | Inverters | Soligent De-listing | 1639.78
310-0639 | 310-0639 | SolarEdge, Energy Hub SE3800H-US HD-Wave, Single Phase, Grid Tied Inverter, 3800W, 240Vac, 60 Hz, 2 Unfused Input, 12 Yr Warr,Ground-Fault/Arc-Fault Protection, RS485 and Ethernet, with 5 Year Cell plan, -40C, AC RSD, w/RGM, and Consumption Meter (Add CT’s), SetApp Enabled, UL1741-SA, SE3800H-USS3BBC14 | Inventory Item | 1823.39 | 3800 | No | Inverters | Vendor De-listing | 1715.56
310-0639 : 310-0639_S | 310-0639_S | SolarEdge, Energy Hub SE3800H-US HD-Wave, Single Phase, Grid Tied Inverter, 3800W, 240Vac, 60 Hz, 2 Unfused Input, 12 Yr Warr,Ground-Fault/Arc-Fault Protection, RS485 and Ethernet, with 5 Year Cell plan, -40C, AC RSD, w/RGM, and Consumption Meter (Add CT’s), SetApp Enabled, UL1741-SA, SE3800H-USS3BBC14 | Inventory Item | 1813.03 | 3800 | No | Inverters | Soligent De-listing | 1715.56
310-0640 | 310-0640 | SolarEdge, StorEdge Energy Hub SE5000H-US HD-Wave, Single Phase, Grid Tied Inverter, 5000W, 240Vac, 60 Hz, 2 Unfused Input, 12 Yr Warr,Ground-Fault/Arc-Fault Protection, RS485 and Ethernet, with 5 Year Cell plan, -40C, AC RSD, w/RGM, and Consumption Meter (Add CT’s), SetApp Enabled, UL1741-SA, SE5000H-USS3BBC14 | Inventory Item | 3680 |  | No | Inverters | Soligent De-listing | 0
310-0641 | 310-0641 | SolarEdge, Energy Hub SE6000H-US HD-Wave, Single Phase, Grid Tied Inverter, 6000W, 240Vac, 60 Hz, 2 Unfused Input, 12 Yr Warr,Ground-Fault/Arc-Fault Protection, RS485 and Ethernet, with 5 Year Cell plan, -40C, AC RSD, w/RGM, and Consumption Meter (Add CT’s), SetApp Enabled, UL1741-SA, SE6000H-USS3BBC14 | Inventory Item | 2258.98 | 6000 | No | Inverters | Vendor De-listing | 2137.53
310-0641 : 310-0641_S | 310-0641_S | SolarEdge, Energy Hub SE6000H-US HD-Wave, Single Phase, Grid Tied Inverter, 6000W, 240Vac, 60 Hz, 2 Unfused Input, 12 Yr Warr,Ground-Fault/Arc-Fault Protection, RS485 and Ethernet, with 5 Year Cell plan, -40C, AC RSD, w/RGM, and Consumption Meter (Add CT’s), SetApp Enabled, UL1741-SA, SE6000H-USS3BBC14 | Inventory Item | 2258.98 | 6000 | No | Inverters | Soligent De-listing | 2137.53
310-0642 | 310-0642 | SolarEdge, Energy Hub SE7600H-US HD-Wave, Single Phase, Grid Tied Inverter, 7600W, 240Vac, 60 Hz, 2 Unfused Input, 12 Yr Warr,Ground-Fault/Arc-Fault Protection, RS485 and Ethernet, with 5 Year Cell plan, -40C, AC RSD, w/RGM, and Consumption Meter (Add CT’s), SetApp Enabled, UL1741-SA, SE7600H-USS3BBC14 | Inventory Item | 2367.05 | 7600 | No | Inverters | Vendor De-listing | 2239.78
310-0642 : 310-0642_S | 310-0642_S | SolarEdge, Energy Hub SE7600H-US HD-Wave, Single Phase, Grid Tied Inverter, 7600W, 240Vac, 60 Hz, 2 Unfused Input, 12 Yr Warr,Ground-Fault/Arc-Fault Protection, RS485 and Ethernet, with 5 Year Cell plan, -40C, AC RSD, w/RGM, and Consumption Meter (Add CT’s), SetApp Enabled, UL1741-SA, SE7600H-USS3BBC14 | Inventory Item | 2367.05 | 7600 | No | Inverters | Vendor De-listing | 2239.78
310-0643 : 310-0643_S | 310-0643_S | SolarEdge, Energy Hub SE7600H-US HD-Wave, Single Phase, Grid Tied Inverter, Dual Rated 7.6kW/7kW Battery Access, 240Vac, 60 Hz, 2 Unfused Input, 12 Yr Warr,Ground-Fault/Arc-Fault Protection, RS485 and Ethernet, with 5 Year Cell plan, -40C, AC RSD, w/RGM, and Consumption Meter (Add CT’s), SetApp Enabled, UL1741-SA, SE7600H-USSNBBL14 | Inventory Item | 2619.48 | 7600 | No | Inverters | Soligent De-listing | 2478.65
310-0644 : 310-0644_S | 310-0644_S | SolarEdge, Energy Hub SE10000H-US HD-Wave, Single Phase, Grid Tied Inverter, Dual Rated 10kW/10kW Battery Access, 240Vac, 60 Hz, 2 Unfused Input, 12 Yr Warr,Ground-Fault/Arc-Fault Protection, RS485 and Ethernet, with 5 Year Cell plan, -40C, AC RSD, w/RGM, and Consumption Meter (Add CT’s), SetApp Enabled, UL1741-SA, SE10000H-USSNBBL14 | Inventory Item | 3172.67 | 10000 | No | Inverters | Soligent De-listing | 3002.1
310-0645 : 310-0645_S | 310-0645_S | SolarEdge, Energy Hub SE11400H-US HD-Wave, Single Phase, Grid Tied Inverter, Dual Rated 11.4kW/10kW Battery Access, 240Vac, 60 Hz, 2 Unfused Input, 12 Yr Warr,Ground-Fault/Arc-Fault Protection, RS485 and Ethernet, with 5 Year Cell plan, -40C, AC RSD, w/RGM, and Consumption Meter (Add CT’s), SetApp Enabled, UL1741-SA, SE11400H-USSNBBL14 | Inventory Item | 3232.9 | 11400 | No | Inverters | Soligent De-listing | 3059.09
310-0646 : 310-0646_S | 310-0646_S | SolarEdge, Energy Hub SE7600H-US HD-Wave, Single Phase, Grid Tied Inverter, Dual Rated 7.6kW/10kW Battery Access, 240Vac, 60 Hz, 2 Unfused Input, 12 Yr Warr, Ground-Fault/Arc-Fault Protection, RS485 and Ethernet, with 5 Year Cell plan, -40C, AC RSD, w/RGM, and Consumption Meter (Add CT’s), SetApp Enabled, UL1741-SA, SE7600H-USMNBBL14 | Inventory Item | 3002.22 | 7600 | No | Inverters | Soligent De-listing | 2840.81
310-0647 : 310-0647 : 310-0647 : 310-0647 : 310-0647_S | 310-0647 : 310-0647 : 310-0647 : 310-0647_S | SolarEdge, Energy Hub SE3800H-US HD-Wave, Single Phase, Grid Tied Inverter, Dual Rated 3.8kW/7kW Battery Access, 240Vac, 60 Hz, 2 Unfused Input, 12 Yr Warr, Ground-Fault/Arc-Fault Protection, RS485 and Ethernet, with 5 Year Cell plan, -40C, AC RSD, w/RGM, and Consumption Meter (Add CT’s), SetApp Enabled, UL1741-SA, SE3800H-USMNBBL14 | Inventory Item | 2619.48 | 3800 | No | Inverters | Soligent De-listing | 2478.65
310-0648 : 310-0648 : 310-0648 : 310-0648 : 310-0648_S | 310-0648 : 310-0648 : 310-0648 : 310-0648_S | SolarEdge, Energy Hub SE6000H-US HD-Wave, Single Phase, Grid Tied Inverter, Dual Rated 6kW/6kW Battery Access, 240Vac, 60 Hz, 2 Unfused Input, 12 Yr Warr, Ground-Fault/Arc-Fault Protection, RS485 and Ethernet, with 5 Year Cell plan, -40C, AC RSD, w/RGM, and Consumption Meter (Add CT’s), SetApp Enabled, UL1741-SA, SE6000H-USSNBBL14 | Inventory Item | 2440.4 | 6000 | No | Inverters | Soligent De-listing | 2309.19
310-0649 | 310-0649 | SMA, Sunny Boy SB-3.0-US 1-Ph Grid Tied Inverter, 3000W, 208/240VAC, 60Hz, integrated DC Discon, 2 MPPT Input, 10 Yr Warr, Transformerless, Arc-Fault Protection, Ethernet, NO WLAN (Wi-FI), SunSpec RSD compliant, SB3.0-1SP-US-41X | Inventory Item |  | 3000 | No | Inverters | Vendor De-listing | 0
310-0650 | 310-0650 | SMA, Sunny Boy SB-3.8-US 1-Ph Grid Tied Inverter, 3800W, 208/240VAC, 60Hz, integrated DC Discon, 2 MPPT Input, 10 Yr Warr, Transformerless, Arc-Fault Protection, Ethernet, NO WLAN (Wi-FI), SunSpec RSD compliant, SB3.8-1SP-US-41X | Inventory Item | 1213.77 | 3800 | No | Inverters | Vendor De-listing | 1092.39
310-0651 | 310-0651 | SMA, Sunny Boy SB-5.0-US 1-Ph Grid Tied Inverter, 5000W, 208/240VAC, 60Hz, integrated DC Discon, 3 MPPT Input, 10 Yr Warr, Transformerless, Arc-Fault Protection, Ethernet, NO WLAN (Wi-FI), SunSpec RSD compliant, SB5.0-1SP-US-41X | Inventory Item |  | 5000 | No | Inverters | Vendor De-listing | 0
310-0652 | 310-0652 | SMA, Sunny Boy SB-6.0-US 1-Ph Grid Tied Inverter, 6000W, 208/240VAC, 60Hz, integrated DC Discon, 3 MPPT Input, 10 Yr Warr, Transformerless, Arc-Fault Protection, Ethernet, NO WLAN (Wi-FI), SunSpec RSD compliant, SB6.0-1SP-US-41-V2 | Inventory Item | 1387.98 | 6000 | No | Inverters | Vendor De-listing | 1249.18
310-0653 | 310-0653 | SMA, Sunny Boy SB-7.0-US 1-Ph Grid Tied Inverter, 7000W, 208/240VAC, 60Hz, integrated DC Discon, 3 MPPT Input, 10 Yr Warr, Transformerless, Arc-Fault Protection, Ethernet, NO WLAN (Wi-FI), SunSpec RSD compliant, SB7.0-1SP-US-41X | Inventory Item |  | 7000 | No | Inverters | Vendor De-listing | 0
310-0654 | 310-0654 | SMA, Sunny Boy SB-7.7-US 1-Ph Grid Tied Inverter, 7700W, 208/240VAC, 60Hz, integrated DC Discon, 3 MPPT Input, 10 Yr Warr, Transformerless, Arc-Fault Protection, Ethernet, NO WLAN (Wi-FI), SunSpec RSD compliant, SB7.7-1SP-US-41-V2 | Inventory Item | 1662.14 | 7700 | No | Inverters | Vendor De-listing | 1495.92
310-0655 | 310-0655 | Solis, 1P10k, 1-Ph, Grid Tied Inverter, 10,000W, 208/240Vac, 60 Hz, SOLIS-1P10K-4G-US-SA2-NE-RT | Inventory Item | 1523.18 | 10000 | No | Inverters | Vendor De-listing | 1469.42
310-0659 | 310-0659 | SolarEdge, SE3000H-US HD-Wave, 1-Ph, Grid Tied Inverter, 3000W, 240Vac, 60 Hz, 2 Unfused Input, 12 Yr. Warranty, Ground-Fault/Arc-Fault Protection, Ungrounded, RS485 and Ethernet, -40C, AC RSD, UL1741-SA, SetApp Enabled, Compatible with Energy Net Communicator, SE3000H-US000BEU4 | Inventory Item | 1172.61 | 3000 | No | Inverters | Shippable | 1096.96
310-6001 |  | SolarEdge, SE10000H-US, HD-Wave, 1-Ph, Grid Tied Inverter, 10kW, 240Vac, 60 Hz, 3 Unfused Input, 12 Yr Warr, Ground-Fault/Arc-Fault Protection, Ungrounded, RS485 and Ethernet, -40C, AC-RSD, UL-1741-SA, SetApp Enabled, SE10000H-US00BNEU4 | Inventory Item | 2105.19 | 10000 | No | Inverters | Soligent De-listing | 1980.69
311-0001 | 311-0001 | Sol-Ark, 12kW Battery or Battery-Less Inverter, 12,000W, 120/240-208Vac, 48VDC, Transformerless Sinewave, Grid Tie/Off-Grid, AC and/or DC Coupled, 2 MPPT PV inputs, with AFCI/GFDI, BTS & Dual AC inputs, 10 Yr Warr, UL1741-SA (Rule-21), NEMA 1, SA-12K | Inventory Item | 7500 | 12000 | No | Inverters | Soligent De-listing | 5833.33
311-0002 | 311-0002 | OutBack, FX/VFX AC Board, must specify inverter model when ordering, FX-AC | Inventory Item | 248.61 |  | No | Inverters | Shippable | 210.59
311-0003 | 311-0003 | OutBack, FX/VFX Control Board, must specify inverter model when ordering, FX-CNTRLL | Inventory Item | 373.61 |  | No | Inverters | Shippable | 316.47
311-0004 | 311-0004 | OutBack, FX/VFX FET Board, must specify battery voltage when ordering, FX-FET | Inventory Item | 538.89 |  | No | Inverters | Shippable | 456.47
311-0005 | 311-0005 | Outback, GTFX2524 battery inverter, 2500W, 120VAC, 60Hz, 50A Transfer, 24VDC, Sinewave, Grid Tied, 5 Yr Warr, 55A Charger, with BTS, GTFX2524 | Inventory Item | 2938.99 | 2500 | No | Inverters | Soligent De-listing | 0
311-0006 | 311-0006 | Outback, GTFX3048 battery inverter, 3000W, 120VAC, 60Hz, 50A Transfer, 48VDC, Sinewave, Grid Tied, 5 Yr Warr, 35A Charger, with BTS, GTFX3048 | Inventory Item | 2938.99 | 3000 | No | Inverters | Vendor De-listing | 0
311-0007 | 311-0007 | Outback, GVFX3524 battery inverter, 3500W, 120VAC, 60Hz, 50A Transfer, 24VDC, Sinewave, Grid Tied, 5 Yr Warr, 85A Charger, with BTS, GVFX3524 | Inventory Item | 1912.86 | 3500 | No | Inverters | Soligent De-listing | 1575.29
311-0008 | 311-0008 | Outback, GVFX3648 battery inverter, 3600W, 120VAC, 60Hz, 50A Transfer, 48VDC, Sinewave, Grid Tied, 5 Yr Warr, 45A Charger, with BTS, GVFX3648 | Inventory Item | 4046.99 | 3600 | No | Inverters | Vendor De-listing | 0
311-0011 | 311-0011 | SMA, Sunny Island 4248U battery inverter, 4200W, 120VAC, 60Hz, 56A Transfer, 48VDC, Sinewave, Off Grid, 100A Charger, 5 Yr Warr, with BTS, SI 4248U | Inventory Item | 5906 | 4200 | No | Inverters | Vendor De-listing | 0
311-0012 | 311-0012 | SMA, Sunny Island 5048U battery inverter, 5000W, 120VAC, 60Hz, 56A Transfer, 48VDC, Sinewave, Off Grid, 100A Charger, 5 Yr Warr, with BTS, SI 5048U | Inventory Item | 3060 | 5000 | No | Inverters | Soligent De-listing | 0
311-0014 | 311-0014 | Schneider Electric, XW4024-120/240-60 battery inverter, 4000W, 120/240VAC, 60Hz, 60A Transfer, 24VDC, Sinewave, Grid Tied, 150A Charger, 5 Yr Warr, with BTS, RNW8651010 | Inventory Item | 3801.99 | 4000 | No | Inverters | Vendor De-listing | 0
311-0015 | 311-0015 | Schneider Electric, XW4548-120/240-60 battery inverter, 4500W, 120/240VAC, 60Hz, 60A Transfer, 48VDC, Sinewave, Grid Tied, 85A Charger, 5 Yr Warr, with BTS, RNW8651005 | Inventory Item | 3801.99 | 4500 | No | Inverters | Vendor De-listing | 0
311-0016 | 311-0016 | Schneider Electric, XW6048-120/240-60 battery inverter, 6000W, 120/240VAC, 60Hz, 60A Transfer, 48VDC, Sinewave, Grid Tied, 100A Charger, 5 Yr Warr, with BTS, RNW865100001 | Inventory Item | 3520.8 | 6000 | No | Inverters | Vendor De-listing | 0
311-0018 | 311-0018 | SMA, Sunny Island 3324 battery ROW Inverter, 3300W, 230VAC, 50Hz, 56A Transfer, 24VDC, Sinewave, Off Grid, 104A Charger, 5 Yr Warr, with BTS, SI 3324 | Inventory Item | 5356 | 3300 | No | Inverters | Vendor De-listing | 0
311-0019 | 311-0019 | SMA, Sunny Island 5048 battery ROW Inverter, 5000W, 230VAC, 50Hz, 56A Transfer, 48VDC, Sinewave, Grid Tied, 100A Charger, 5 Yr Warr, with BTS, SI 5048 ROW | Inventory Item | 1495.83 | 5000 | No | Inverters | Vendor De-listing | 0
311-0020 | 311-0020 | SMA, Sunny Island 4248 battery ROW Inverter, 4200W, 230VAC, 50Hz, 56A Transfer, 48VDC, Sinewave, Off Grid, 80A Charger, 5 Yr Warr, with BTS, SI 4248 | Inventory Item | 2668.98 | 4200 | No | Inverters | Vendor De-listing | 0
311-0021 | 311-0021 | Schneider Electric, XW4548-230-50 battery ROW Inverter, 4500W, 230VAC, 50Hz, 56A Transfer, 48VDC, Sinewave, Grid Tied, 85A Charger, 5 Yr Warr, with BTS, ROW, RNW865104061 | Inventory Item | 5019 | 4500 | No | Inverters | Soligent De-listing | 0
311-0022 | 311-0022 | Schneider Electric, XW4024-230-50 battery ROW Inverter, 4000W, 230VAC, 50Hz, 56A Transfer, 24VDC, Sinewave, Grid Tied, 150A Charger, 5 Yr Warr, with BTS, ROW, RNW865104561 | Inventory Item | 4926 | 4000 | No | Inverters | Soligent De-listing | 0
311-0029 | 311-0029 | Schneider Electric, XW6048-230-50 battery ROW Inverter, 6000W, 230VAC, 50Hz, 56A Transfer, 48VDC, Sinewave, Grid Tied, 100A Charger, 5 Yr Warr, with BTS, ROW, RNW865103561 | Inventory Item | 2726.5 | 6000 | No | Inverters | Vendor De-listing | 0
311-0031 | 311-0031 | Outback, GVFX3648LA battery inverter, 3600W, 127VAC, 60Hz, 50A Transfer, 48VDC, Sinewave, Grid Tied, 5 Yr Warr, 45A Charger, with BTS, NOT INTENDED FOR USE IN THE U.S. OR CANADA, GVFX3648LA | Inventory Item | 1732.5 | 3600 | No | Inverters | Vendor De-listing | 0
311-0032 | 311-0032 | Outback, GFX1448E battery ROW inverter, 1400W, 230VAC, 50 Hz, 30A Transfer, 48VDC, Sinewave, Grid Tied, 5 Yr Warr, 20A Charger, with BTS, GFX1448E | Inventory Item | 2113.99 | 1400 | No | Inverters | Soligent De-listing | 0
311-0033 | 311-0033 | Outback, GVFX3024E battery ROW Inverter, 3000W, 230VAC, 50Hz, 25A Transfer, 24VDC, Sinewave, Grid Tied, 5 Yr Warr, 80A Charger, with BTS, GVFX3024E | Inventory Item | 2859 | 3000 | No | Inverters | Vendor De-listing | 0
311-0034 | 311-0034 | Outback, GVFX3048E battery ROW Inverter, 3000W, 230VAC, 50Hz, 25A Transfer, 48VDC, Sinewave, Grid Tied, 5 Yr Warr, 40A Charger, with BTS, GVFX3048E | Inventory Item | 2286.99 | 3000 | No | Inverters | Vendor De-listing | 0
311-0035 | 311-0035 | Outback, Radian GS8048 battery inverter, 8000W, 120/240VAC, 60Hz, 50A Transfer, 48VDC, Sinewave, Grid Tied, 5 Yr Warr, 115A Charger, with BTS & dual AC inputs, GS8048 | Inventory Item | 6265.99 | 8000 | No | Inverters | Vendor De-listing | 0
311-0036 | 311-0036 | Outback, GFX1424 battery inverter, 1400W, 120VAC, 60Hz, 40A Transfer, 24VDC, Sinewave, Grid Tied, 5 Yr Warr, 40A Charger, with BTS, GFX1424 | Inventory Item | 1257.14 | 1400 | No | Inverters | Vendor De-listing | 0
311-0037 | 311-0037 | Outback, GFX1548 battery inverter, 1500W, 120VAC, 60Hz, 40A Transfer, 48VDC, Sinewave, Grid Tied, 5 Yr Warr, 20A Charger, with BTS, GFX1548 | Inventory Item | 1257.14 | 1500 | No | Inverters | Vendor De-listing | 0
311-0038 | 311-0038 | Outback, GFX1424E battery ROW Inverter, 1400W, 230VAC, 50Hz, 40A Transfer, 24VDC, Sinewave, Grid Tied, 5 Yr Warr, 40A Charger, with BTS, GFX1424E | Inventory Item | 1257.14 | 1400 | No | Inverters | Vendor De-listing | 0
311-0039 | 311-0039 | SMA, Sunny Island 4548 Battery Inverter, 4500W, 120VAC, 60Hz, 56A Transfer, 48VDC, Sinewave, 100A Charger, 5 Yr Warr, with BTS, SI4548-US-10 | Inventory Item | 4095.71 | 4500 | No | Inverters | Vendor De-listing | 3185.56
311-0041 | 311-0041 | Outback, GFX1312 battery inverter, 1300W, 120VAC, 60Hz, 40A Transfer, 12VDC, Sinewave, Grid Tied, 5 Yr Warr, 70A Charger, with BTS, GFX1312 | Inventory Item | 1257.14 | 1300 | No | Inverters | Vendor De-listing | 0
311-0042 | 311-0042 | SMA, Sunny Island 6.0H battery ROW Inverter, 6000W, 230VAC, 50Hz, 50A Transfer, 48VDC, Sinewave, Grid Tied, 100A Charger, 5 Yr Warr, with BTS, ROW, SI 6.0H – 11 | Inventory Item | 8578 | 6000 | No | Inverters | Soligent De-listing | 0
311-0043 | 311-0043 | SMA, Sunny Island 8.0H battery ROW Inverter, 8000W, 230VAC, 50Hz, 50A Transfer, 48VDC, Sinewave, Grid Tied, 115A Charger, 5 Yr Warr, with BTS, SI 8.0H-11 | Inventory Item | 7980.72 | 8000 | No | Inverters | Vendor De-listing | 0
311-0044 | 311-0044 | Outback, Radian GS7048E battery ROW Inverter, 7000W, 230VAC, 50Hz, 50A Transfer, 48VDC, Sinewave, Grid Tied, 5 Yr Warr, 100A Charger, with BTS & dual AC inputs, GS7048E | Inventory Item | 3974.29 | 7000 | No | Inverters | Soligent De-listing | 3272.94
311-0050 | 311-0050 | OutBack, Radian GS8048A battery inverter, 8000W, 120/240VAC, 60Hz, 50A Transfer, 48VDC, Sinewave, Grid Tied, 5 Yr Warr, 115A Charger, with BTS & dual AC inputs, Polished Finish, GS8048A | Inventory Item | 7511.8 | 8000 | No | Inverters | Vendor De-listing | 0
311-0051 | 311-0051 | OutBack, Radian GS4048A battery inverter, 4000W, 120/240VAC, 60Hz, 50A Transfer, 48VDC, Sinewave, Grid Tied, 5 Yr Warr, 57A Charger, with BTS & dual AC inputs, Polished Finish, GS4048A | Inventory Item | 5005.78 | 4000 | No | Inverters | Vendor De-listing | 0
311-0052 | 311-0052 | OutBack, Radian GS3548E battery ROW inverter, 3500W, 230 VAC, 50/60Hz, 50A Transfer, 48VDC, Sinewave, Grid Tied, 5 Yr Warr, 50A Charger, with BTS & dual AC inputs, GS3548E | Inventory Item | 2224.86 | 4000 | No | Inverters | Soligent De-listing | 1832.24
311-0053 | 311-0053 | Schneider Electric, CONEXT XW+ 6848 NA battery inverter, 6800W, 120/240VAC, 60Hz, 60A Transfer, 48VDC, Sinewave, Grid Tied, 140A PFC Charger, 5 Yr Warr, with BTS, RNW865684801 | Inventory Item | 5421.69 | 6800 | No | Inverters | Soligent De-listing | 0
311-0054 | 311-0054 | Schneider Electric, CONEXT XW+5548-NA battery inverter, 5500W, 120/240VAC, 50/60Hz, 60A Transfer, 48VDC, Sinewave, Grid Tied, 110A PFC Charger, 5 Yr Warr, with BTS, 865-5548-01 | Inventory Item | 4638.56 | 5500 | No | Inverters | Vendor De-listing | 0
311-0055 | 311-0055 | Schneider Electric, CONEXT XW+8548E-230, ROW battery inverter, 6800W, 230VAC, 50/60Hz, 60A Transfer, 48VDC, Sinewave, Grid Tied, 140A PFC Charger, 5 Yr Warr, with BTS, 865-8548-61 | Inventory Item | 3630 | 8500 | No | Inverters | Vendor De-listing | 2989.41
311-0056 | 311-0056 | Schneider Electric, CONEXT XW+7048E-230, ROW battery inverter, 5500W, 230VAC, 50/60Hz, 60A Transfer, 48VDC, Sinewave, Grid Tied, 110A PFC Charger, 5 Yr Warr, with BTS, ROW, 865-7048-61 | Inventory Item | 3311.43 | 7000 | No | Inverters | Soligent De-listing | 2727.06
311-0057 | 311-0057 | Outback, GTFX2024E battery ROW Inverter, 2000W, 230VAC, 50Hz, 30A Transfer, 24VDC, Sinewave, Grid Tied, 5 Yr Warr, 55A Charger, with BTS, GTFX2024E | Inventory Item | 2469 | 2000 | No | Inverters | Vendor De-listing | 0
311-0058 | 311-0058 | Outback, GVFX3524LA battery ROW Inverter, 3500W, 127VAC, 60Hz, 5 Yr Warr, GVFX3524LA | Inventory Item | 1736.43 | 3500 | No | Inverters | Soligent De-listing | 1430
311-0059 | 311-0059 | Outback, FXR3048A Battery Inverter, 3000W, 120VAC, 60Hz(50Hz) selectable, 60A AC input, 48VDC, Sinewave, Grid Tied, 5 Yr Warr, 35A Charger, with BTS, FXR3048A | Inventory Item | 1759.83 | 3000 | No | Inverters | Vendor De-listing | 1449.27
311-0060 | 311-0060 | Outback, FXR2524A Battery Inverter, 2500W, 120VAC, 60Hz(50Hz) selectable, 60A AC input, 24VDC, Sinewave, Grid Tied, 5 Yr Warr, 55A Charger, with BTS, FXR2524A | Inventory Item | 2968.38 | 2500 | No | Inverters | Vendor De-listing | 0
311-0061 | 311-0061 | Outback, FXR2012A Battery Inverter, 2000W, 120VAC, 60Hz(50Hz) selectable, 60A AC input, 12VDC, Sinewave, Grid Tied, 5 Yr Warr, 100A Charger,with BTS, FXR2012A | Inventory Item | 1756.86 | 2000 | No | Inverters | Soligent De-listing | 1446.82
311-0062 | 311-0062 | Outback, VFXR3648A Battery Inverter, 3600W, 120VAC, 60Hz(50Hz) selectable, 60A AC input, 48VDC, Sinewave, Grid Tied, 5 Yr Warr, 45A Charger, with BTS, VFXR3648A | Inventory Item | 2667.6 | 3600 | No | Inverters | Vendor De-listing | 0
311-0063 | 311-0063 | Outback, VFXR3524A Battery Inverter, 3500W, 120VAC, 60Hz(50Hz) selectable, 60A AC input, 24VDC, Sinewave, Grid Tied, 5 Yr Warr, 85A Charger, with BTS, VFXR3524A | Inventory Item | 3218.98 | 3500 | No | Inverters | Vendor De-listing | 0
311-0064 | 311-0064 | Outback, VFXR2812A Battery Inverter, 2800W, 120VAC, 60Hz(50Hz) selectable, 60A AC input, 12VDC, Sinewave, Grid Tied, 5 Yr Warr, 125A Charger, with BTS, VFXR2812A | Inventory Item | 1910.13 | 2800 | No | Inverters | Shippable | 1818.07
311-0064 : 311-0064_S | 311-0064_S | Outback, VFXR2812A Battery Inverter, 2800W, 120VAC, 60Hz(50Hz) selectable, 60A AC input, 12VDC, Sinewave, Grid Tied, 5 Yr Warr, 125A Charger, with BTS, VFXR2812A | Inventory Item | 1707.91 | 2800 | No | Inverters | Soligent De-listing | 1647.64
311-0065 | 311-0065 | Outback, FXR2348E Battery ROW Inverter, 2300W, 230VAC, 60Hz(50Hz) selectable, 60A AC input, 48VDC, Sinewave, Grid Tied, 5 Yr Warr, 35A Charger, with BTS, FXR2348E | Inventory Item | 1708.57 | 2300 | No | Inverters | Soligent De-listing | 1407.06
311-0066 | 311-0066 | Outback, FXR2024E Battery ROW Inverter, 2000W, 230VAC, 60Hz(50Hz) selectable, 60A AC input, 24VDC, Sinewave, Grid Tied, 5 Yr Warr, 55A Charger, with BTS, FXR2024E | Inventory Item | 1708.57 | 2000 | No | Inverters | Soligent De-listing | 1407.06
311-0067 | 311-0067 | Outback, FXR2012E Battery ROW Inverter, 2000W, 230VAC, 60Hz(50Hz) selectable, 60A AC input, 12VDC, Sinewave, Grid Tied, 5 Yr Warr, 100A Charger, with BTS, FXR2012E | Inventory Item | 1708.57 | 2000 | No | Inverters | Soligent De-listing | 1407.06
311-0068 | 311-0068 | Outback, VFXR3048E Battery ROW Inverter, 3000W, 230VAC, 60Hz(50Hz) selectable, 60A AC input, 48VDC, Sinewave, Grid Tied, 5 Yr Warr, 45A Charger, with BTS, VFXR3048E | Inventory Item | 1630 | 3000 | No | Inverters | Soligent De-listing | 1342.35
311-0069 | 311-0069 | Outback, VFXR3024E Battery ROW Inverter, 3000W, 230VAC, 60Hz(50Hz) selectable, 60A AC input, 24VDC, Sinewave, Grid Tied, 5 Yr Warr, 85A Charger, with BTS, VFXR3024E | Inventory Item | 1782.86 | 3000 | No | Inverters | Soligent De-listing | 1468.24
311-0070 | 311-0070 | Outback, VFXR2612E Battery ROW Inverter, 2600W, 230VAC, 60Hz(50Hz) selectable, 60A AC input, 12VDC, Sinewave, Grid Tied, 5 Yr Warr, 125A Charger, with BTS, VFXR2612E | Inventory Item | 1782.86 | 2600 | No | Inverters | Soligent De-listing | 1468.24
311-0071 | 311-0071 | Outback, VFXR3648A Battery Inverter, 3600W, 120VAC, 60Hz(50Hz) selectable, 60A AC input, 48VDC, Sinewave, Grid Tied or off-grid, 5 Yr Warr, 45A Charger, with BTS, plus Mate3, VFXR3648A/M3 | Inventory Item | 3365 | 3600 | No | Inverters | Soligent De-listing | 0
311-0072 | 311-0072 | Outback, VFXR3048E Battery ROW Inverter, 3000W, 230VAC, 60Hz(50Hz) selectable, 60A AC input, 48VDC, Sinewave, Grid Tied or off-grid, 5 Yr Warr, 45A Charger, with BTS, plus Mate3, VFXR3048E/M3 | Inventory Item | 3494 | 3000 | No | Inverters | Soligent De-listing | 0
311-0073 | 311-0073 | Schneider Electric, CONEXT XW+ 6848 NA battery inverter, 6800W, 120/240VAC, 60Hz, 60A Transfer, 48VDC, Sinewave, Grid Tied, 140A PFC Charger, 5 Yr Warr, with BTS, 865-6848-01 | Inventory Item | 3525.71 | 6800 | No | Inverters | Vendor De-listing | 2903.53
311-0074 | 311-0074 | Schneider Electric, CONEXT XW+5548-NA battery inverter, 5500W, 120/240VAC, 50/60Hz, 60A Transfer, 48VDC, Sinewave, Grid Tied, 110A PFC Charger, 5 Yr Warr, with BTS, 865-5548-01 | Inventory Item | 2918.57 | 5500 | No | Inverters | Vendor De-listing | 0
311-0077 | 311-0077 | Outback, FXR3048A-01 Battery Inverter, 3000W, 120VAC, 60Hz(50Hz) selectable, 60A AC input, 48VDC, Sinewave, Grid Tied, 5 Yr Warr, 35A Charger, with BTS, UL1741-SA, FXR3048A-01 | Inventory Item | 1678.95 | 3000 | No | Inverters | Soligent De-listing | 1618.27
311-0077 : 311-0077_S | 311-0077_S | Outback, FXR3048A-01 Battery Inverter, 3000W, 120VAC, 60Hz(50Hz) selectable, 60A AC input, 48VDC, Sinewave, Grid Tied, 5 Yr Warr, 35A Charger, with BTS, UL1741-SA, FXR3048A-01 | Inventory Item | 1574.74 | 3000 | No | Inverters | Soligent De-listing | 1519.16
311-0078 | 311-0078 | Outback, FXR2524A-01 Battery Inverter, 2500W, 120VAC, 60Hz(50Hz) selectable, 60A AC input, 24VDC, Sinewave, Grid Tied, 5 Yr Warr, 55A Charger, with BTS, FXR2524A-01 | Inventory Item | 2459.6 | 2500 | No | Inverters | Soligent De-listing | 1242.22
311-0081 | 311-0081 | OutBack, SkyBox Battery or Battery-Less Inverter, 5000W, 120/240VAC, 48VDC, Transformerless Sinewave, Grid Tie/Off-Grid, 2, 600V PV inputs, with AFCI/GFDI, 100A Charger, with BTS & Dual AC inputs, 5 Yr Warr, UL1741-SA (Rule-21), NEMA 3R, SBX5048 | Inventory Item | 3407.3 | 5000 | No | Inverters | Vendor De-listing | 3284.14
311-0081 : 311-0081_S | 311-0081_S | OutBack, SkyBox Battery or Battery-Less Inverter, 5000W, 120/240VAC, 48VDC, Transformerless Sinewave, Grid Tie/Off-Grid, 2, 600V PV inputs, with AFCI/GFDI, 100A Charger, with BTS & Dual AC inputs, 5 Yr Warr, UL1741-SA (Rule-21), NEMA 3R, SBX5048 | Inventory Item | 3043.9 | 5000 | No | Inverters | Soligent De-listing | 2936.47
311-0082 : 311-0082 : 311-0082 : 311-0082_S | 311-0082 : 311-0082 : 311-0082_S | Schneider Electric, CONEXT XW-Pro-6848 battery inverter, 6800W, 120/240VAC, 60Hz, 60A Transfer, 48VDC, Sinewave, Grid Tied, 140A 0.98 PFC Charger, 5 Yr Warr, with BTS, UL1741-SA (Rule-21), 865-6848-21 | Inventory Item | 2988.11 | 6800 | No | Inverters | Soligent De-listing | 2882.65
311-0082-B : 311-0082-B_S | 311-0082-B_S | "B" Grade Schneider Electric, CONEXT XW-Pro-6848 battery inverter, 6800W, 120/240VAC, 60Hz, 60A Transfer, 48VDC, Sinewave, Grid Tied, 140A 0.98 PFC Charger, 5 Yr Warr, with BTS, UL1741-SA (Rule-21), 865-6848-21 | Inventory Item | 2729.74 | 6800 | No | Inverters | Soligent De-listing | 2633.4
311-0091 | 311-0091 | Storz Power, Sol-Ark, 12K EMP Hardened Battery or Battery-Less Inverter, 9,000 watt 120/240-208Vac, 50/60Hz, 48VDC, Transformerless Sinewave, Grid Tie/Off-Grid, AC and/or DC Coupled, 2 MPPT PV inputs, with AFCI/GFDI, BTS & Dual AC inputs, 10 Yr. Warr, UL1741-SA (Rule-21), NEMA 3R, 10269 | Inventory Item | 8902.44 | 12000 | No | Inverters | Shippable | 7800
311-0095 | 311-0095 | Outback, Mojave 8kW Battery Inverter, AC Coupled ONLY, 8kW 120/240Vac Grid-Tie/Off Grid, 48 Volt, with 2, 200A CT’s, 10 Yr. Warr, NEMA 1, OGHI8048A | Inventory Item | 5000 | 8000 | No | Inverters | Shippable | 4823.53
312-0000 | 312-0000 | SMA, Windy Boy, 6000US Inverter, 6000W, Wind Inverter, specify turbine, SB 6000US WB | Inventory Item | 8547 | 6000 | No | Inverters | Soligent De-listing | 0
312-0003 | 312-0003 | SMA, Windy Boy, 3000US Inverter, 3000W, Wind Inverter, specify turbine, SB 3000US WB | Inventory Item | 2575 | 3000 | No | Inverters | Soligent De-listing | 0
312-0005 | 312-0005 | SMA, Windy Boy, 7000US Inverter, 7000W, Wind Inverter for Proven 6kW turbine, SB 7000US WB 6kW | Inventory Item | 5426 | 7000 | No | Inverters | Vendor De-listing | 0
312-0008 | 312-0008 | SMA, Windy Boy, 8000US Inverter, 8000W, Wind Inverter, specify turbine, SB 8000US WB | Inventory Item | 10116 | 8000 | No | Inverters | Soligent De-listing | 0
312-0009 | 312-0009 | SMA, Windy Boy, 5000US Inverter, 5000W, Wind Inverter, specify turbine, SB 5000US WB | Inventory Item | 8026 | 5000 | No | Inverters | Soligent De-listing | 0
312-0010 | 312-0010 | SMA, Windy Boy, 7000US Inverter, 7000W, Wind Inverter, specify turbine, SB 7000US WB | Inventory Item | 9302 | 7000 | No | Inverters | Soligent De-listing | 0
313-0000 | 313-0000 | Growatt, 3.8kW-V2 Battery or Battery-Less Grid-Tie Inverter, 3800 watt, 240/208Vac, 50/60Hz, 600Vdc Max, AC or DC Coupled, 2 MPPT PV inputs, with AFCI/GFDI, Tigo RSD Transmitter , 10 Yr. Warranty, UL1741-SB (Rule-21), NEMA 4X, MIN 3800TL-XH-US, PV01.0070101 | Inventory Item | 908.64 | 3800 | No | Inverters | Shippable | 817.78
313-0001 | 313-0001 | Growatt, 7.6kW-V2 Battery or Battery-Less Grid-Tie Inverter, 7600 watt, 240/208Vac, 50/60Hz, 600Vdc Max, AC or DC Coupled, 3 MPPT PV inputs, with AFCI/GFDI, Tigo RSD Transmitter , 10 Yr. Warranty, UL1741-SB (Rule-21), NEMA 4X, MIN 7600TL-XH-US, PV01.0070400 | Inventory Item | 1092.59 | 7600 | No | Inverters | Shippable | 983.33
313-0002 | 313-0002 | Growatt, 8.2kW-V2 Battery or Battery-Less Grid-Tie Inverter, 8200 watt, 240/208Vac, 50/60Hz, 600Vdc Max, AC or DC Coupled, 4 MPPT PV inputs, with AFCI/GFDI, APS RSD Transmitter , 10 Yr. Warranty, UL1741-SB (Rule-21), NEMA 4X, MIN 8200TL-XH-US, PV01.0073000 | Inventory Item | 1232.1 | 8200 | No | Inverters | Shippable | 1108.89
313-0003 | 313-0003 | Growatt, 9kW-V2 Battery or Battery-Less Grid-Tie Inverter, 9000 watt, 240/208Vac, 50/60Hz, 600Vdc Max, AC or DC Coupled, 4 MPPT PV inputs, with AFCI/GFDI, APS RSD Transmitter , 10 Yr. Warranty, UL1741-SB (Rule-21), NEMA 4X, MIN 9000TL-XH-US, PV01.0073100 | Inventory Item | 1270.37 | 9000 | No | Inverters | Shippable | 1143.33
313-0004 | 313-0004 | SMA, Sunny Boy 3000HF Grid tied ROW Inverter, Includes High Frequency Transformer, 3kW, 230V, 50Hz, 5 Yr Warr, Bluetooth, SB3000HF-30 | Inventory Item | 3298 | 3000 | No | Inverters | Vendor De-listing | 0
313-0005 | 313-0005 | SMA, Sunny Boy 1200 Grid tied ROW Inverter, Includes Low Frequency Transformer, 1.2kW, 230V, 50Hz, 5 Yr Warr, SB1200 | Inventory Item | 1856 | 1200 | No | Inverters | Vendor De-listing | 0
313-0006 | 313-0006 | SMA, Sunny Boy 2500HF Grid tied ROW Inverter, Includes High Frequency Transformer, 2.5kW, 230V, 50Hz, 5 Yr Warr, Bluetooth, SB2500HF-30 | Inventory Item | 3092 | 2500 | No | Inverters | Vendor De-listing | 0
313-0007 | 313-0007 | Growatt, 11.4kW-V2 Battery or Battery-Less Grid-Tie Inverter, 11400 watt, 240/208Vac, 50/60Hz, 600Vdc Max, AC or DC Coupled, 4 MPPT PV inputs, with AFCI/GFDI, APS RSD Transmitter , 10 Yr. Warranty, UL1741-SB (Rule-21), NEMA 4X, MIN 11400TL-XH-US, PV01.0073300 | Inventory Item | 1537.04 | 11400 | No | Inverters | Shippable | 1383.33
313-0008 | 313-0008 | SMA, Sunny Boy 3000 Grid tied ROW Inverter, Includes Low Frequency Transformer, 3kW, 230V, 50Hz, 5 Yr Warr, SB3000 | Inventory Item | 3154 | 3000 | No | Inverters | Vendor De-listing | 0
313-0009 | 313-0009 | SMA, Sunny Boy 3300 Grid tied ROW Inverter, Includes Low Frequency Transformer, 3.3kW, 230VAC, 50Hz, 5 Yr Warr, SB3300-11 | Inventory Item | 930 | 3300 | No | Inverters | Vendor De-listing | 0
313-0010 | 313-0010 | SMA, Sunny Boy 2500 Grid tied ROW Inverter, Includes Low Frequency Transformer, 2.5kW, 230V, 50Hz, 5 Yr Warr, SB2500 | Inventory Item | 2904 | 2500 | No | Inverters | Vendor De-listing | 0
313-0011 | 313-0011 | SMA, Sunny Boy 3800 Grid tied ROW Inverter, Includes Low Frequency Transformer, 3.8kW, 230VAC, 50Hz, 5 Yr Warr, SB3800 | Inventory Item | 3668 | 3800 | No | Inverters | Vendor De-listing | 0
313-0012 | 313-0012 | SMA, Sunny Tripower 8000TL-10, Grid tied ROW Inverter, Transformerless, 3-Ph, 8kW, 230VAC, 50Hz, 1000VDC, DC Discon, 5 Yr Warr, Bluetooth, STP 8000TL-10 | Inventory Item | 7520 | 10000 | No | Inverters | Vendor De-listing | 0
313-0013 | 313-0013 | SMA, Sunny Boy 5000TL Grid-tied ROW Inverter, Transformerless, 5kW, 230V, 50Hz, 5 Yr Warr, Bluetooth, SB5000TL-20 | Inventory Item | 5048 | 5000 | No | Inverters | Vendor De-listing | 0
313-0014 | 313-0014 | SMA, Sunny Mini Central 5000A, Grid tied inverter, Includes Low Frequency Transformer, 5kW, 213V - 600V, 50/60Hz, 5 Year Warr, SMC 5000A | Inventory Item | 5190 | 5000 | No | Inverters | Vendor De-listing | 0
313-0015 | 313-0015 | SMA, Sunny Mini Central 6000A, Grid tied inverter, Includes Low Frequency Transformer, 6kW, 213V - 600V, 50/60Hz, 5 Year Warr, SMC 6000A | Inventory Item | 5289 | 6000 | No | Inverters | Vendor De-listing | 0
313-0016 | 313-0016 | SMA, Sunny Mini Central 6000TL, Grid tied ROW Inverter, Transformerless, 6kW, 230VAC, 50Hz, 5 Yr Warr, SMC6000TL /RP | Inventory Item | 5564 | 6000 | No | Inverters | Vendor De-listing | 0
313-0017 | 313-0017 | SMA, Sunny Mini Central 7000TL, Grid tied ROW Inverter, Transformerless, 7kW, 230VAC, 50Hz, 5 Yr Warr, SMC7000TL /RP | Inventory Item | 5770 | 7000 | No | Inverters | Vendor De-listing | 0
313-0018 | 313-0018 | SMA, Sunny Boy 1700 Grid tied ROW Inverter, Includes Low Frequency Transformer, 1.7kW, 230V, 50Hz, 5 Yr Warr, SB1700 | Inventory Item | 2204 | 1700 | No | Inverters | Vendor De-listing | 0
313-0019 | 313-0019 | SMA, Sunny Mini Central 8000TL, Grid tied ROW Inverter, Transformerless, 8kW, 230VAC, 50Hz, 5 Yr Warr, SMC 8000TL /RP | Inventory Item | 5976 | 8000 | No | Inverters | Vendor De-listing | 0
313-0020 | 313-0020 | SMA, Sunny Mini Central 9000TL, Grid tied ROW Inverter, Transformerless, 9kW, 230VAC, 50Hz, 5 Yr Warr, SMC 9000TL /RP | Inventory Item | 6594 | 9000 | No | Inverters | Vendor De-listing | 0
313-0021 | 313-0021 | SMA, Sunny Tripower 10000TL-10, Grid tied ROW Inverter, Transformerless, 3-Ph, 10kW, 230VAC, 50Hz, 1000VDC, DC Discon, 5 Yr Warr, Bluetooth, STP, 10000TL-10 | Inventory Item | 7676 | 10000 | No | Inverters | Vendor De-listing | 0
313-0022 | 313-0022 | SMA, Sunny Mini Central 11000TL, Grid tied ROW Inverter, Transformerless, 11kW, 230VAC, 50Hz, 5 Yr Warr, SMC11000TL /RP | Inventory Item | 6995 | 11000 | No | Inverters | Soligent De-listing | 0
313-0023 | 313-0023 | SMA, Sunny Mini Central 7000HV, Grid tied ROW Inverter, Includes Low Frequency Transformer, 1-Ph, 7kW, 230VAC, 50Hz, 800VDC, 5 Yr Warr, Ungrounded, SMC7000HV | Inventory Item | 5976 | 7000 | No | Inverters | Vendor De-listing | 0
313-0024 | 313-0024 | SMA, Sunny Tripower 20000TL, Grid tied ROW Inverter, Transformerless, 3-Ph, 20kW, 230VAC, 50Hz, 1000VDC, DC Discon, 5 Yr Warr, Bluetooth, STP20000TLEE-10 | Inventory Item | 10323 | 20000 | No | Inverters | Soligent De-listing | 0
313-0025 | 313-0025 | SMA, Sunny Tripower 17000TL-10, Grid tied ROW Inverter, Transformerless, 3-Ph, 17kW, 230VAC, 50Hz, 1000VDC, DC Discon, 5 Yr Warr, Bluetooth, STP 17000TL-10 | Inventory Item | 9981 | 17000 | No | Inverters | Soligent De-listing | 0
313-0026 | 313-0026 | SMA, Sunny Tripower 12000TL-10, Grid tied ROW Inverter, Transformerless, 3-Ph, 12kW, 230VAC, 50Hz, 1000VDC, DC Discon, 5 Yr Warr, Bluetooth, STP 12000TL-10 | Inventory Item | 8198 | 12000 | No | Inverters | Vendor De-listing | 0
313-0027 | 313-0027 | SMA, Sunny Tripower 15000TL-10, Grid tied ROW Inverter, Transformerless, 3-Ph, 15kW, 230VAC, 50Hz, 1000VDC, DC Discon, 5 Yr Warr, Bluetooth, STP 15000TL-10 | Inventory Item | 7465 | 15000 | No | Inverters | Vendor De-listing | 0
313-0028 | 313-0028 | SMA, Sunny Mini Central 10000TL, Grid tied ROW Inverter, Transformerless, 10kW, 230VAC, 50Hz, 5 Yr Warr, SMC10000TL /RP | Inventory Item | 6607.98 | 10000 | No | Inverters | Vendor De-listing | 0
313-0029 | 313-0029 | SMA, Sunny Tripower 10000TL-20, Grid tied ROW Inverter, Transformerless, 3-Ph, 10kW, 230VAC, 50Hz, 1000VDC, DC Discon, 5 Yr Warr, Speedwire, STP10000TL-20 | Inventory Item | 6978 | 10000 | No | Inverters | Soligent De-listing | 0
313-0030 | 313-0030 | SMA, Sunny Tripower 12000TL-20, Grid tied ROW Inverter, Transformerless, 3-Ph, 12kW, 230VAC, 50Hz, 1000VDC, DC Discon, 5 Yr Warr, STP 12000TL-20 | Inventory Item | 5822 | 12000 | No | Inverters | Vendor De-listing | 0
313-0031 | 313-0031 | SMA, Sunny Tripower 10000TL, Grid tied ROW Inverter, Transformerless, 3-Ph, 10kW, 230/400VAC, 50Hz, 1000VDC, DC Discon, Webconnect, 5 Yr Warr, STP 10000TL-20 | Inventory Item | 4387.5 | 10000 | No | Inverters | Vendor De-listing | 2437.5
313-0032 | 313-0032 | SMA, Sunny Tripower 20000TL, Grid tied ROW Inverter, Transformerless, 3-Ph, 20kW, 230/400VAC, 50Hz, 1000VDC, DC Discon, Webconnect, 5 Yr Warr, STP 20000TL-30 | Inventory Item | 6232.76 | 20000 | No | Inverters | Vendor De-listing | 0
320-0000 | 320-0000 | Outback, FX2012ET battery ROW Inverter, 2000W, 230VAC, 50Hz, 20A Transfer, 12VDC, Sinewave, Off Grid, 5 Yr Warr, 100A Charger, with BTS, FX2012ET DC/SD INVERTE OUTBACK 2000W.. | Inventory Item | 2469 | 2000 | No | Inverters | Vendor De-listing | 0
320-0002 | 320-0002 | Outback, FX2012T battery inverter, 2000W, 120VAC, 60Hz, 40A Transfer, 12VDC, Sinewave, Off Grid, 5 Yr Warr, 80A Charger, with BTS, FX2012T | Inventory Item | 3080 | 2000 | No | Inverters | Vendor De-listing | 0
320-0003 | 320-0003 | Outback, FX2024ET battery ROW Inverter, 2000W, 230VAC, 50Hz, 25A Transfer, 24VDC, Sinewave, Off Grid, 5 Yr Warr, 55A Charger, with BTS, FX2024ET | Inventory Item | 2469 | 2000 | No | Inverters | Vendor De-listing | 0
320-0005 | 320-0005 | Outback, FX2348ET battery ROW Inverter, 2300W, 230VAC, 50Hz, 25A Transfer, 48VDC, Sinewave, Off Grid, 5 Yr Warr, 35A Charger, with BTS, FX2348ET | Inventory Item | 2469 | 2300 | No | Inverters | Vendor De-listing | 0
320-0006 | 320-0006 | Outback, FX2524MT battery inverter, 2500W, 120VAC, 60Hz, 50A Transfer, 24VDC, Sinewave, Off Grid, 5 Yr Warr, 55A Charger, with BTS & Switched Ground, FX2524MT | Inventory Item | 1759.83 | 2500 | No | Inverters | Soligent De-listing | 1449.27
320-0007 | 320-0007 | Outback, FX2524T battery inverter, 2500W, 120VAC, 60Hz, 50A Transfer, 24VDC, Sinewave, Off Grid, 5 Yr Warr, 55A Charger, with BTS, FX2524T | Inventory Item | 2463.99 | 2500 | No | Inverters | Vendor De-listing | 0
320-0009 | 320-0009 | Outback, FX3048T battery inverter, 3000W, 120VAC, 60Hz, 50A Transfer, 48VDC, Sinewave, Off Grid, 5 Yr Warr, 35A Charger, with BTS, FX3048T | Inventory Item | 3080 | 3000 | No | Inverters | Vendor De-listing | 0
320-0010 | 320-0010 | Outback, VFX2612E battery ROW Inverter, 2600W, Off-Grid, 230VAC, 50Hz, 20A Transfer, 12VDC, Sinewave, Off Grid, 5 Yr Warr, 120A Charger, with BTS, VFX2612E | Inventory Item | 2859 | 2600 | No | Inverters | Vendor De-listing | 0
320-0011 | 320-0011 | Outback, VFX2812 battery inverter, 2800W, 120VAC, 60Hz, 40A Transfer, 12VDC, Sinewave, Off Grid, 5 Yr Warr, 125A Charger, with BTS, VFX2812 | Inventory Item | 3340 | 2800 | No | Inverters | Vendor De-listing | 0
320-0012 | 320-0012 | Outback, VFX2812M battery inverter, 2800W, 120VAC, 60Hz, 40A Transfer, 12VDC, Sinewave, Off Grid, 5 Yr Warr, 125A Charger, with BTS & Switched Ground, VFX2812M | Inventory Item | 1916.57 | 2800 | No | Inverters | Soligent De-listing | 1578.35
320-0013 | 320-0013 | Outback, VFX3024E battery ROW Inverter, 3000W, 230VAC, 50Hz, 25A Transfer, 24VDC, Sinewave, Off Grid, 5 Yr Warr, 85A Charger, with BTS, VFX3024E | Inventory Item | 2859 | 3000 | No | Inverters | Vendor De-listing | 0
320-0015 | 320-0015 | Outback, VFX3048E battery ROW Inverter, 3000W, 230VAC, 50Hz, 25A Transfer, 48VDC, Sinewave, Off Grid, 5 Yr Warr, 45A Charger, with BTS, VFX3048E | Inventory Item | 2859 | 3000 | No | Inverters | Vendor De-listing | 0
320-0016 | 320-0016 | Outback, VFX3524 battery inverter, 3500W, 120VAC, 60Hz, 50A Transfer, 24VDC, Sinewave, Off Grid, 5 Yr Warr, 85A Charger, with BTS, VFX3524 | Inventory Item | 2671.99 | 3500 | No | Inverters | Vendor De-listing | 0
320-0018 | 320-0018 | Outback, VFX3648 battery inverter, 3600W, 120VAC, 60Hz, 50A Transfer, 48VDC, Sinewave, Off Grid, 5 Yr Warr, 45A Charger, with BTS, VFX3648 | Inventory Item | 2671.99 | 3600 | No | Inverters | Vendor De-listing | 0
320-0038 | 320-0038 | Outback, FX2532MT battery inverter, 2500W, 120VAC, 60Hz, 40A Transfer, 32VDC, Sinewave, Off Grid, 5 Yr Warr, 35A Charger, with BTS & Switched Ground, FX2532MT | Inventory Item | 1759.83 | 2500 | No | Inverters | Vendor De-listing | 0
320-0040 | 320-0040 | Magnum, RD2212 battery inverter, 2200W, 120VAC, 60Hz, 30A Transfer, 12VDC, Modified Sine, Off Grid, 2 Yr Warr, 110A Charger, with BTS, RD2212 | Inventory Item | 1002.21 | 2200 | No | Inverters | Soligent De-listing | 825.35
320-0042 | 320-0042 | Magnum, RD4024E battery ROW Inverter, 4000W, 230VAC, 50Hz, 30A Transfer, 24VDC, Modified Sine, Off Grid, 2 Yr Warr, 105A Charger, with BTS, RD4024E | Inventory Item | 1398.21 | 4000 | No | Inverters | Soligent De-listing | 1151.47
320-0045 | 320-0045 | Magnum, MMS1012 battery inverter, 1000W, 120VAC, 60Hz, 20A Transfer, 12VDC, Sinewave, Off Grid, 2 Yr Warr, 50A Charger, with BTS, MMS1012-U | Inventory Item | 898.71 | 1000 | No | Inverters | Soligent De-listing | 740.12
320-0047 | 320-0047 | Xantrex, Trace TR1524-120-60, 1500W, Off Grid, 24VDC 120VAC, 60 Hz, RNW9891005 | Inventory Item | 1138.86 | 1500 | No | Inverters | Soligent De-listing | 0
320-0048 | 320-0048 | Xantrex, Trace TR2412-120-60, 2400W, Off Grid, 12VDC 120VAC, 60 Hz, RNW9891010 | Inventory Item | 636.84 | 2400 | No | Inverters | Soligent De-listing | 0
320-0051 | 320-0051 | Outback, VFX3232M battery inverter, 3200W, 120VAC, 60Hz, 40A Transfer, 32VDC, Sinewave, Off Grid, 5 Yr Warr, 45A Charger, with BTS & Switched Ground, VFX3232M | Inventory Item | 1912.86 | 3200 | No | Inverters | Vendor De-listing | 0
320-0052 | 320-0052 | Outback, VFX3024J battery ROW Inverter, 3000W, 120VAC, 50Hz, 50A Transfer, 24VDC, Sinewave, Off Grid, 5 Yr Warr, 85A Charger, with BTS, VFX3024J | Inventory Item | 1166.21 | 3000 | No | Inverters | Vendor De-listing | 0
320-0053 | 320-0053 | Outback, FX2348WT battery inverter, 2300W, 230VAC, 60Hz, 25A Transfer, 48VDC, Sinewave, Off Grid, 5 Yr Warr, 35A Charger, with BTS, FX2348WT | Inventory Item | 2469 | 2300 | No | Inverters | Vendor De-listing | 0
320-0054 | 320-0054 | Outback, FX2024JT battery ROW Inverter, 2000W, 120VAC, 50Hz, 50A Transfer, 24VDC, Sinewave, Off Grid, 5 Yr Warr, 55A Charger, with BTS, FX2024JT | Inventory Item | 1974.99 | 2000 | No | Inverters | Vendor De-listing | 0
320-0055 | 320-0055 | Outback, FX2024WT battery inverter, 2000W, 230VAC, 60Hz, 25A Transfer, 24VDC, Sinewave, Off Grid, 5 Yr Warr, 55A Charger, with BTS, FX2024WT | Inventory Item | 2469 | 2000 | No | Inverters | Vendor De-listing | 0
320-0056 | 320-0056 | Outback, VFX3024W battery inverter, 3000W, 230VAC, 60Hz, 25A Transfer, 24VDC, Sinewave, Off Grid, 5 Yr Warr, 85A Charger, with BTS, VFX3024W | Inventory Item | 2859 | 3000 | No | Inverters | Vendor De-listing | 0
320-0057 | 320-0057 | Outback, VFX3048W battery inverter, 3000W, 230VAC, 60Hz, 25A Transfer, 48VDC, Sinewave, Off Grid, 5 Yr Warr, 45A Charger, with BTS, VFX3048W | Inventory Item | 2859 | 3000 | No | Inverters | Vendor De-listing | 0
320-0058 | 320-0058 | Magnum, MM612AE battery inverter, 600W, 120VAC, 60Hz, 20A Transfer, 12VDC, Modified Sine, Off Grid, 2 Yr Warr, 30A Charger, with BTS, MM612AE | Inventory Item | 410.79 | 600 | No | Inverters | Vendor De-listing | 338.29
320-0060 | 320-0060 | Magnum, MM1524AE battery inverter, 1500W, 120VAC, 60Hz, 12A Transfer, 24VDC, Modified Sine, Off Grid, 2 Yr Warr, 35A Charger, with BTS, MM1524AE | Inventory Item | 664.07 | 1500 | No | Inverters | Soligent De-listing | 546.88
320-0061 | 320-0061 | Magnum, MS2000 battery inverter, 2000W, 120VAC, 60Hz, 30A Transfer, 12VDC, Sinewave, Off Grid, 3 Yr Warr, 100A Charger, with BTS, MS2000 | Inventory Item | 1400.79 | 2000 | No | Inverters | Vendor De-listing | 1153.59
320-0062 | 320-0062 | Magnum, MS2000 battery inverter, 2000W, 120VAC, 60Hz, 30A Transfer, 12VDC, Sinewave, Off Grid, 3 Yr Warr, 100A Charger, with BTS & 2x20A AC Breakers, MS2000-20BL-U | Inventory Item | 2297.71 | 2000 | No | Inverters | Soligent De-listing | 0
320-0063 | 320-0063 | Magnum, MS2000 battery inverter, 2000W, 120VAC, 60Hz, 30A Transfer, 12VDC, Sinewave, Off Grid, 3 Yr Warr, 100A Charger, with BTS & 2x15A AC Breakers, MS2000-15BL-U | Inventory Item | 1505.57 | 2000 | No | Inverters | Soligent De-listing | 1239.88
320-0064 | 320-0064 | Magnum, MS2012 battery inverter, 2000W, 120VAC, 60Hz, 2x30A Transfer, 12VDC, Sinewave, Off Grid, 3 Yr Warr, 100A Charger, with BTS, MS2012 | Inventory Item | 1458.64 | 2000 | No | Inverters | Vendor De-listing | 1201.24
320-0066 | 320-0066 | Magnum, MS2012 battery inverter, 2000W, 120VAC, 60Hz, 2x30A Transfer, 12VDC, Sinewave, Off Grid, 3 Yr Warr, 100A Charger, with BTS & 2x15A AC Breakers, MS2012-15BL-U | Inventory Item | 1576.93 | 2000 | No | Inverters | Soligent De-listing | 1298.65
320-0070 | 320-0070 | Magnum, RD1824 battery inverter, 1800W, 120VAC, 60Hz, 30A Transfer, 24VDC, Modified Sine, Off Grid, 2 Yr Warr, 50A Charger, with BTS, RD1824 | Inventory Item | 995.79 | 1800 | No | Inverters | Vendor De-listing | 820.06
320-0072 | 320-0072 | Magnum, RD3924 battery inverter, 3900W, 120VAC, 60Hz, 30A Transfer, 24VDC, Modified Sine, Off Grid, 2 Yr Warr, 105A Charger, with BTS, RD3924 | Inventory Item | 1330.07 | 3900 | No | Inverters | Soligent De-listing | 1095.35
320-0073 | 320-0073 | Magnum, MS3748AEJ battery ROW Inverter, 3700W, 120/240VAC, 50Hz, 30A Transfer, 48VDC, Sinewave, Off-Grid, 2 Yr Warr, 60A Charger, with BTS, MS3748AEJ | Inventory Item | 2948.31 | 3700 | No | Inverters | Vendor De-listing | 0
320-0076 | 320-0076 | Magnum, MM1012E battery ROW Inverter, 1500W, 230VAC, 50Hz, 20A Transfer, 12VDC, Modified Sine, Off Grid, 2 Yr Warr, 50A Charger, with BTS, MM1012E | Inventory Item | 996.51 | 1500 | No | Inverters | Soligent De-listing | 0
320-0077 | 320-0077 | Magnum, MM1324E battery ROW Inverter, 1300W, 230VAC, 50Hz, 20A Transfer, 24VDC, Modified Sine, Off Grid, 2 Yr Warr, 40A Charger, with BTS, MM1324E | Inventory Item | 996.51 | 1300 | No | Inverters | Soligent De-listing | 0
320-0078 | 320-0078 | Outback, VFX3236M battery inverter, 3200W, 120VAC, 60Hz, 40A Transfer, 36VDC, Sinewave, Off Grid, 5 Yr Warr, 45A Charger, with BTS & Switched Ground, VFX3236M | Inventory Item | 1912.86 | 3200 | No | Inverters | Vendor De-listing | 0
320-0080 | 320-0080 | Outback, OBX-GIC2524P battery inverter, 2500W, 120VAC, 60Hz, 50A Transfer, 24VDC, Sinewave, Off Grid, 1 Yr Warr, 55A Charger, with BTS & Switched Ground, OBXGIC2524P120/60 | Inventory Item | 2484.89 | 2500 | No | Inverters | Vendor De-listing | 2046.38
320-0081 | 320-0081 | Outback, OBX-IC2024P battery ROW Inverter, 2000W, 230VAC, 50Hz, 25A Transfer, 24VDC, Sinewave, Off Grid, 1 Yr Warr, 55A Charger, with BTS & Switched Ground, OBXIC2024P230/50 | Inventory Item | 3694.99 | 2000 | No | Inverters | Vendor De-listing | 0
320-0083-B | 320-0083-B | "B Grade" Magnum, MS4024PAE battery inverter, 4000W, 120/240VAC, 60Hz, 2x30A Transfer, 24VDC, Sinewave, Off Grid, 3 Yr Warr, 105A Charger, with BTS, MS4024PAE | Inventory Item | 991.59 | 4000 | No | Inverters | Vendor De-listing | 932.09
320-0083-B : 320-0083-B_S | 320-0083-B_S | "B Grade" Magnum, MS4024PAE battery inverter, 4000W, 120/240VAC, 60Hz, 2x30A Transfer, 24VDC, Sinewave, Off Grid, 3 Yr Warr, 105A Charger, with BTS, MS4024PAE | Inventory Item | 1322.12 | 4000 | No | Inverters | Soligent De-listing | 1255.34
320-0085 | 320-0085 | Magnum, MM1512AE battery inverter, 1500W, 120VAC, 60Hz, 12A Transfer, 12VDC, Modified Sine, Off Grid, 2 Yr Warr, 70A Charger, with BTS, MM1512AE | Inventory Item | 601.07 | 1500 | No | Inverters | Soligent De-listing | 495
320-0086 | 320-0086 | Magnum, MS1512E battery ROW Inverter, 1500W, 230VAC, 50Hz, 30A Transfer, 12VDC, Sinewave, Off Grid, 2 Yr Warr, 75A Charger, with BTS, MS1512E | Inventory Item | 1128.21 | 1500 | No | Inverters | Soligent De-listing | 929.12
320-0092 | 320-0092 | Xantrex, Power Inverter Power Pak, 852-2000 | Inventory Item | 186.6 |  | No | Inverters | Soligent De-listing | 0
320-0093 | 320-0093 | Magnum, MM1212 battery inverter, 1200W, 120VAC, 60Hz, 12A Transfer, 12VDC, Modified Sine, Off Grid, 2 Yr Warr, 70A Charger, with BTS, MM1212-U | Inventory Item | 996.51 | 1200 | No | Inverters | Soligent De-listing | 0
320-0094 | 320-0094 | Schneider Electric, Conext SW2524-120/240 battery inverter, 2500W, 120/240VAC, 50/60Hz, 30A Transfer, 24VDC, Sinewave, 65A Charger, 2 Yr Warr, with BTS, 865-2524 | Inventory Item | 1700 | 2500 | No | Inverters | Vendor De-listing | 0
320-0096 | 320-0096 | Magnum, RD2624E battery ROW Inverter, 2600W, 230VAC, 50Hz, , 24VDC, Modified Sine, Off Grid, 2 Yr Warr, 75A Charger, RD2624E | Inventory Item | 1134.64 | 2600 | No | Inverters | Soligent De-listing | 934.41
320-0097 | 320-0097 | Magnum, MS2000 battery inverter, 2000W, 24V, Sinewave, 2 Yr Warr, 60A Charger, MS2024-L | Inventory Item | 1584 | 2000 | No | Inverters | Soligent De-listing | 1304.47
320-0098 | 320-0098 | Magnum, MSH4024RE inverter Hybrid, 4000W, 24V,Sinewave, 2 Yr Warr, 105A Charger, Load Support, 2 AC Inputs, MSH4024R | Inventory Item | 2017.93 | 4000 | No | Inverters | Soligent De-listing | 1661.82
320-0099 | 320-0099 | Magnum, MS2712E battery ROW Inverter, 2700W, 230VAC, 50Hz, 30A Transfer, 12VDC, Sinewave, Off Grid, 2 Yr Warr, 125A Charger, with BTS, MS2712E | Inventory Item | 1445.79 | 2700 | No | Inverters | Soligent De-listing | 1190.65
320-0100 | 320-0100 | Magnum, MSH3012M inverter Hybrid, 3000W, 12V,Sinewave, 3 Yr Warr, 125A Charger, Load Support, 1 AC Input, MSH3012M | Inventory Item | 3035.06 | 3000 | No | Inverters | Soligent De-listing | 0
320-0101 | 320-0101 | Magnum, ME2512 battery inverter, 2500W, 120VAC, 60Hz, 20A Transfer, 12VDC, Modified Sine, Off Grid, 3 Yr Warr, 30A PFC Charger, ME2512 | Inventory Item | 1040.79 | 2500 | No | Inverters | Vendor De-listing | 857.12
320-0102 | 320-0102 | Magnum, MMS1012-G battery inverter, 1000W, 120VAC, 60Hz, 20A Transfer, 12VDC, Sinewave, Off Grid, 2 Yr Warr, 50A Charger, with BTS, includes GFCI and 3 ft. AC cord, MMS1012-G | Inventory Item | 1430.24 | 1000 | No | Inverters | Soligent De-listing | 0
320-0103 | 320-0103 | Schneider Electric, CONEXT SW 4024 4000W ROW inverter-charger, 230VAC,50/60 Hz 865-4024-61 | Inventory Item | 1640 | 4000 | No | Inverters | Soligent De-listing | 1350.59
320-0104 | 320-0104 | Magnum, MSH4024M inverter Hybrid, 4000W, 24V, 120Vac, Sinewave, 3 Yr Warr, 110ADC Charger, Load Support, 1 AC Input, MSH4024M | Inventory Item | 3056.75 | 4000 | No | Inverters | Soligent De-listing | 0
320-0105 | 320-0105 | Magnum, ME2012 battery inverter, 2000W, 120VAC, 60Hz, 20A Transfer, 12VDC, Modified Sine, Off Grid, 3 Yr Warr, 30A PFC Charger, ME2012 | Inventory Item | 1538.67 | 2000 | No | Inverters | Vendor De-listing | 0
320-0107 | 320-0107 | Schneider Electric, Conext SW4048 ROW battery inverter, 4000W, 230VAC, 50/60Hz, 30A Transfer, 48VDC, Sinewave, 45A Charger, 2 Yr Warr, with BTS, 865-4048-61 | Inventory Item | 2040 | 4000 | No | Inverters | Soligent De-listing | 1680
321-0000 | 321-0000 | NEP, BDM-600X-L, Micro Inverter, Compatible with 2 PV Modules, 60Vdc/2 X 14Imp Max, 208/240Vac, 580 Peak Power, Landscape AC Cables, NC0142-L-US-BQ | Inventory Item | 206 | 580 | No | Inverters | Shippable | 198.73
321-0001 | 321-0001 | NEP, BDM-600X, Micro Inverter, Compatible with 2 PV Modules, 60Vdc/2 X 14Imp Max, 208/240Vac, 580 Peak Power, Portrait AC Cables, NC0142-US-BQ-A | Inventory Item | 199.72 | 580 | No | Inverters | Shippable | 192.67
321-0003 | 321-0003 | APsystems, YC600 Micro Inverter, compatible with Dual 60/72-cell PV Modules, 240/208 volt, 60Hz, 600VA Peak Power, 55Vdc Max Input, MC4 Type Connector, 10 year Warranty, UL1741-SA, Rule-21(240V Only), 110001 | Inventory Item | 176.83 | 600 | No | Inverters | Vendor De-listing | 170.59
321-0003 : 321-0003_S | 321-0003_S | APsystems, YC600 Micro Inverter, compatible with Dual 60/72-cell PV Modules, 240/208 volt, 60Hz, 600VA Peak Power, 55Vdc Max Input, MC4 Type Connector, 10 year Warranty, UL1741-SA, Rule-21(240V Only), 110001 | Inventory Item | 176.83 | 600 | No | Inverters | Soligent De-listing | 170.59
321-0004 | 321-0004 | APsystems, QS1 Micro Inverter, compatible with 4 60/72-cell PV Modules, 240/208 volt, 60Hz, 1200W Continuous Output at 240V, 60Vdc Max Input, MC4 Type Connector, 10 year Warranty, UL1741-SA, Rule-21(240V Only), 109047 | Inventory Item | 273.81 | 1200 | No | Inverters | Vendor De-listing | 261.36
321-0004_inactive | 321-0004_inactive | APsystems, QS1 Micro Inverter, compatible with 4 60/72-cell PV Modules, 240/208 volt, 60Hz, 1200W Continuous Output at 240V, 60Vdc Max Input, MC4 Type Connector, 10 year Warranty, UL1741-SA, Rule-21(240V Only), 109047 | Inventory Item | 273.81 | 1200 | No | Inverters | Vendor De-listing | 261.36
321-0004_inactive : 321-0004_inactive : 321-0004_U | 321-0004 | APsystems, QS1 Micro Inverter, compatible with 4 60/72-cell PV Modules, 240/208 volt, 60Hz, 1200W Continuous Output at 240V, 60Vdc Max Input, MC4 Type Connector, 10 year Warranty, UL1741-SA, Rule-21(240V Only), 109047 | Inventory Item | 273.81 | 1200 | No | Inverters | Vendor De-listing | 261.36
321-0004_inactive : 321-0004_inactive : 321-0004_U : 321-0004_S | 321-0004_S | APsystems, QS1 Micro Inverter, compatible with 4 60/72-cell PV Modules, 240/208 volt, 60Hz, 1200W Continuous Output at 240V, 60Vdc Max Input, MC4 Type Connector, 10 year Warranty, UL1741-SA, Rule-21(240V Only), 109047 | Inventory Item | 273.81 | 1200 | No | Inverters | Soligent De-listing | 261.36
321-0005 | 321-0005 | APsystems, YC1000-3-208, 3 Phase Micro Inverter, compatible with Four 60/72-cell PV Modules, 3 Phase 120/208V WYE, 60Hz, 1,130W Max Output, 60Vdc Max Input, MC4 Compatible Connector, 10 year Warranty, 111009 | Inventory Item | 328.57 | 1130 | No | Inverters | Vendor De-listing | 0
321-0006 | 321-0006 | APsystems, YC1000-3-480, 3 Phase Micro Inverter, compatible with Four 60/72-cell PV Modules, 3 Phase 277/480V WYE, 60Hz, 1,130W Max Output, 60Vdc Max Input, MC4 Compatible Connector, 10 year Warranty, 111012 | Inventory Item | 328.57 | 1130 | No | Inverters | Vendor De-listing | 0
321-0008 | 321-0008 | Samlex, PST Series 150W Pure Sine Wave Inverter, 12VDC 120VAC, PST-15S-12A | Inventory Item | 70.8 | 150 | No | Inverters | Soligent De-listing | 0
321-0009 | 321-0009 | Samlex, PST Series 300W Pure Sine Wave Inverter, 12VDC 120VAC, PST-30S-12A | Inventory Item | 200.91 | 300 | No | Inverters | Vendor De-listing | 0
321-0010 | 321-0010 | Samlex, PST Series 600W Pure Sine Wave Inverter, 12VDC 120VAC, PST-60S-12A | Inventory Item | 310.13 | 600 | No | Inverters | Vendor De-listing | 0
321-0011 | 321-0011 | Samlex, PST Series 1000W Pure Sine Wave Inverter, 12VDC 120VAC, PST-100S-12A | Inventory Item | 587.63 | 1000 | No | Inverters | Vendor De-listing | 0
321-0012 | 321-0012 | Samlex, PST Series 1500W Pure Sine Wave Inverter, 12VDC 120VAC, PST-150S-12A | Inventory Item | 706.63 | 1500 | No | Inverters | Vendor De-listing | 0
321-0015 | 321-0015 | Samlex, PST Series 300W Pure Sine Wave Inverter, 24VDC 120VAC, PST-30S-24A | Inventory Item | 215.12 | 300 | No | Inverters | Vendor De-listing | 0
321-0016 | 321-0016 | Samlex, PST Series 600W Pure Sine Wave Inverter, 24VDC 120VAC, PST-60S-24A | Inventory Item | 333.44 | 600 | No | Inverters | Vendor De-listing | 0
321-0017 | 321-0017 | Samlex, PST Series 1000W Pure Sine Wave Inverter, 24VDC 120VAC, PST-100S-24A | Inventory Item | 619.16 | 1000 | No | Inverters | Vendor De-listing | 0
321-0018 | 321-0018 | Samlex, PST Series 1500W Pure Sine Wave Inverter, 24VDC 120VAC, PST-150S-24A | Inventory Item | 363.87 | 1500 | No | Inverters | Soligent De-listing | 0
321-0019 | 321-0019 | Samlex, PST Series 2000W Pure Sine Wave Inverter, 24VDC 120VAC, PST-200S-24A | Inventory Item | 969.7 | 2000 | No | Inverters | Vendor De-listing | 0
321-0028 | 321-0028 | Samlex, S Series 600W Pure Sine Wave Inverter, 48VDC 120VAC, S600R-148 | Inventory Item | 468.99 | 600 | No | Inverters | Soligent De-listing | 0
321-0029 | 321-0029 | Samlex, S Series 1500W Pure Sine Wave Inverter, 48VDC 120VAC, S1500-148 | Inventory Item | 782.99 | 1500 | No | Inverters | Soligent De-listing | 0
321-0033 | 321-0033 | Samlex, SA Series 1000W Pure Sine Wave Inverter, 12VDC 120VAC, SA-1000K-112 | Inventory Item | 518.99 | 1000 | No | Inverters | Soligent De-listing | 0
321-0035 | 321-0035 | Samlex, SK Series 2000W Pure Sine Wave Inverter, 12VDC 220VAC, SK2000-212 | Inventory Item | 1139.99 | 2000 | No | Inverters | Soligent De-listing | 0
321-0036 | 321-0036 | Samlex, SA Series 3000W Pure Sine Wave Inverter, 12VDC 120VAC, SA-3000K-112 | Inventory Item | 1562.99 | 3000 | No | Inverters | Soligent De-listing | 0
321-0038 | 321-0038 | Samlex, SA Series 1000W Pure Sine Wave Inverter, 24VDC 120VAC, SA-1000K-124 | Inventory Item | 518.99 | 1000 | No | Inverters | Soligent De-listing | 0
321-0042 | 321-0042 | Samlex, SK Series 1000W Pure Sine Wave Inverter, 48VDC 120VAC, SK1000-148 | Inventory Item | 582.99 | 1000 | No | Inverters | Soligent De-listing | 0
321-0043 | 321-0043 | Chilicon, Micro Inverter, compatible with 60- and 72-cell PV modules, 208/240 volt,(60Vdc max) 289W at 240V, MC-4 Connectors, UL1741-SA (Rule-21), CP-250E-60-72-208/240-MC4-MTC | Inventory Item | 165 | 289 | No | Inverters | Soligent De-listing | 0
321-0061 | 321-0061 | Samlex, 1250W Modified Sine Wave Inverter, 12VDC 120VAC, PSE-12125A | Inventory Item | 391 | 1250 | No | Inverters | Vendor De-listing | 0
321-0062 | 321-0062 | Samlex, 1750W Modified Sine Wave Inverter, 12VDC 120VAC, PSE-12175A | Inventory Item | 419.99 | 1750 | No | Inverters | Soligent De-listing | 0
321-0063 | 321-0063 | Samlex, 2750W Modified Sine Wave Inverter, 12VDC 120VAC, PSE-12275A | Inventory Item | 819.99 | 2750 | No | Inverters | Soligent De-listing | 0
321-0065 | 321-0065 | Samlex, 1750W Modified Sine Wave Inverter, 24VDC 120VAC, PSE-24175A | Inventory Item | 440.99 | 1750 | No | Inverters | Soligent De-listing | 0
321-0066 | 321-0066 | Samlex, 2750W Modified Sine Wave Inverter, 24VDC 120VAC, PSE-24275A | Inventory Item | 878.99 | 2750 | No | Inverters | Soligent De-listing | 0
321-0074 | 321-0074 | Samlex, VR Series 800W Modified Sine Wave ROW Inverter, 12VDC 220VAC 50Hz, SI-A2-VR800 | Inventory Item | 35.68 | 800 | No | Inverters | Soligent De-listing | 0
321-0089 | 321-0089 | Samlex, Invercharge Series 1000W Pure Sine wave Inverter 24VDC 120VAC, S-1024A | Inventory Item | 595.99 | 1000 | No | Inverters | Vendor De-listing | 0
321-0097 | 321-0097 | Morningstar, SureSine battery ROW Inverter, 300W, 220VAC, 50Hz, No Transfer, 12VDC, Sinewave, Off Grid, 2 Yr Warr, No Charger, internal BTS, SI-300-220V | Inventory Item | 255.56 | 300 | No | Inverters | Soligent De-listing | 246.43
321-0097 : 321-0097_S | 321-0097_S | Morningstar, SureSine battery ROW Inverter, 300W, 220VAC, 50Hz, No Transfer, 12VDC, Sinewave, Off Grid, 2 Yr Warr, No Charger, internal BTS, SI-300-220V | Inventory Item | 242.68 | 300 | No | Inverters | Soligent De-listing | 234.12
321-0100 | 321-0100 | Enphase, M190 Microinverter, 190W, 208VAC, 60Hz, 22-56VDC for 60 & 72 cell modules, H4 PV in, 70" AC cable in/out, 15 Yr Warr, M190-72-208-S12 | Inventory Item | 239.99 | 190 | No | Inverters | Soligent De-listing | 0
321-0104 | 321-0104 | Enphase, C250 Commercial Microinverter, 250W, 248VAC, 60Hz, MC4 Compatible Locking Connector in, 10 Yr Warr, C250-72-2LN-S2 | Inventory Item | 209.3 | 250 | No | Inverters | Vendor De-listing | 0
321-0105 | 321-0105 | Samlex, TN Series 1500W Sine Wave Inverter with Solar & AC Charger, 12VDC 120VAC 50/60Hz, Transfer Sw, TN1500-112F | Inventory Item | 1035.99 | 1500 | No | Inverters | Vendor De-listing | 0
321-0119 | 321-0119 | Enphase, M210 Microinverter, 210W, 240VAC, 60Hz, 31-62VDC for 72 & 84 cell modules, H4 PV in, 70" AC cable in/out, 15 Yr Warr, M210-84-240-S12 | Inventory Item | 259.99 | 210 | No | Inverters | Vendor De-listing | 0
321-0123 | 321-0123 | Samlex, PST Series 1000W Pure Sine Wave ROW Inverter, 12VDC 230VAC 50 Hz, ROW, PST-100S-12E | Inventory Item | 529.99 | 1000 | No | Inverters | Soligent De-listing | 0
321-0125 | 321-0125 | Enphase, M210 Microinverter, 210W, 208VAC, 60Hz, 31-62VDC for 72 & 84 cell modules, H4 PV in, 70" AC cable in/out, 15 Yr Warr, M210-84-208-S12 | Inventory Item | 130.74 | 210 | No | Inverters | Vendor De-listing | 0
321-0128 | 321-0128 | Enphase, D380 TwinPack Microinverter, 208/240VAC, 60Hz, 22-56VDC for 60 & 72 cell modules, H4 PV in, 14" AC cable out, 15 Yr Warr, D380-72-2LL-S12 | Inventory Item | 116.81 | 380 | No | Inverters | Vendor De-listing | 0
321-0129 | 321-0129 | Enphase, D380 TwinPack Microinverter, 208/240VAC, 60Hz, 22-56VDC for 60 & 72 cell modules, TE F+M0 PV in, 14" AC cable out, 15 Yr Warr, D380-72-2LL-S13 | Inventory Item | 115.9 | 380 | No | Inverters | Vendor De-listing | 0
321-0134 | 321-0134 | Samlex, PST Series 2000W Pure Sine Wave Inverter, 12VDC, 120VAC, 60Hz, PST-200S-12A | Inventory Item | 923.52 | 2000 | No | Inverters | Vendor De-listing | 0
321-0143 | 321-0143 | Samlex, SA Series 3000W Pure Sine Wave Inverter, 24VDC 120VAC, SA-3000K-124 | Inventory Item | 1562.99 | 3000 | No | Inverters | Soligent De-listing | 0
321-0146 | 321-0146 | Samlex, SA Series 2000W Pure Sine Wave Inverter, 12VDC 120VAC, SA-2000K-112 | Inventory Item | 1053.99 | 2000 | No | Inverters | Soligent De-listing | 0
321-0147 | 321-0147 | Samlex, SA Series 2000W Pure Sine Wave Inverter, 24VDC 120VAC, SA-2000K-124 | Inventory Item | 1053.99 | 2000 | No | Inverters | Soligent De-listing | 0
321-0148 | 321-0148 | Samlex, SA Series 150W Pure Sine Wave Inverter, 12VDC 120VAC, SA-150-112 | Inventory Item | 201.99 | 150 | No | Inverters | Soligent De-listing | 0
321-0149 | 321-0149 | Samlex, SA Series 150W Pure Sine Wave Inverter, 24VDC 120VAC, SA-150-124 | Inventory Item | 201.99 | 150 | No | Inverters | Soligent De-listing | 0
321-0150 | 321-0150 | Samlex, SA Series 300W Pure Sine Wave Inverter, 12VDC 120VAC, SA-300-112 | Inventory Item | 229.99 | 300 | No | Inverters | Soligent De-listing | 0
321-0151 | 321-0151 | Samlex, SA Series 300W Pure Sine Wave Inverter, 24VDC 120VAC, SA-300-124 | Inventory Item | 229.99 | 300 | No | Inverters | Soligent De-listing | 0
321-0152 | 321-0152 | Samlex, SA Series 600W Pure Sine Wave Inverter, 12VDC 120VAC, SA-600R-112 | Inventory Item | 424.99 | 600 | No | Inverters | Soligent De-listing | 0
321-0153 | 321-0153 | Samlex, SA Series 600W Pure Sine Wave Inverter, 24VDC 120VAC, SA-600R-124 | Inventory Item | 424.99 | 600 | No | Inverters | Soligent De-listing | 0
321-0154 | 321-0154 | Samlex, SA Series 1500W Pure Sine Wave Inverter, 12VDC 120VAC, SA-1500-112 | Inventory Item | 686.99 | 1500 | No | Inverters | Soligent De-listing | 0
321-0155 | 321-0155 | Samlex, SA Series 1500W Pure Sine Wave Inverter, 24VDC 120VAC, SA-1500-124 | Inventory Item | 686.99 | 1500 | No | Inverters | Soligent De-listing | 0
321-0156 | 321-0156 | Samlex, SAM Series 100W Modified Sine Wave inverter, 12VDC 115VAC, USB Charing Port, SAM-100-12 | Inventory Item | 24.99 | 100 | No | Inverters | Soligent De-listing | 0
321-0157 | 321-0157 | Samlex, SAM Series 250W Modified Sine Wave inverter, 12VDC 115VAC, USB Charging Port, SAM-250-12 | Inventory Item | 33.99 | 250 | No | Inverters | Soligent De-listing | 0
321-0158 | 321-0158 | Samlex, SAM Series 450W Modified Sine Wave inverter, 12VDC 115VAC, USB Charging Port, SAM-450-12 | Inventory Item | 46.99 | 450 | No | Inverters | Soligent De-listing | 0
321-0159 | 321-0159 | Samlex, SAM Series 800W Modified Sine Wave inverter, 12VDC 115VAC, SAM-800-12 | Inventory Item | 94.26 | 800 | No | Inverters | Soligent De-listing | 0
321-0160 | 321-0160 | Samlex, SAM Series 1000W Modified Sine Wave inverter, 12VDC 115VAC, SAM-1000-12 | Inventory Item | 149 | 1000 | No | Inverters | Soligent De-listing | 0
321-0161 | 321-0161 | Samlex, SAM Series 1500W Modified Sine Wave inverter, 12VDC 115VAC, SAM-1500-12 | Inventory Item | 242.99 | 1500 | No | Inverters | Soligent De-listing | 0
321-0162 | 321-0162 | Samlex, SAM Series 2000W Modified Sine Wave inverter, 12VDC 115VAC, SAM-2000-12 | Inventory Item | 343.99 | 2000 | No | Inverters | Soligent De-listing | 0
321-0163 | 321-0163 | Samlex, SAM Series 3000W Modified Sine Wave inverter, 12VDC 115VAC, SAM-3000-12 | Inventory Item | 499.99 | 3000 | No | Inverters | Soligent De-listing | 0
321-0164 | 321-0164 | Enphase, M215 Microinverter, 215W, 240/208VAC, 60Hz, 16-45VDC for 60 cell modules, H4 PV in, 16" Engage Cable out, 25 Yr Warr, M215-60-2LL-S22 | Inventory Item | 260 | 215 | No | Inverters | Vendor De-listing | 0
321-0165 | 321-0165 | Samlex, ST Series 2500W Pure Sine Wave Inverter, 24VDC, 120VAC, 50/60Hz, 30A Transfer Switch, ROW, ST2500-124 | Inventory Item | 870 | 2500 | No | Inverters | Soligent De-listing | 0
321-0166 | 321-0166 | Enphase, M215 Microinverter, 215W, 240/208VAC, 60Hz, 16-45VDC for 60 cell modules, TE F+M0 PV in, 16" Engage Cable out, 25 Yr Warr, M215-60-2LL-S23, SPECIAL PRICING - LIMITED QUANTITY - ONLY WHILE SUPPLIES LAST | Inventory Item | 113 | 215 | No | Inverters | Vendor De-listing | 0
321-0168 | 321-0168 | Enphase, M215 Microinverter, 215W, 240/208VAC, 60Hz, 16-45VDC for 60 cell modules, MC4-compatible in, 16" Engage Cable out, 25 Yr Warr, M215-60-2LL-S24 | Inventory Item | 118.65 | 215 | No | Inverters | Vendor De-listing | 0
321-0169 | 321-0169 | Enphase, M215 Microinverter, 215W, 240/208VAC, 60Hz, 16-45VDC for 60 cell modules, H4 PV in, 16" Engage Cable out, 25 Yr Warr, ZEP Compatible, M215-60-2LL-S22-ZC | Inventory Item | 267 | 215 | No | Inverters | Vendor De-listing | 0
321-0171 | 321-0171 | Enphase, Ont FIT, M190 Microinverter, 190W, 240VAC, 60Hz, 22-56VDC for 60 & 72 cell modules, H4 PV in, 70" AC cable in/out, 15 Yr Warr, M190-72-240-S12-NA | Inventory Item | 308 | 190 | No | Inverters | Vendor De-listing | 0
321-0173 | 321-0173 | Magnum, MMS912E ROW Inverter, 900W, 230VAC, 50Hz, 30A, 9-17VDC, Pure Sinewave, Off Grid, 2 Yr Warr, With 40A PFC Charger, MMS912E | Inventory Item | 1321.81 | 900 | No | Inverters | Vendor De-listing | 0
321-0174 | 321-0174 | Samlex, SK Series 350W Pure Sine Wave Inverter, 12VDC, 220VAC, 50/60Hz Switch Select, SK350-212 | Inventory Item | 279.99 | 350 | No | Inverters | Soligent De-listing | 0
321-0175 | 321-0175 | Magnum, MS4124E ROW Inverter, 4100W, 230VAC, 50Hz, 30A, 18-34VDC, Pure Sinewave, Off Grid, 2 Yr Warr, MS4124E | Inventory Item | 2429.99 | 4100 | No | Inverters | Vendor De-listing | 0
321-0176 | 321-0176 | Samlex, SK Series 3000W Pure Sine Wave Inverter, 48VDC 120VAC, SK3000-148 | Inventory Item | 1785.99 | 3000 | No | Inverters | Soligent De-listing | 0
321-0177 | 321-0177 | Samlex, PST Series 300W Pure Sine Wave ROW Inverter, 12VDC 230VAC, 50Hz, ROW, PST-30S-12E | Inventory Item | 223.99 | 300 | No | Inverters | Soligent De-listing | 0
321-0178 | 321-0178 | Samlex, PST Series 300W Pure Sine Wave ROW Inverter, 24VDC, 230VAC, 50Hz, ROW, PST-30S-24E | Inventory Item | 242 | 300 | No | Inverters | Soligent De-listing | 0
321-0179 | 321-0179 | Samlex, VR Series 800W Modified Sine Wave ROW Inverter, 12VDC 220VAC 50Hz, SI-A2-VR800 | Inventory Item | 69.99 | 800 | No | Inverters | Soligent De-listing | 0
321-0180 | 321-0180 | ABB, MICRO-0.25 Microinverter, 250W, 240/208VAC, 60Hz, 12-60VDC for 60-72 cell modules, H4 PV in, 20" Drop Cable out, 10 Yr Warr, RF comms, MICRO-0.25-I-OUTD-US-208/240 | Inventory Item | 193 | 250 | No | Inverters | Vendor De-listing | 0
321-0181 | 321-0181 | ABB, MICRO-0.3 Microinverter, 300W, 240/208VAC, 60Hz, 12-60VDC for 60-72 cell modules, H4 PV in, 20" Drop Cable out, 10 Yr Warr, RF comms, MICRO-0.3-I-OUTD-US-208/240 | Inventory Item | 289 | 300 | No | Inverters | Soligent De-listing | 0
321-0182 | 321-0182 | Samlex, PST Series 300W Pure Sine Wave Inverter, 12VDC 120VAC, meets UL safety certification Standard 458, FCC compliant, PST-300-12 | Inventory Item | 197.99 | 300 | No | Inverters | Soligent De-listing | 0
321-0183 | 321-0183 | Samlex, PST Series 600W Pure Sine Wave Inverter, 12VDC 120VAC, meets UL safety certification Standard 458, FCC compliant, PST-600-12 | Inventory Item | 279.99 | 600 | No | Inverters | Soligent De-listing | 0
321-0184 | 321-0184 | Samlex, PST Series 1000W Pure Sine Wave Inverter, 12VDC 120VAC, meets UL safety certification Standard 458, FCC compliant, PST-1000-12 | Inventory Item | 515.99 | 1000 | No | Inverters | Soligent De-listing | 0
321-0185 | 321-0185 | Samlex, PST Series 1500W Pure Sine Wave Inverter, 12VDC 120VAC, meets UL safety certification Standard 458, FCC compliant, PST-1500-12 | Inventory Item | 653.99 | 1500 | No | Inverters | Soligent De-listing | 0
321-0186 | 321-0186 | Samlex, PST Series 300W Pure Sine Wave Inverter, 24VDC 120VAC, meets UL safety certification Standard 458, FCC compliant, PST-300-24 | Inventory Item | 203.99 | 300 | No | Inverters | Soligent De-listing | 0
321-0187 | 321-0187 | Samlex, PST Series 600W Pure Sine Wave Inverter, 24VDC 120VAC, meets UL safety certification Standard 458, FCC compliant, PST-600-24 | Inventory Item | 300.99 | 600 | No | Inverters | Soligent De-listing | 0
321-0188 | 321-0188 | Samlex, PST Series 1000W Pure Sine Wave Inverter, 24VDC 120VAC, meets UL safety certification Standard 458, FCC compliant, PST-1000-24 | Inventory Item | 517.99 | 1000 | No | Inverters | Soligent De-listing | 0
321-0189 | 321-0189 | Samlex, PST Series 1500W Pure Sine Wave Inverter, 24VDC 120VAC, meets UL safety certification Standard 458, FCC compliant, PST-1500-24 | Inventory Item | 748.14 | 1500 | No | Inverters | Soligent De-listing | 0
321-0190 | 321-0190 | Samlex, PST Series 2000W Pure Sine Wave Inverter, 24VDC 120VAC, meets UL safety certification Standard 458, FCC compliant, PST-2000-24 | Inventory Item | 873.99 | 2000 | No | Inverters | Soligent De-listing | 0
321-0191 | 321-0191 | Samlex, PST Series 2000W Pure Sine Wave Inverter, 12VDC, 120VAC, 60Hz, meets UL safety certification Standard 458, FCC compliant, PST-2000-12 | Inventory Item | 851.99 | 2000 | No | Inverters | Soligent De-listing | 0
321-0192 | 321-0192 | Samlex, 1250W Modified Sine Wave Inverter, 24VDC 120VAC, PSE-24125A | Inventory Item | 411.76 | 1250 | No | Inverters | Soligent De-listing | 0
321-0193 | 321-0193 | SMA, Sunny Boy SB240US Microinverter, 250W, 240VAC, 60Hz, 15-45VDC for 60 cell modules, DC socket in (add adapter), AC Female plugs in and out, 10 Yr Warr, Qty. 1, SB240-US-99-10, SPECIAL PRICING - LIMITED QUANTITY - ONLY WHILE SUPPLIES LAST | Inventory Item | 317 | 250 | No | Inverters | Vendor De-listing | 0
321-0194 | 321-0194 | Enphase, M250 Microinverter, 250W, 240/208VAC, 60Hz, 16-45VDC for 60 cell modules, MC Locking Connector in, 16" Engage Cable out, 25 Yr Warr, M250-60-2LL-S22 | Inventory Item | 239.54 | 250 | No | Inverters | Vendor De-listing | 0
321-0195 | 321-0195 | Samlex, PST Series 1000W Pure Sine Wave ROW Inverter, 24VDC 230VAC, 50Hz, ROW , PST-100S-24E | Inventory Item | 707 | 1000 | No | Inverters | Soligent De-listing | 0
321-0196 | 321-0196 | Enphase, M215-IG Microinverter, 215W, 240/208VAC, 60Hz, 16-45VDC for 60 cell modules, MC Locking Connector in, 16" Engage Cable out, with integrated ground, 25 Yr Warr, M215-60-2LL-S22-IG | Inventory Item | 166.67 | 215 | No | Inverters | Vendor De-listing | 151.52
321-0196 : 321-0196_S | 321-0196_S | Enphase, M215-IG Microinverter, 215W, 240/208VAC, 60Hz, 16-45VDC for 60 cell modules, MC Locking Connector in, 16" Engage Cable out, with integrated ground, 25 Yr Warr, M215-60-2LL-S22-IG | Inventory Item | 166.67 | 215 | No | Inverters | Soligent De-listing | 151.52
321-0196-B | 321-0196-B | "B Grade" Enphase, M215-IG Microinverter, 215W, 240/208VAC, 60Hz, 16-45VDC for 60 cell modules, MC Locking Connector in, 16" Engage Cable out, with integrated ground, 25 Yr Warr, M215-60-2LL-S22-IG | Inventory Item | 111.52 | 215 | No | Inverters | Vendor De-listing | 103.64
321-0197 | 321-0197 | Enphase, M215-IG Microinverter, 215W, 240/208VAC, 60Hz, 16-45VDC for 60 cell modules, TE F+M0 PV in, 16" Engage Cable out, with integrated ground, 25 Yr Warr, M215-60-2LL-S23-IG | Inventory Item | 263 | 215 | No | Inverters | Soligent De-listing | 0
321-0198 | 321-0198 | ABB, MICRO-0.3HV Microinverter, 300W, 240/208VAC, 60Hz, 19-75VDC for 72-96 cell modules, H4 PV in, 20" Drop Cable out, 10 Yr Warr, RF comms, MICRO-0.3HV-I-OUTD-US-208/240 | Inventory Item | 361 | 300 | No | Inverters | Vendor De-listing | 0
321-0199 | 321-0199 | Morningstar, SureSine battery ROW Inverter, 300W, 220VAC, 50Hz, No Transfer, 12VDC, Sinewave, Off Grid, 2 Yr Warr, No Charger, internal BTS, Brazilian- manual is written in Portuguese, SI-300-220V-B | Inventory Item | 329 | 300 | No | Inverters | Soligent De-listing | 0
321-0200 | 321-0200 | Magnum, MS4348PE battery ROW Inverter, 4300W, 230VAC, 50Hz, 30A Transfer, 48VDC, Sinewave, Off-Grid, 2 Yr Warr, 55A Charger, with BTS, MS4348PE | Inventory Item | 1780.07 | 4300 | No | Inverters | Soligent De-listing | 1465.94
321-0201 | 321-0201 | SMA, Sunny Boy SB240US ROW Microinverter, 250W, 230VAC, 50Hz, 15-45VDC for 60 cell modules, DC socket in (add adapter), AC Female plugs in and out, 10 Yr Warr, SB240-EU-99-10 | Inventory Item | 317 | 250 | No | Inverters | Vendor De-listing | 0
321-0202 | 321-0202 | Magnum, MS4124PE battery ROW Inverter, 4100W, 230VAC, 50Hz, 30A Transfer, 24VDC, Sinewave, Off-Grid, 2 Yr Warr, 105A Charger, with BTS, MS4124PE | Inventory Item | 1889.36 | 4100 | No | Inverters | Soligent De-listing | 1555.94
321-0203 | 321-0203 | Enphase, M215 Microinverter, Assembled in America, 215W, 240/208VAC, 60Hz, 16-45VDC for 60 cell modules, MC Locking Connector in, 16" Engage Cable out, with integrated ground, 25 Yr Warr, M215-60-2LL-S22-IG-US | Inventory Item | 267.44 | 215 | No | Inverters | Vendor De-listing | 0
321-0204 | 321-0204 | Enphase, M250 Microinverter, Assembled in America, 250W, 240/208VAC, 60Hz, 16-45VDC for 60 cell modules, MC Locking Connector in, 16" Engage Cable out, 25 Yr Warr, M250-60-2LL-S22-US | Inventory Item | 290.7 | 250 | No | Inverters | Vendor De-listing | 0
321-0205 | 321-0205 | Enphase, S280 Microinverter, 280W, 240/208VAC, 60Hz, 16-48VDC for 60 cell modules, MC comparable Locking Connector in, 16" Engage Cable out, with integrated ground, 25 Yr Warr, S280-60-LL-2-US | Inventory Item | 230 | 280 | No | Inverters | Vendor De-listing | 0
321-0206 | 321-0206 | Enphase, S230 Microinverter, 230W, 240/208VAC, 60Hz, 16-45VDC for 60 cell modules, MC comparable Locking Connector in, 16" Engage Cable out, with integrated ground, 25 Yr Warr, S230-60-LL-2-US | Inventory Item | 237 | 230 | No | Inverters | Vendor De-listing | 0
321-0207 | 321-0207 | Enphase, M250 Microinverter, 250W, 240/208VAC, 60Hz, 16-45VDC for 60 cell modules, H4 Locking Connector in, 16" Engage Cable out, 25 Yr Warr, M250-60-2LL-S25 | Inventory Item | 130.36 | 250 | No | Inverters | Vendor De-listing | 0
321-0208 | 321-0208 | Enphase, M250-72 Microinverter, 250W, 240/208VAC, 60Hz, 16-60VDC for 60 or 72 cell modules, MC Locking Connector in, 16" Engage Cable out, 25 Yr Warr, M250-72-2LL-S22 | Inventory Item | 220 | 250 | No | Inverters | Vendor De-listing | 0
321-0209 | 321-0209 | Enphase, M250-72 Microinverter, Assembled in America, 250W, 240/208VAC, 60Hz, 16-60VDC for 60 or 72 cell modules, MC Locking Connector in, 16" Engage Cable out, 25 Yr Warr, M250-72-2LL-S22-US | Inventory Item | 290.7 | 250 | No | Inverters | Vendor De-listing | 0
321-0210 | 321-0210 | Suncrest MRB, M250 MICROINVERTER, 250W, ENP-0001 | Inventory Item | 0 | 250 | No | Inverters | Vendor De-listing | 0
321-0211 | 321-0211 | Enphase, M215-IG Microinverter, 215W, 240/208VAC, 60Hz, 16-45VDC for 60 cell modules, MC Locking Connector in, 16" Engage Cable out, with integrated ground, 25 Yr Warr, M215-60-2LL-S22-IG | Inventory Item | 213.79 | 215 | No | Inverters | Vendor De-listing | 0
321-0212 | 321-0212 | Enphase, IQ 6+ Micro Inverter, compatible with 60- and 72-cell PV, modules, 240 volt, 290VA Peak Power, MC4 DC connectors, Female AC Connector, IQ6PLUS-72-2-US | Inventory Item | 202 | 290 | No | Inverters | Soligent De-listing | 0
321-0213 | 321-0213 | Enphase, M215-IG Micro Inverter, 215W, 240/208VAC, 60Hz, 16-45VDC for 60 cell modules, Amphenol H4 Connector in, 16" Engage Cable out, with integrated ground, 25 Yr Warr, M215-60-2LL-S25-IG | Inventory Item | 213.79 | 215 | No | Inverters | Vendor De-listing | 0
321-0214 | 321-0214 | Enphase, IQ 6 Micro Inverter, compatible with 60-cell PV, modules, 240 volt, 240VA Peak Power, MC4 DC connectors, Female AC Connector, IQ6-60-2-US | Inventory Item | 196 | 240 | No | Inverters | Vendor De-listing | 0
321-0215 : 321-0215 : 321-0215_S | 321-0215 : 321-0215_S | Enphase, IQ 7 Micro Inverter, compatible with 60-cell PV, modules, 208/240 volt, 250VA Peak Power, MC4 DC connectors, Female AC Connector, IQ7-60-2-US | Inventory Item | 122.57 | 250 | No | Inverters | Soligent De-listing | 121.19
321-0215-B : 321-0215-B_S | 321-0215-B_S | "B-Grade" Enphase, IQ 7 Micro Inverter, compatible with 60-cell PV, modules, 208/240 volt, 250VA Peak Power, MC4 DC connectors, Female AC Connector, IQ7-60-2-US | Inventory Item | 99.03 | 250 | No | Inverters | Soligent De-listing | 94.03
321-0216 : 321-0216 : 321-0216_S | 321-0216 : 321-0216_S | Enphase, IQ 7+ Micro Inverter, compatible with 60- and 72-cell PV, modules, 208/240 volt, 295VA Peak Power, MC4 DC connectors, Female AC Connector, IQ7PLUS-72-2-US | Inventory Item | 139.14 | 295 | No | Inverters | Soligent De-listing | 137.57
321-0216-B | 321-0216-B | "B" Grade Enphase, IQ 7+ Micro Inverter, compatible with 60- and 72-cell PV, modules, 208/240 volt, 295VA Peak Power, MC4 DC connectors, Female AC Connector, IQ7PLUS-72-2-US | Inventory Item | 210.9 | 295 | No | Inverters | Soligent De-listing | 118.48
321-0217 | 321-0217 | OutBack, ProHarvest Inverter, 8kW, 480V 3-phase; Inverter with MC4-compatible connectors . MPPT per string, monitoring per string. 10 year limited warranty. Does not include Gateway or AC cable, order separately, NOT UL1741-SA, PRO480-8k | Inventory Item | 1621.29 | 8000 | No | Inverters | Vendor De-listing | 0
321-0218 | 321-0218 | OutBack, ProHarvest Inverter, 5.75 kW, 208V 3-phase; Inverter with MC4-compatible connectors. MPPT per string, monitoring per string. 10 year limited warranty. Does not include Gateway or AC cable, order separately, NOT UL1741-SA,PRO208-5k75 | Inventory Item | 1829.57 | 5750 | No | Inverters | Vendor De-listing | 0
321-0219 : 321-0219_S | 321-0219_S | Enphase, IQ 7X Micro Inverter, compatible with 96-cell PV modules, 208/240 volt, 320VA Peak Power, MC4 DC connectors, Female AC Connector, IQ7X-96-2-US | Inventory Item | 158.49 | 320 | No | Inverters | Soligent De-listing | 156.7
321-0220 | 321-0220 | Chilicon, Micro Inverter, compatible with 2- 60 or 72 Cell Modules in Series, 2- 96 Cell Modules in Parallel with Branch Connectors, 208/240 volt, (120Vdc max) 720W at 240V, MC-4 Connectors, UL1741-SA (Rule-21), CP-720-60/72/96-208/240-MC4-MTC | Inventory Item | 228.57 | 720 | No | Inverters | Soligent De-listing | 0
321-0221 | 321-0221 | OutBack, ProHarvest Gen XL Inverter, 10kW, 480V 3-phase; Inverter with MC4-compatible connectors . MPPT & Monitoring per String, 10 year limited warranty. Does not include Gateway or AC cable, order separately, UL1741-SA, PHXL480-10k | Inventory Item |  | 10000 | No | Inverters | Vendor De-listing | 0
321-0223 | 321-0223 | Enphase, IQ 7A Micro Inverter, compatible with 60 and 72-cell PV Modules, 208/240 volt, 366VA Peak Power, MC4 DC Connectors, IQ7A-72-M-US | Inventory Item | 175 | 366 | No | Inverters | Shippable | 172.89
321-0223 : 321-0223 : 321-0223_S | 321-0223 : 321-0223_S | Enphase, IQ 7A Micro Inverter, compatible with 60 and 72-cell PV Modules, 208/240 volt, 366VA Peak Power, MC4 DC Connectors, IQ7A-72-2-US | Inventory Item | 164 | 366 | No | Inverters | Soligent De-listing | 162.15
321-0224 | 321-0224 | Chilicon, Micro Inverter, CP250E, compatible with 60- and 72-cell PV modules, 208/240 volt,(60Vdc max) 289W at 240V, MC-4 Connectors, with Integrated Branch Cable, UL1741-SA (Rule-21), CP-250E-iBC | Inventory Item | 169.29 | 289 | No | Inverters | Soligent De-listing | 0
321-0225 | 321-0225 | Chilicon, Micro Inverter, CP250E, compatible with 60- and 72-cell PV modules, 208/240 volt,(60Vdc max) 289W at 240V, MC-4 Connectors, without Integrated Branch Cable, UL1741-SA (Rule-21), CP-250E-eBC | Inventory Item | 165 | 289 | No | Inverters | Soligent De-listing | 0
321-0226 | 321-0226 | APsystems, YC1000-3-208, 3 Phase Micro Inverter, compatible with Four 60/72-cell PV Modules, 3 Phase 120/208V WYE, 60Hz, 1,130W Max Output, 60Vdc Max Input, MC4 Compatible Connector, 10 year Warranty, 111009 | Inventory Item | 280.49 | 1130 | No | Inverters | Vendor De-listing | 270.59
321-0226 : 321-0226 : 321-0226_U | 321-0226 | APsystems, YC1000-3-208, 3 Phase Micro Inverter, compatible with Four 60/72-cell PV Modules, 3 Phase 120/208V WYE, 60Hz, 1,130W Max Output, 60Vdc Max Input, MC4 Compatible Connector, 10 year Warranty, 111009 | Inventory Item | 280.49 | 1130 | No | Inverters | Vendor De-listing | 270.59
321-0226 : 321-0226 : 321-0226_U : 321-0226_S | 321-0226_S | APsystems, YC1000-3-208, 3 Phase Micro Inverter, compatible with Four 60/72-cell PV Modules, 3 Phase 120/208V WYE, 60Hz, 1,130W Max Output, 60Vdc Max Input, MC4 Compatible Connector, 10 year Warranty, 111009 | Inventory Item | 280.49 | 1130 | No | Inverters | Soligent De-listing | 270.59
321-0227 | 321-0227 | APsystems, YC1000-3-480, 3 Phase Micro Inverter, compatible with Four 60/72-cell PV Modules, 3 Phase 277/480V WYE, 60Hz, 1,130W Max Output, 60Vdc Max Input, MC4 Compatible Connector, 10 year Warranty, 111012 | Inventory Item | 280.49 | 1130 | No | Inverters | Vendor De-listing | 270.59
321-0228 | 321-0228 | Enphase, IQ 7+ Micro Inverter, compatible with 60- and 72-cell PV, modules, 208/240 volt, 295VA Peak Power, Integrated MC4 DC connectors, Female AC Connector, IQ7PLUS-72-M-US | Inventory Item | 139.14 | 295 | No | Inverters | Soligent De-listing | 137.57
321-0229 : 321-0229_S | 321-0229_S | Enphase, IQ 8 Micro Inverter, compatible with 60 cell PV Modules, 240V, 245VA Peak Power, MC4 DC Connectors, Female AC Connector, IQ8-60-2-US | Inventory Item | 140.94 | 245 | No | Inverters | Soligent De-listing | 139.34
321-0230 : 321-0230_S | 321-0230_S | Enphase, IQ 8A Micro Inverter, compatible with 60 -72 cell PV Modules, 240V, 366VA Peak Power, MC4 DC Connectors, Female AC Connector, IQ8A-72-2-US | Inventory Item | 188.57 | 366 | No | Inverters | Soligent De-listing | 186.44
321-0231 : 321-0231_S | 321-0231_S | Enphase, IQ 8H Micro Inverter, compatible with 60 -72 cell PV Modules, 240V, 384VA Peak Power, MC4 DC Connectors, Female AC Connector, IQ8H-240-72-2-US | Inventory Item | 204.57 | 384 | No | Inverters | Soligent De-listing | 202.26
321-0232 : 321-0232_S | 321-0232_S | Enphase, IQ 8M Micro Inverter, compatible with 60 -72 cell PV Modules, 240V, 330VA Peak Power, MC4 DC Connectors, Female AC Connector, IQ8M-72-2-US | Inventory Item | 177.14 | 330 | No | Inverters | Soligent De-listing | 175.14
321-0233 : 321-0233_S | 321-0233_S | Enphase, IQ 8+ Micro Inverter, compatible with 60 -72 cell PV Modules, 240V, 300VA Peak Power, MC4 DC Connectors, Female AC Connector, IQ8PLUS-72-2-US | Inventory Item | 160 | 300 | No | Inverters | Soligent De-listing | 158.19
321-0239 | 321-0239 | Generac, Micro Inverter, CP250E, compatible with 60- and 72-cell PV modules, 208/240 volt,(60Vdc max) 289W at 240V, MC-4 Connectors, with Integrated Branch Cable, CP-250E-IBC | Inventory Item | 177.57 | 289 | No | Inverters | Shippable | 167.07
321-0241 | 321-0241 | Generac, Micro Inverter, compatible with 2- 60 or 72 Cell Modules in Series, 2- 96 Cell Modules in Parallel with Branch Connectors, 208/240 volt, (120Vdc max) 720W at 240V, MC-4 Connectors, CP-720-DBC-StaublI | Inventory Item | 257.76 | 720 | No | Inverters | Shippable | 242.51
321-0242 | 321-0242 | Aptos, 400 Micro Inverter, Trunk Version, compatible with Single 60/72-cell PV Modules, 208/240 volt, 60Hz, 400VA Peak Power, 60Vdc 12.5A Max Input, 25 year Warranty, UL1741-SA, Rule-21, MAC-400, Trunk Version | Inventory Item | 140.24 | 400 | No | Inverters | Shippable | 135.29
321-0243 | 321-0243 | Aptos, 800 Micro Inverter, Trunk Version, compatible with Dual 60/72-cell PV Modules, 208/240 volt, 60Hz, 800VA Peak Power, 60Vdc 12.5A X 2 Max Input, 25 year Warranty, UL1741-SA, Rule-21, MAC-800, Trunk Version | Inventory Item | 231.71 | 800 | No | Inverters | Shippable | 223.53
321-0245 | 321-0245 | Enphase, IQ 8H-208 Micro Inverter, compatible with 60 -72 cell PV Modules, Single Phase 208V, 366VA Peak Power, MC-4 DC Connectors, Female AC Connector, IQ8H-208-72-2-US | Inventory Item | 166.86 |  | No | Inverters | Shippable | 164.97
321-0247 | 321-0247 | APsystems, QT2-480, 3 Phase Micro Inverter, compatible with Four PV Modules, 3 Phase 480V WYE or Delta, 60Hz, 1,800W Max Output, 60Vdc Max Input, MC4 Connector, 10 year Warranty, 124012 | Inventory Item | 380 |  | No | Inverters | Vendor De-listing | 335.29
330-0000 | 330-0000 | PV Powered, PVP 30kW Inverter, 30kW, Grid Tied, DC/AC Disconnect, 208VAC, 60 Hz, PVP30kWLV | Inventory Item | 16799.99 | 30000 | No | Inverters | Vendor De-listing | 0
330-0001 | 330-0001 | SMA, Sunny Tripower-X, 3-Phase Grid Tied Inverter, 20kW, 277/480VAC, 50/60Hz, Integrated DC Disconnect, 3 MPPT Input, (2 Strings each), Amphenol H-4 Plus Connectors, 10 Yr Warr, Transformerless, AFCI, Built in Ethernet/WLAN, SunSpec Compliant, STP 20-US-50, 03-20-1000-2-50 | Inventory Item | 3824.69 | 20000 | No | Inverters | Shippable | 3442.22
330-0002 | 330-0002 | SMA, Sunny Tripower-X, 3-Phase Grid Tied Inverter, 25kW, 277/480VAC, 50/60Hz, Integrated DC Disconnect, 3 MPPT Input, (2 Strings each), Amphenol H-4 Plus Connectors, 10 Yr Warr, Transformerless, AFCI, Built in Ethernet/WLAN, SunSpec Compliant, STP 25-US-50, 03-25-1000-2-50 | Inventory Item | 4018.52 | 25000 | No | Inverters | Shippable | 3616.67
330-0003 | 330-0003 | SMA, Sunny Tripower-X, 3-Phase Grid Tied Inverter, 30kW, 277/480VAC, 50/60Hz, Integrated DC Disconnect, 3 MPPT Input, (2 Strings each), Amphenol H-4 Plus Connectors, 10 Yr Warr, Transformerless, AFCI, Built in Ethernet/WLAN, SunSpec Compliant, STP 30-US-50, 03-30-1000-2-50 | Inventory Item | 4277.78 | 30000 | No | Inverters | Shippable | 3850
330-0015 | 330-0015 | Yaskawa Solectria, PVI 25TL, 3-Ph Grid Tied inverter, 25kW, 208VAC WYE, 60Hz, 1000VDC, 3 MPPT, 2 inputs per MPPT, AC/DC Disconnect, Arc-Fault Detection, NEMA 4X, UL1741-SA, Rule-21, 10 Yr Warr, [MUST ADD WIRING BOX], PVI-25TL-208 | Inventory Item | 4268.29 | 25000 | No | Inverters | Shippable | 4117.65
330-0015 : 330-0015_S | 330-0015_S | Yaskawa Solectria, PVI 25TL, 3-Ph Grid Tied inverter, 25kW, 208VAC WYE, 60Hz, 1000VDC, 3 MPPT, 2 inputs per MPPT, AC/DC Disconnect, Arc-Fault Detection, NEMA 4X, UL1741-SA, Rule-21, 10 Yr Warr, [MUST ADD WIRING BOX], PVI-25TL-208 | Inventory Item | 3280.49 | 25000 | No | Inverters | Soligent De-listing | 3164.71
330-0016 | 330-0016 | Solectria, PVI 60KW Grid Tied Central inverter, 3-Ph, 60KW, 208VAC, 60H, PVI-60-208 | Inventory Item | 44068 | 60000 | No | Inverters | Soligent De-listing | 0
330-0017 | 330-0017 | Solectria, PVI 60KW grid tied inverter, 3-Ph, 60kW, 480VAC, 60Hz, 600VDC, DC/AC Discon, 5 Yr Warr, Neg Gnd, RS485 & Ethernet, PVI-60KW-480V | Inventory Item | 44545.98 | 60000 | No | Inverters | Vendor De-listing | 0
330-0018 | 330-0018 | Solectria, PVI 82KW grid tied inverter, 3-Ph, 82kW, 208VAC, 60Hz, 600VDC, DC/AC Discon, 5 Yr Warr, Neg Gnd, RS485 & Ethernet, PVI-82KW-208V | Inventory Item | 44199.99 | 82000 | No | Inverters | Vendor De-listing | 0
330-0019 | 330-0019 | Solectria, PVI 82KW grid tied inverter, 3-Ph, 82kW, 480VAC, 60Hz, 600VDC, DC/AC Discon, 5 Yr Warr, Neg Gnd, RS485 & Ethernet, PVI-82KW-480V | Inventory Item | 42399.99 | 82000 | No | Inverters | Vendor De-listing | 0
330-0020 | 330-0020 | Solectria, PVI 95KW grid tied inverter, 3-Ph, 95kW, 208VAC, 60Hz, 600VDC, DC/AC Discon, 5 Yr Warr, Neg Gnd, RS485 & Ethernet, PVI-95KW-208V | Inventory Item | 45999.99 | 95000 | No | Inverters | Vendor De-listing | 0
330-0021 | 330-0021 | Solectria, PVI 95KW grid tied inverter, 3-Ph, 95kW, 480VAC, 60Hz, 600VDC, DC/AC Discon, 5 Yr Warr, Neg Gnd, RS485 & Ethernet, PVI-95KW-480V | Inventory Item | 45199.99 | 95000 | No | Inverters | Vendor De-listing | 0
330-0022 | 330-0022 | SMA, Sunny Tower ST36 grid tied inverter group, 3-Ph, 36kW, 208/240/277VAC, 60 Hz, 600VDC, DC/AC Discon, 10 Yr Warr, Neg Gnd Config, includes ST6US and 6 x SB6000US, Comm Options, ST36 | Inventory Item | 32089.98 | 36000 | No | Inverters | Vendor De-listing | 0
330-0023 | 330-0023 | SMA, Sunny Tower ST36-W grid tied inverter, 3-Ph, 36kW, 208/240/277VAC, 60 Hz, 600VDC, DC/AC Discon, 10 Yr Warr, Neg Gnd Config, Webbox & RS485 cards, ST36000U-W | Inventory Item | 36702 | 36000 | No | Inverters | Vendor De-listing | 0
330-0024 | 330-0024 | SMA, Sunny Tower ST42 grid tied inverter group, 3-Ph, 42kW, 208/240/277VAC, 60 Hz, 600VDC, DC/AC Discon, 10 Yr Warr, Neg Gnd Config, includes ST6US and 6 x SB7000US, Comm Options, ST42 | Inventory Item | 37152 | 42000 | No | Inverters | Vendor De-listing | 0
330-0025 | 330-0025 | SMA, Sunny Tower ST42-W grid tied inverter, 3-Ph, 42kW, 208/240/277VAC, 60 Hz, 600VDC, DC/AC Discon, 10 Yr Warr, Neg Gnd Config, Webbox & RS485 cards, ST42000U-W | Inventory Item | 39318 | 42000 | No | Inverters | Vendor De-listing | 0
330-0062 | 330-0062 | Advanced Energy, AE 333NX grid tied inverter, 3-Ph, 333kW, 480VAC, 60Hz, +/-600VDC, 5 Yr Warr, Custom, 3159000-000G | Inventory Item | 181231 | 333000 | No | Inverters | Soligent De-listing | 0
330-0066 | 330-0066 | Power One, Aurora PV Central grid tied inverter, 3-Ph, 100kW, 480VAC, 60Hz, 600VDC, DC/AC Discon, 5 Yr Warr, Neg Gnd, RS485, NEMA 1, PVI-CENTRAL-100-US-480 | Inventory Item | 48181.98 | 100000 | No | Inverters | Vendor De-listing | 0
330-0079 | 330-0079 | Power One, Aurora PV Central grid tied inverter, 3-Ph, 50kW, 208VAC, 60Hz, 600VDC, DC/AC Discon, 5 Yr Warr, Neg Gnd, RS485, NEMA 1, PVI-CENTRAL-50-US-208 | Inventory Item | 32353.98 | 50000 | No | Inverters | Vendor De-listing | 0
330-0081 | 330-0081 | SMA, Sunny Central grid tied inverter, 3-Ph, 250kW, 480VAC, 60Hz, 600VDC, DC/AC Discon, 5 Yr Warr, Neg Gnd, RS485, SC250U | Inventory Item | 98824 | 250000 | No | Inverters | Vendor De-listing | 0
330-0082 | 330-0082 | Advanced Energy, AE 260TX grid tied Central inverter, 3-Ph, 260kW, 480VAC, 60H | Inventory Item | 129412 | 260000 | No | Inverters | Vendor De-listing | 0
330-0083 | 330-0083 | SMA, Sunny Central grid tied inverter, 3-Ph, 500kW, 480VAC, 60Hz, 600VDC, DC/AC Discon, 5 Yr Warr, Neg Gnd, RS485, SC500U | Inventory Item | 152941 | 500000 | No | Inverters | Vendor De-listing | 0
330-0084 | 330-0084 | Xantrex, GT 30-208 grid tied inverter, 3-Ph, 30kW, 208VAC, 60Hz, +/-430VDC, DC/AC Discon, 5 Yr Warr, Bipolar Gnd, RS485, RNW82330100000 | Inventory Item | 22354 | 30000 | No | Inverters | Vendor De-listing | 0
330-0094 | 330-0094 | Power One, Aurora PV Central grid tied inverter, 3-Ph, 50kW, 480VAC, 60Hz, 600VDC, DC/AC Discon, 5 Yr Warr, Neg Gnd, RS485, NEMA 1, PVI-CENTRAL-50-US-480 | Inventory Item | 32353.98 | 50000 | No | Inverters | Vendor De-listing | 0
330-0113 | 330-0113 | SatCon, PowerGate Plus PVS-0250 grid tied inverter, 3-Ph, 250kW, 480VAC, 60Hz, 600VDC, DC/AC Discon, 5 Yr Warr, Neg Gnd, RS485, PVS-0250-US480TN | Inventory Item | 122100 | 250000 | No | Inverters | Soligent De-listing | 0
330-0125 | 330-0125 | SMA, Sunny Central grid tied inverter (Add Transformer), 3-Ph, 500kW, 200VAC, 60Hz, 600VDC, DC/AC Discon, 5 Yr Warr, Neg Gnd, RS485, SC500HE-US | Inventory Item | 200000 | 500000 | No | Inverters | Vendor De-listing | 0
330-0134 | 330-0134 | Power One, Aurora PV Central grid tied inverter, 3-Ph, 100kW, 208VAC, 60Hz, 600VDC, DC/AC Discon, 5 Yr Warr, Neg Gnd, RS485, NEMA 1, PVI-CENTRAL-100-US-208 | Inventory Item | 48181.98 | 100000 | No | Inverters | Vendor De-listing | 0
330-0135 | 330-0135 | SMA, Sunny Tower ST48 grid tied inverter group, 3-Ph, 48kW, 240/277VAC, 60 Hz, 600VDC, DC/AC Discon, 10 Yr Warr, Neg Gnd Config, includes ST6US and 6 x SB8000US, Comm Options, ST48 | Inventory Item | 39968 | 48000 | No | Inverters | Vendor De-listing | 0
330-0136 | 330-0136 | SMA, Sunny Tower ST48-W grid tied inverter, 3-Ph, 48kW, 240/277VAC, 60 Hz, 600VDC, DC/AC Discon, 10 Yr Warr, Neg Gnd Config, Webbox & RS485 cards, ST48000U-W | Inventory Item | 42134 | 48000 | No | Inverters | Vendor De-listing | 0
330-0139 | 330-0139 | PV Powered, 30kW Inverter, 30kW, Grid Tied, DC/AC Disconnect, 480VAC, 60 Hz, PVP30kW | Inventory Item | 24479.88 | 30000 | No | Inverters | Vendor De-listing | 0
330-0140 | 330-0140 | Solectria, SGI 266KW Grid Tied Central inverter, 3-Ph, 266KW, 480VAC, 60H, SGI-266-480 | Inventory Item | 121750 | 266000 | No | Inverters | Soligent De-listing | 0
330-0141 | 330-0141 | Solectria, SGI 300KW Grid Tied Central inverter, 3-Ph, 300KW, 480VAC, 60H, SGI-300-480 | Inventory Item | 122909 | 300000 | No | Inverters | Soligent De-listing | 0
330-0142 | 330-0142 | Solectria, SGI 500KW Grid Tied Central inverter, 3-Ph, 500KW, 480VAC, 60H, SGI-500-480 | Inventory Item | 168071 | 500000 | No | Inverters | Soligent De-listing | 0
330-0156 | 330-0156 | Solectria, PVI 95KW grid tied inverter, 3-Ph, 95kW, 240VAC, 60Hz, 600VDC, DC/AC Discon, 5 Yr Warr, Neg Gnd, RS485 & Ethernet, PVI-95KW-240V | Inventory Item | 47799.99 | 95000 | No | Inverters | Vendor De-listing | 0
330-0157 | 330-0157 | PV Powered, Enclosed PowerVault 500kW, AC Switchboard, 15kV Medium Voltage Transformer, PVMV-500 | Inventory Item | 453896 | 500000 | No | Inverters | Soligent De-listing | 0
330-0158 | 330-0158 | PV Powered, Enclosed PowerVault 1000kW, AC Switchboard (2 x 500kW Inverters), 15kV Medium Voltage Transformer, PVMV-1000 | Inventory Item | 739460 | 1000000 | No | Inverters | Soligent De-listing | 0
330-0160 | 330-0160 | Advanced Energy, AE 260TX-LV grid tied inverter, 3-Ph, 260kW, 480VAC, 60Hz, 600VDC, DC/AC Discon, 10 Yr Warr, Neg Gnd, RS485 & Ethernet, AE_260TX-480-LV | Inventory Item | 158080 | 260000 | No | Inverters | Vendor De-listing | 0
330-0162 | 330-0162 | Advanced Energy, AE 35TX grid tied inverter, 3-Ph, 35kW, 208VAC, 60Hz, 600VDC, DC/AC Discon, 10 Yr Warr, Neg Gnd, RS485 & Ethernet, AE_35TX-208 | Inventory Item | 36329.98 | 35000 | No | Inverters | Vendor De-listing | 0
330-0163 | 330-0163 | Advanced Energy, AE 35TX grid tied inverter, 3-Ph, 35kW, 480VAC, 60Hz, 600VDC, DC/AC Discon, 10 Yr Warr, Neg Gnd, RS485 & Ethernet, AE_35TX-480 | Inventory Item | 36329.98 | 35000 | No | Inverters | Vendor De-listing | 0
330-0165 | 330-0165 | Advanced Energy, AE 50TX grid tied inverter, 3-Ph, 50kW, 208VAC, 60Hz, 600VDC, DC/AC Discon, 10 Yr Warr, Neg Gnd, RS485 & Ethernet, AE_50TX-208 | Inventory Item | 45307.98 | 50000 | No | Inverters | Vendor De-listing | 0
330-0166 | 330-0166 | Advanced Energy, AE 50TX grid tied inverter, 3-Ph, 50kW, 480VAC, 60Hz, 600VDC, DC/AC Discon, 10 Yr Warr, Neg Gnd, RS485 & Ethernet, AE_50TX-480 | Inventory Item | 45307.98 | 50000 | No | Inverters | Vendor De-listing | 0
330-0170 | 330-0170 | SMA, DO NOT USE - WRONG ITEM TYPE. Custom Item, Enter Quote Number and Custom Price | Inventory Item | 0 |  | No | Inverters | Soligent De-listing | 0
330-0187 | 330-0187 | Power One, Aurora PV Central grid tied inverter, 3-Ph, 250kW, 480VAC, 60Hz, 600VDC, DC/AC Discon, 5 Yr Warr, Neg Gnd, RS485, PVI-CENTRAL-250-US-480 | Inventory Item | 117045.98 | 250000 | No | Inverters | Vendor De-listing | 0
330-0188 | 330-0188 | ABB, Aurora PV Central grid tied inverter, 3-Ph, 300kW, 480VAC, 60Hz, 600VDC, DC/AC Discon, 5 Yr Warr, Neg Gnd, RS485, PVI-CENTRAL-300-US-480 | Inventory Item | 126137.98 | 300000 | No | Inverters | Vendor De-listing | 0
330-0194 | 330-0194 | Magnum, Smart Battery Combiner, Combines two battery banks for charging, ME-SBC | Inventory Item | 134.1 |  | No | Inverters | Soligent De-listing | 77.07
330-0199 | 330-0199 | EXELTEC, Inverter 125W Sinewave 12V Cig Ltr | Inventory Item | 14.3 | 125 | No | Inverters | Soligent De-listing | 0
330-0211 | 330-0211 | Outback, PS13000 Grid-tie GVFX3648 Assembly (Outdoor) MATE is not included PS1-3000 | Inventory Item | 269.24 | 3468 | No | Inverters | Soligent De-listing | 0
330-0231 | 330-0231 | Solectria, PVI 10KW Grid Tied Inverter, 3-Ph, 10KW, 208VAC, 60Hz, 475VDC, DC/AC Discon, 7 Fused Input, 1 MPPT, 5 Yr Warr, Neg Gnd, Ethernet, PVI-10-208 | Inventory Item | 13545 | 10000 | No | Inverters | Vendor De-listing | 0
330-0232 | 330-0232 | Solectria, PVI 10KW Grid Tied Inverter, 3-Ph, 10KW, 480VAC, 60Hz, 475VDC, DC/AC Discon, 7 Fused Input, 1 MPPT, 5 Yr Warr, Neg Gnd, Ethernet, PVI-10-480 | Inventory Item | 13545 | 10000 | No | Inverters | Vendor De-listing | 0
330-0243 | 330-0243 | Xantrex, Inverter Portawattz 1000W 12VDC/120VAC | Inventory Item | 189.6 | 1000 | No | Inverters | Vendor De-listing | 0
330-0244 | 330-0244 | Xantrex, Inverter Portawattz 1750W 12VDC/120VAC | Inventory Item | 31.53 | 1750 | No | Inverters | Vendor De-listing | 0
330-0248 | 330-0248 | Xantrex, Inverter Portawattz 600W 12VDC/120VAC | Inventory Item | 8.78 | 600 | No | Inverters | Vendor De-listing | 0
330-0258 | 330-0258 | SMA, Power Balancer set Upgrade kit for the Power Balancer Function, PBL-SBUS-10-NR | Inventory Item | 78 |  | No | Inverters | Soligent De-listing | 0
330-0259 | 330-0259 | Fronius, CL 33.3 Delta grid tied inverter, 3-Ph, 33.3kW, 208/240VAC, 60Hz, 600VDC, DC/AC Discon, 10 Yr Warr, Neg Gnd, COM Card, (add base plate #360-0221), 4,210,243,800 | Inventory Item | 30203.98 | 33300 | No | Inverters | Vendor De-listing | 0
330-0260 | 330-0260 | Fronius, CL 36.0 WYE grid tied inverter, 3-Ph, 36kW, 277/480VAC, 60Hz, 600VDC, DC/AC Discon, 10 Yr Warr, Neg Gnd, COM Card, (add base plate #360-0221), 4,210,244,800 | Inventory Item | 29795.98 | 36000 | No | Inverters | Vendor De-listing | 0
330-0261 | 330-0261 | Fronius, CL 44.4 Delta grid tied inverter, 3-Ph, 44.4 kW, 208/240VAC, 60Hz, 600VDC, DC/AC Discon, 10 Yr Warr, Neg Gnd, COM Card, (add base plate #360-0221), 4,210,245,800 | Inventory Item | 34599.98 | 44400 | No | Inverters | Vendor De-listing | 0
330-0262 | 330-0262 | Fronius, CL 48.0 WYE grid tied inverter, 3-Ph, 48kW, 277/480VAC, 60Hz, 600VDC, DC/AC Discon, 10 Yr Warr, Neg Gnd, COM Card, (add base plate #360-0221), 4,210,246,800 | Inventory Item | 34093.98 | 48000 | No | Inverters | Vendor De-listing | 0
330-0263 | 330-0263 | Fronius, CL 55.5 Delta grid tied inverter, 3-Ph, 55.5kW, 208/240VAC, 60Hz, 600VDC, DC/AC Discon, 10 Yr Warr, Neg Gnd, COM Card, (add base plate #360-0221), 4,210,247,800 | Inventory Item | 38241.98 | 55500 | No | Inverters | Vendor De-listing | 0
330-0264 | 330-0264 | Fronius, CL 60.0 WYE grid tied inverter, 3-Ph, 60kW, 277/480VAC, 60Hz, 600VDC, DC/AC Discon, 10 Yr Warr, Neg Gnd, COM Card, (add base plate #360-0221), 4,210,248,800 | Inventory Item | 37573.98 | 60000 | No | Inverters | Vendor De-listing | 0
330-0265 | 330-0265 | Advanced Energy, AE 500NX grid tied ROW Inverter, 3-Ph, 500kW, 600VAC, 50Hz CE, +/-1000VDC, No Discon, 5 Yr Warr, Bipolar Gnd, RS485 & Ethernet, 3159510-000 | Inventory Item | 207436 | 500000 | No | Inverters | Soligent De-listing | 0
330-0266 | 330-0266 | Solectria, SGI 225KW Grid Tied Central inverter, 3-Ph, 225KW, 480VAC, 60H, SGI-225-480 | Inventory Item | 110159 | 225000 | No | Inverters | Soligent De-listing | 0
330-0267 | 330-0267 | Solectria, SGI 250KW Grid Tied Central inverter, 3-Ph, 250KW, 480VAC, 60H, SGI-250-480 | Inventory Item | 120591 | 250000 | No | Inverters | Soligent De-listing | 0
330-0268 | 330-0268 | Solectria, PVI 10KW Grid Tied Inverter, 3-Ph, 10KW, 240VAC, 60Hz, 475VDC, DC/AC Discon, 7 Fused Input, 1 MPPT, 5 Yr Warr, Neg Gnd, Ethernet, PVI-10-240 | Inventory Item | 13545 | 10000 | No | Inverters | Vendor De-listing | 0
330-0269 | 330-0269 | ABB, PVI-10.0 3-Ph Grid Tied Inverter, 10kW, 480VAC, 60Hz, 520VDC, DC/AC Discon, 6x15A Fused Input, 2 MPPT, 10 Yr Warr, Neg Gnd Config, RS485, PVI-10.0-I-OUTD-S2-US-480-NG, SPECIAL PRICING - LIMITED QUANTITY - ONLY WHILE SUPPLIES LAST | Inventory Item | 6368.05 | 10000 | No | Inverters | Soligent De-listing | 0
330-0270 | 330-0270 | Advanced Energy, AE 250NX grid tied inverter, 3-Ph, 250kW, 480VAC, 60Hz, +/-600VDC, No Discon, 5 Yr Warr, Bipolar Gnd, RS485 & Ethernet, 3159200-0001 | Inventory Item | 152000 | 250000 | No | Inverters | Soligent De-listing | 0
330-0271 | 330-0271 | Solectria, Option, Forward Facing AC and DC Disconnects, for PVI 50-100KW, OPT-DISCO-FFUAC | Inventory Item | 632.99 |  | No | Inverters | Soligent De-listing | 0
330-0272 | 330-0272 | Solectria, PVI 82KW grid tied inverter, 3-Ph, 82kW, 240VAC, 60Hz, 600VDC, DC/AC Discon, 5 Yr Warr, Neg Gnd, RS485 & Ethernet, PVI-82KW-240V | Inventory Item | 45999.99 | 82000 | No | Inverters | Vendor De-listing | 0
330-0279 | 330-0279 | Advanced Energy, AE 500TX grid tied Central inverter, 3-Ph, 500kW, 480VAC, 60H | Inventory Item | 188235 | 500000 | No | Inverters | Vendor De-listing | 0
330-0280 | 330-0280 | Solectria, PVI 60KW Grid Tied Central inverter, 3-Ph, 60KW, 240VAC, 60H, SGI-250-480 | Inventory Item | 44750 | 60000 | No | Inverters | Soligent De-listing | 0
330-0288 | 330-0288 | SMA, Sunny Tower ST30W grid tied inverter, 3-Ph, 48kW, 208/240/277VAC, 60 Hz, 600VDC, DC/AC Discon, 10 Yr Warr, Neg Gnd Config, Webbox & RS485 cards, ST30000U-W | Inventory Item | 31239.98 | 30000 | No | Inverters | Vendor De-listing | 0
330-0289 | 330-0289 | SMA, Sunny Tower ST30 grid tied inverter group, 3-Ph, 30kW, 208/240/277VAC, 60 Hz, 600VDC, DC/AC Discon, 10 Yr Warr, Neg Gnd Config, includes ST6US and 6 x SB5000US, Comm Options, ST30 | Inventory Item | 32726 | 30000 | No | Inverters | Vendor De-listing | 0
330-0293 | 330-0293 | Solectria, PVI 50KW Grid Tied Central inverter, 3-Ph, 50KW, 208VAC, 60H, PVI-50-208 | Inventory Item | 39182 | 50000 | No | Inverters | Soligent De-listing | 0
330-0294 | 330-0294 | Solectria, PVI 50KW Grid Tied Central inverter, 3-Ph, 50KW, 240VAC, 60H, PVI-50-240 | Inventory Item | 40364 | 50000 | No | Inverters | Soligent De-listing | 0
330-0295 | 330-0295 | Solectria, PVI 50KW Grid Tied Central inverter, 3-Ph, 50KW, 480VAC, 60H, PVI-50-480 | Inventory Item | 38273 | 50000 | No | Inverters | Soligent De-listing | 0
330-0296 | 330-0296 | Solectria, PVI 75KW Grid Tied Central inverter, 3-Ph, 75KW, 208VAC, 60H, PVI-75-208 | Inventory Item | 46386 | 75000 | No | Inverters | Soligent De-listing | 0
330-0297 | 330-0297 | Solectria, PVI 75KW Grid Tied Central inverter, 3-Ph, 75KW, 240VAC, 60H, PVI-75-240 | Inventory Item | 47068 | 75000 | No | Inverters | Soligent De-listing | 0
330-0298 | 330-0298 | Solectria, PVI 75KW Grid Tied Central inverter, 3-Ph, 75KW, 480VAC, 60H, PVI-75-480 | Inventory Item | 43364 | 75000 | No | Inverters | Soligent De-listing | 0
330-0299 | 330-0299 | Solectria, PVI 85KW Grid Tied Central inverter, 3-Ph, 85KW, 208VAC, 60H, PVI-85-208 | Inventory Item | 46841 | 85000 | No | Inverters | Soligent De-listing | 0
330-0300 | 330-0300 | Solectria, PVI 85KW Grid Tied Central inverter, 3-Ph, 85KW, 240VAC, 60H, PVI-85-240 | Inventory Item | 47545 | 85000 | No | Inverters | Soligent De-listing | 0
330-0301 | 330-0301 | Solectria, PVI 85KW Grid Tied Central inverter, 3-Ph, 85KW, 480VAC, 60H, PVI-85-480 | Inventory Item | 44068 | 85000 | No | Inverters | Soligent De-listing | 0
330-0302 | 330-0302 | Solectria, PVI 100KW Grid Tied Central inverter, 3-Ph, 100KW, 208VAC, 60H, PVI-100-208 | Inventory Item | 47545 | 100000 | No | Inverters | Soligent De-listing | 0
330-0303 | 330-0303 | Solectria, PVI 100KW Grid Tied Central inverter, 3-Ph, 100KW, 240VAC, 60H, PVI-100-240 | Inventory Item | 49159 | 100000 | No | Inverters | Soligent De-listing | 0
330-0304 | 330-0304 | Solectria, PVI 100KW Grid Tied Central inverter, 3-Ph, 100KW, 480VAC, 60H, PVI-100-480 | Inventory Item | 45227 | 100000 | No | Inverters | Soligent De-listing | 0
330-0305 | 330-0305 | SMA, Sunny Central 500CP Grid Tied Inverter, 3-Ph, 550KW, 270VAC, 60Hz, 480VDC, DC/AC Discon, 5 Yr Warranty, RS485, Ethernet, SC-500CP-US-10 | Inventory Item | 282918 | 550000 | No | Inverters | Vendor De-listing | 0
330-0306 | 330-0306 | SMA, Sunny Central 630CP Grid Tied Inverter, 3-Ph, 700KW, 315VAC, 60Hz, 480VDC, DC/AC Discon, 5 Yr Warranty, RS485, Ethernet, SC-630CP-US-10 | Inventory Item | 312566 | 700000 | No | Inverters | Vendor De-listing | 0
330-0307 | 330-0307 | SMA, Sunny Central 720CP Grid Tied Inverter, 3-Ph, 792KW, 324VAC, 60Hz, 480VDC, DC/AC Discon, 5 Yr Warranty, RS485, Ethernet, SC-720CP-US-10 | Inventory Item | 343060 | 792000 | No | Inverters | Vendor De-listing | 0
330-0308 | 330-0308 | SMA, Sunny Central 750CP Grid Tied Inverter, 3-Ph, 825KW, 342VAC, 60Hz, 480VDC, DC/AC Discon, 5 Yr Warranty, RS485, Ethernet, SC-750CP-US-10 | Inventory Item | 352378 | 825000 | No | Inverters | Vendor De-listing | 0
330-0309 | 330-0309 | SMA, Sunny Central 800CP Grid Tied Inverter, 3-Ph, 880KW, 360VAC, 60Hz, 480VDC, DC/AC Discon, 5 Yr Warranty, RS485, Ethernet, SC-800CP-US-10 | Inventory Item | 367624 | 880000 | No | Inverters | Vendor De-listing | 0
330-0313 | 330-0313 | Power One, PVI-10.0 3-Ph Grid Tied Inverter, 10kW, 480VAC, 60Hz, DC Discon, 4 Unfused Input, 2 MPPT, 10 Yr Warr, Neg Gnd Config, RS485, PVI-10.0-I-OUTD-S-US-480-NG | Inventory Item | 6381 | 10000 | No | Inverters | Vendor De-listing | 0
330-0314 | 330-0314 | Advanced Energy, AE 500NX-HE grid tied Central inverter, 3-Ph, 500kW, 480VAC, 60H | Inventory Item | 240955.98 | 500000 | No | Inverters | Vendor De-listing | 0
330-0315 | 330-0315 | Advanced Energy, AE 500NX grid tied Central inverter, 3-Ph, 500kW, 480VAC, 60H | Inventory Item | 232923.98 | 500000 | No | Inverters | Vendor De-listing | 0
330-0316 | 330-0316 | Fronius, CL 33.3 Delta grid tied Central inverter, 3-Ph, 33.3kW, 208/240VAC, 60H | Inventory Item | 18545 | 33300 | No | Inverters | Vendor De-listing | 0
330-0317 | 330-0317 | Fronius, CL 36.0 WYE grid tied Central inverter, 3-Ph, 36kW, 277/480VAC, 60H | Inventory Item | 18392 | 36000 | No | Inverters | Vendor De-listing | 0
330-0318 | 330-0318 | Fronius, CL 44.4 Delta grid tied Central inverter, 3-Ph, 44.4 kW, 208/240VAC, 60H | Inventory Item | 21151 | 44400 | No | Inverters | Vendor De-listing | 0
330-0319 | 330-0319 | Fronius, CL 48.0 WYE grid tied Central inverter, 3-Ph, 48kW, 277/480VAC, 60H | Inventory Item | 22644 | 48000 | No | Inverters | Vendor De-listing | 0
330-0320 | 330-0320 | Fronius, CL 55.5 Delta grid tied inverter, 3-Ph, 55.5kW, 208/240VAC, 60Hz, 600VDC, DC/AC Discon, 5 Yr Warr, Neg Gnd, includes Modbus card (4,240,021,Z), (add base plate #360-0221), 4,210,247,800 | Inventory Item | 25946 | 55500 | No | Inverters | Vendor De-listing | 0
330-0321 | 330-0321 | Fronius, CL 60.0 WYE grid tied Central inverter, 3-Ph, 60kW, 277/480VAC, 60H | Inventory Item | 28305 | 60000 | No | Inverters | Vendor De-listing | 0
330-0322 | 330-0322 | Advanced Energy, AE 3TL-12K 3-Ph Grid Tied Inverter, 12kW, 480VAC, 60Hz, +/-500VDC, DC Discon, Dual 12x15A Fused Inputs, 1 MPPT, 5 Yr Warr, Bipolar Gnd, RS485 & Ethernet NEMA 3R, 804R012.010 | Inventory Item | 8982 | 12000 | No | Inverters | Vendor De-listing | 0
330-0323 | 330-0323 | Advanced Energy, AE 3TL-16K 3-Ph Grid Tied Inverter, 16kW, 480VAC, 60Hz, +/-500VDC, DC Discon, Dual 12x15A Fused Inputs, 1 MPPT, 5 Yr Warr, Bipolar Gnd, RS485 & Ethernet NEMA 3R, 804R016.010 | Inventory Item | 9999.98 | 16000 | No | Inverters | Vendor De-listing | 0
330-0324 | 330-0324 | SolarEdge, SE9KUS Grid Tied Inverter, 3-Ph, 9000W, 208VAC, 60Hz, 500VDC, DC/AC Discon,12 Yr Warr, Ungrounded, RS485 and Ethernet, SE9KUS-208-U | Inventory Item | 3597 | 9000 | No | Inverters | Vendor De-listing | 0
330-0325 | 330-0325 | SolarEdge, SE10KUS Grid Tied Inverter, 3-Ph, 10kW, 480VAC, 60Hz, 1000VDC, DC/AC Discon,12 Yr Warr, Ungrounded, RS485 and Ethernet, SE10KUS-480-U | Inventory Item | 3286 | 10000 | No | Inverters | Vendor De-listing | 0
330-0326 | 330-0326 | SolarEdge, SE20KUS Grid Tied Inverter, 3-Ph, 20kW, 480VAC, 60Hz, 1000VDC, DC/AC Discon,12 Yr Warr, Ungrounded, RS485 and Ethernet, SE20KUS-480-U | Inventory Item | 3893 | 20000 | No | Inverters | Vendor De-listing | 0
330-0327 | 330-0327 | Yaskawa Solectria, PVI 14000TL, 3-Ph Grid tied inverter, 14kW, 208VAC, 60Hz, 600VDC, AC/DC Discon, Two dual 4x15A Fused Inputs (add 8 fuses), 2 MPPT, 10 Yr Warr, Ungrounded, RS485, NEMA3R, PVI-14TL-208 | Inventory Item | 4146.34 | 14000 | No | Inverters | Vendor De-listing | 4000
330-0327 : 330-0327_S | 330-0327_S | Yaskawa Solectria, PVI 14000TL, 3-Ph Grid tied inverter, 14kW, 208VAC, 60Hz, 600VDC, AC/DC Discon, Two dual 4x15A Fused Inputs (add 8 fuses), 2 MPPT, 10 Yr Warr, Ungrounded, RS485, NEMA3R, PVI-14TL-208 | Inventory Item | 4146.34 | 14000 | No | Inverters | Soligent De-listing | 4000
330-0328 | 330-0328 | Yaskawa Solectria, PVI 20000TL, 3-Ph Grid tied inverter, 20kW, 480VAC, 60Hz, 600VDC, AC/DC Discon, Two dual 4x15A Fused Inputs (add 8 fuses), 2 MPPT, 10 Yr Warr, Ungrounded, RS485, NEMA3R, PVI-20TL-480 | Inventory Item | 8860.46 | 20000 | No | Inverters | Vendor De-listing | 0
330-0329 | 330-0329 | Yaskawa Solectria, PVI 23000TL, 3-Ph Grid tied inverter, 23kW, 480VAC, 60Hz, 1000VDC, AC/DC Discon, Two dual 4x15A Fused Inputs, 2 MPPT, 10 Yr Warr, Ungrounded, RS485, NEMA4, PVI-23TL-480 | Inventory Item | 3142.86 | 23000 | No | Inverters | Vendor De-listing | 2588.24
330-0330 | 330-0330 | Yaskawa Solectria, PVI 28000TL, 3-Ph Grid tied inverter, 28kW, 480VAC, 60Hz, 1000VDC, AC/DC Discon, Two dual 4x15A Fused Inputs, 2 MPPT, 10 Yr Warr, Ungrounded, RS485, NEMA4, PVI-28TL-480 | Inventory Item | 2439.02 | 28000 | No | Inverters | Vendor De-listing | 2352.94
330-0330 : 330-0330_S | 330-0330_S | Yaskawa Solectria, PVI 28000TL, 3-Ph Grid tied inverter, 28kW, 480VAC, 60Hz, 1000VDC, AC/DC Discon, Two dual 4x15A Fused Inputs, 2 MPPT, 10 Yr Warr, Ungrounded, RS485, NEMA4, PVI-28TL-480 | Inventory Item | 2439.02 | 28000 | No | Inverters | Soligent De-listing | 2352.94
330-0331 | 330-0331 | Advanced Energy, AE 3TL-20K 3-Ph Grid Tied Inverter, 20kW, 480VAC, 60Hz, +/-500VDC, DC Discon, Dual 12x15A Fused Inputs, 1 MPPT, 5 Yr Warr, Bipolar Gnd, RS485 & Ethernet NEMA 3R, 804R020.010 | Inventory Item | 10364 | 20000 | No | Inverters | Vendor De-listing | 0
330-0332 | 330-0332 | Advanced Energy, AE 3TL-23K 3-Ph Grid Tied Inverter, 23.2kW, 480VAC, 60Hz, +/-500VDC, DC Discon, Dual 12x15A Fused Inputs, 1 MPPT, 5 Yr Warr, Bipolar Gnd, RS485 & Ethernet NEMA 3R, 804R024.010 | Inventory Item | 11055 | 24000 | No | Inverters | Vendor De-listing | 0
330-0333 | 330-0333 | Advanced Energy, AE 500NX, grid tied inverter, 3-Ph, 500kW, 60Hz, 1000VDC, 420 ABB AC/DC SWGR SAM8, 3159532-04F0 | Inventory Item | 280752.94 | 500000 | No | Inverters | Soligent De-listing | 0
330-0334 | 330-0334 | Advanced Energy, AE 500NX, grid tied inverter, 3-Ph, 500kW, 60Hz, 1000VDC, 420V FWE BUS BAR, 3159533-0003 | Inventory Item | 223529.41 | 500000 | No | Inverters | Soligent De-listing | 0
330-0335 | 330-0335 | Advanced Energy, AE 500NX, grid tied inverter, 3-Ph, 500kW, 60Hz, 1000VDC, 420 DC SWGR, 3159533-0060 | Inventory Item | 250352.94 | 500000 | No | Inverters | Soligent De-listing | 0
330-0336 | 330-0336 | Advanced Energy, AE 500NX, grid tied inverter, 3-Ph, 500kW, 60Hz, 1000VDC, 420 DC SWGR SAM8, 3159533-00E0 | Inventory Item | 261082.35 | 500000 | No | Inverters | Soligent De-listing | 0
330-0337 | 330-0337 | Advanced Energy, AE 500NX, grid tied inverter, 3-Ph, 500kW, 60Hz, 1000VDC, 420 LVRT DC SWGR, 3159533-0460 | Inventory Item | 259294.12 | 500000 | No | Inverters | Soligent De-listing | 0
330-0338 | 330-0338 | Advanced Energy, AE 500NX, grid tied inverter, 3-Ph, 500kW, 60Hz, 1000VDC, 420 LVRT DC SWGR SAM8, 3159533-04E0 | Inventory Item | 270023.53 | 500000 | No | Inverters | Soligent De-listing | 0
330-0339 | 330-0339 | Advanced Energy, AE 500NX, grid tied inverter, 3-Ph, 500kW, 60Hz, 1000VDC, 420 LVRT DC SWGR SAM10, 3159533-04N0 | Inventory Item | 272705.88 | 500000 | No | Inverters | Soligent De-listing | 0
330-0340 | 330-0340 | Advanced Energy, AE 333NX grid tied inverter, 3-Ph, 333kW, 480VAC, 60Hz, +/-600VDC, No Discon, Dual 6x350MCM DC Lugs, 5 Yr Warr , Bipolar Gnd, RS485 & Ethernet, 3159000-0001 | Inventory Item | 166306 | 333000 | No | Inverters | Soligent De-listing | 0
330-0341 | 330-0341 | Yaskawa Solectria, PVI 36000TL, 3-Ph Grid tied inverter, 36kW, 480VAC, 60Hz, 1000VDC, AC/DC Discon, Two dual 5x15A Fused Inputs, 2 MPPT, with PLC Transmitter, 10 Yr Warr, RS-485, UL-1741-SA, PVI-36TL-480-RSD | Inventory Item | 4971.43 | 36000 | No | Inverters | Vendor De-listing | 0
330-0342 | 330-0342 | SolarEdge, SE100KUS Grid Tied Inverter, Primary Inverter, (add 2 Secondary Inverters) 3-Ph, 100kW, 277/480V WYE, 60Hz, 1000VDC, DC Discon, 12 Yr Warr, AFCI, NO AC-RSD, GROUND MOUNT ONLY,-40C, RS485 and Ethernet, DCD w/o Fuses, UL-1741-SA (Rule-21),SE100K-USRPGBNU4 | Inventory Item | 5796.98 |  | No | Inverters | Soligent De-listing | 0
330-0343 | 330-0343 | Yaskawa Solectria, PVI 25TL, 3-Ph Grid Tied inverter, 25kW, 480VAC WYE, 60Hz, 1000VDC, 2 MPPT, 3 inputs per MPPT, AC/DC Disconnect, Arc-Fault Detection, NEMA 4X, with SunSpec Transmitter, UL1741-SA, 10 Yr Warr, PVI-25TL-480 | Inventory Item | 2757.14 |  | No | Inverters | Vendor De-listing | 2270.59
330-0449 | 330-0449 | SMA, Sunny Tripower 12000TL inverter with installed SWDM-US-10 ONLY, (Use with DC Discon CU 1000-US-10, #580-0103), STP12000TL-US-10 | Inventory Item | 5837.99 | 12000 | No | Inverters | Soligent De-listing | 0
330-0449-KIT | 330-0449-KIT | SMA, Sunny Tripower 12000TL Grid tied inverter, 3-Ph, 12kW, 480VAC, 60Hz, 600/1000VDC, DC Discon, 2 Dual 4x20A Fused Inputs (add 16 midget fuses), 2 MPPT, 10 Yr Warr, Ungrounded, Webconnect, Arc-Fault Protection, STP12000TL-US-10-KIT | Kit/Package | 7167.23 | 12000 | No | Inverters | Vendor De-listing | 0
330-0450 | 330-0450 | SMA, Sunny Tripower 15000TL inverter with installed SWDM-US-10 ONLY, (Use with DC Discon CU 1000-US-10, #580-0103), STP15000TL-US-10 | Inventory Item | 6641.99 | 15000 | No | Inverters | Soligent De-listing | 0
330-0450-KIT | 330-0450-KIT | SMA, Sunny Tripower 15000TL Grid tied inverter, 3-Ph, 15kW, 480VAC, 60Hz, 600/1000VDC, DC Discon, 2 Dual 4x20A Fused Inputs (add 16 midget fuses), 2 MPPT, 10 Yr Warr, Ungrounded, Webconnect, Arc-Fault Protection, STP15000TL-US-10-KIT | Kit/Package | 7663.82 | 15000 | No | Inverters | Vendor De-listing | 0
330-0451 | 330-0451 | SMA, Sunny Tripower 20000TL inverter with installed SWDM-US-10 ONLY, (Use with DC Discon CU 1000-US-10, #580-0103), STP20000TL-US-10 | Inventory Item | 6877.99 | 20000 | No | Inverters | Soligent De-listing | 0
330-0451-KIT | 330-0451-KIT | SMA, Sunny Tripower 20000TL Grid tied inverter, 3-Ph, 20kW, 480VAC, 60Hz, 600/1000VDC, DC Discon, 2 Dual 4x20A Fused Inputs (add 16 midget fuses), 2 MPPT, 10 Yr Warr, Ungrounded, Webconnect, Arc-Fault Protection, STP20000TL-US-10-KIT | Kit/Package | 9565 | 20000 | No | Inverters | Soligent De-listing | 0
330-0452 | 330-0452 | SMA, Sunny Tripower 24000TL inverter with installed SWDM-US-10 ONLY, (Use with DC Discon CU 1000-US-10, #580-0103), STP24000TL-US-10 | Inventory Item | 7607.99 | 24000 | No | Inverters | Soligent De-listing | 0
330-0452-KIT | 330-0452-KIT | SMA, Sunny Tripower 24000TL Grid tied inverter, 3-Ph, 24kW, 480VAC, 60Hz, 600/1000VDC, DC Discon, 2 Dual 4x20A Fused Inputs (add 16 midget fuses), 2 MPPT, 10 Yr Warr, Ungrounded, Webconnect, Arc-Fault Protection, STP24000TL-US-10-KIT | Kit/Package | 11275 | 24000 | No | Inverters | Soligent De-listing | 0
330-0453 | 330-0453 | Solectria, PVI Premium Efficiency 100KW Grid Tied Central inverter, 3-Ph, 100KW, 480VAC, 60H | Inventory Item | 48705 | 100000 | No | Inverters | Vendor De-listing | 0
330-0454 | 330-0454 | Advanced Energy, AE 3TL-16 Grid Tied Inverter, 3-Ph, 16kW, 480VAC, 60Hz, 1000VDC, DC Discon, Dual 10x15A Fused Inputs, 1 MPPT, 5 Yr Warr, Ungrounded, RS485 & Ethernet, Arc-Fault Protection, AE_3TL-16_10 | Inventory Item | 7906 | 16000 | No | Inverters | Vendor De-listing | 0
330-0455 | 330-0455 | Advanced Energy, AE 3TL-12 Grid Tied Inverter, 3-Ph, 12kW, 480VAC, 60Hz, 1000VDC, DC Discon, Dual 10x15A Fused Inputs, 1 MPPT, 5 Yr Warr, Ungrounded, RS485 & Ethernet, Arc-Fault Protection, AE_3TL-12_10 | Inventory Item | 7871 | 12000 | No | Inverters | Vendor De-listing | 0
330-0456 | 330-0456 | Advanced Energy, AE 3TL-20 Grid Tied Inverter, 3-Ph, 20kW, 480VAC, 60Hz, 1000VDC, DC Discon, Dual 10x15A Fused Inputs, 1 MPPT, 5 Yr Warr, Ungrounded, RS485 & Ethernet, Arc-Fault Protection, AE_3TL-20_10 | Inventory Item | 7960 | 20000 | No | Inverters | Vendor De-listing | 0
330-0457 | 330-0457 | Advanced Energy, AE 3TL-23 Grid Tied Inverter, 3-Ph, 23kW, 480VAC, 60Hz, 1000VDC, DC Discon, Dual 10x15A Fused Inputs, 1 MPPT, 5 Yr Warr, Ungrounded, RS485 & Ethernet, Arc-Fault Protection, AE_3TL-23_10 | Inventory Item | 8031 | 23000 | No | Inverters | Vendor De-listing | 0
330-0458 | 330-0458 | Solectria, PVI 60KW Grid Tied Central inverter, 3-Ph, 60kW, 480VAC, 60H, PVI-60-480 | Inventory Item | 43694 | 60000 | No | Inverters | Soligent De-listing | 0
330-0459 | 330-0459 | ABB, PVI-10.0 3-Ph Grid Tied Inverter, 10kW, 480VAC, 60Hz, 520VDC, DC Discon, 6x15A Fused Input, 2 MPPT, 10 Yr Warr, Neg Gnd Config, RS485, PVI-10.0-I-OUTD-S1-US-480-NG | Inventory Item | 6707 | 10000 | No | Inverters | Vendor De-listing | 0
330-0460 | 330-0460 | SMA, Sunny Tripower 12000TL INVERTER ONLY, Grid tied inverter, 3-Ph, 12kW, 277/480VAC, 60Hz, 600/1000VDC, with installed SWDM-US-10, (Use with DC Disconnect: CU 1000-US-11, #580-0132), STP12000TL-US-10 | Inventory Item | 1300 | 12000 | No | Inverters | Vendor De-listing | 1300
330-0460 : 330-0460_S | 330-0460_S | SMA, Sunny Tripower 12000TL INVERTER ONLY, Grid tied inverter, 3-Ph, 12kW, 277/480VAC, 60Hz, 600/1000VDC, with installed SWDM-US-10, (Use with DC Disconnect: CU 1000-US-11, #580-0132), STP12000TL-US-10 | Inventory Item | 1300 | 12000 | No | Inverters | Soligent De-listing | 1300
330-0460-B | 330-0460-B | B Grade SMA, Sunny Tripower 12000TL INVERTER ONLY, Grid tied inverter, 3-Ph, 12kW, 277/480VAC, 60Hz, 600/1000VDC, with installed SWDM-US-10, (Use with DC Disconnect: CU 1000-US-11, #580-0132), STP12000TL-US-10 | Inventory Item | 2340 | 12000 | No | Inverters | Vendor De-listing | 1300
330-0461 | 330-0461 | SMA, Sunny Tripower 15000TL INVERTER ONLY, Grid tied inverter, 3-Ph, 15kW, 277/480VAC, 60Hz, 600/1000VDC, with installed SWDM-US-10, (Use with DC Disconnect: CU 1000-US-11, #580-0132), STP15000TL-US-10 | Inventory Item | 6641.21 | 15000 | No | Inverters | Vendor De-listing | 1946.1
330-0462 | 330-0462 | SMA, Sunny Tripower 20000TL INVERTER ONLY, Grid tied inverter, 3-Ph, 20kW, 277/480VAC, 60Hz, 600/1000VDC, with installed SWDM-US-10, (Use with DC Disconnect: CU 1000-US-11, #580-0132), STP20000TL-US-10 | Inventory Item | 6877.52 | 20000 | No | Inverters | Vendor De-listing | 0
330-0463 | 330-0463 | SMA, Sunny Tripower 24000TL INVERTER ONLY, Grid tied inverter, 3-Ph, 24kW, 277/480VAC, 60Hz, 600/1000VDC, with installed SWDM-US-10, (Use with DC Disconnect: CU 1000-US-11, #580-0132), STP24000TL-US-10 | Inventory Item | 3147.06 | 24000 | No | Inverters | Vendor De-listing | 1710.36
330-0464 | 330-0464 | Fronius, Symo 10.0 480 Grid Tied Inverter, 3-Ph, 10 kW, 480VAC, 60Hz, 600VDC or1000VDC, DC Discon, 6 Unfused i/p, 2 MPPT, 10 Yr Warr, Ungrounded, Wi-Fi/Ethernet Datamanager, Arc-Fault Protection, 4,210,050,800 | Inventory Item | 5296 | 10000 | No | Inverters | Vendor De-listing | 0
330-0465 | 330-0465 | Fronius, Symo 10.0 208/240 Grid Tied Inverter, 3-Ph, 10 kW, 208/240VAC, 60Hz, 600VDC, DC Discon, 6 Unfused i/p, 2 MPPT, 10 Yr Warr, Ungrounded, Wi-Fi/Ethernet Datamanager, Arc-Fault Protection, 4,210,050,850 | Inventory Item | 5488 | 10000 | No | Inverters | Vendor De-listing | 0
330-0466 | 330-0466 | Fronius, Symo 12.5 480 Grid Tied Inverter, 3-Ph, 12.5 kW, 480VAC, 60Hz, 600VDC or1000VDC, DC Discon, 6 Unfused i/p, 2 MPPT, 10 Yr Warr, Ungrounded, Wi-Fi/Ethernet Datamanager, Arc-Fault Protection, 4,210,051,800 | Inventory Item | 5936 | 12500 | No | Inverters | Vendor De-listing | 0
330-0467 | 330-0467 | Fronius, Symo 12.0 208/240 Grid Tied Inverter, 3-Ph, 12 kW, 208/240VAC, 60Hz, 600VDC, DC Discon, 6 Unfused i/p, 2 MPPT, 10 Yr Warr, Ungrounded, Wi-Fi/Ethernet Datamanager, Arc-Fault Protection, 4,210,051,850 | Inventory Item | 6128 | 1200 | No | Inverters | Vendor De-listing | 0
330-0468 | 330-0468 | Fronius, Symo 15.0 480 Grid Tied Inverter, 3-Ph, 15 kW, 480VAC, 60Hz, 1000VDC, DC Discon, 6 Fused i/p,2 MPPT, 10 Yr Warr, Ungrounded, Wi-Fi/Ethernet Datamanager, Arc-Fault Protection, 4,210,052,800 | Inventory Item | 6497 | 15000 | No | Inverters | Vendor De-listing | 0
330-0469 | 330-0469 | Fronius, Symo 17.5 480 Grid Tied Inverter, 3-Ph, 17.5 kW, 480VAC, 60Hz, 1000VDC, DC Discon, 6 Fused i/p,2 MPPT, 10 Yr Warr, Ungrounded, Wi-Fi/Ethernet Datamanager, Arc-Fault Protection, 4,210,053,800 | Inventory Item | 7172 | 17500 | No | Inverters | Vendor De-listing | 0
330-0470 | 330-0470 | Fronius, Symo 20.0 480 Grid Tied Inverter, 3-Ph, 20 kW, 480VAC, 60Hz, 1000VDC, DC Discon, 6 Fused i/p,2 MPPT, 10 Yr Warr, Ungrounded, Wi-Fi/Ethernet Datamanager, Arc-Fault Protection, 4,210,054,800 | Inventory Item | 7845 | 20000 | No | Inverters | Vendor De-listing | 0
330-0471 | 330-0471 | Fronius, Symo 22.5 480 Grid Tied Inverter, 3-Ph, 22.5 kW, 480VAC, 60Hz, 1000VDC, DC Discon, 6 Fused i/p,2 MPPT, 10 Yr Warr, Ungrounded, Wi-Fi/Ethernet Datamanager, Arc-Fault Protection, 4,210,055,800 | Inventory Item | 8653 | 22500 | No | Inverters | Vendor De-listing | 0
330-0472 | 330-0472 | Fronius, Symo 24.0 480 Grid Tied Inverter, 3-Ph, 24 kW, 480VAC, 60Hz, 1000VDC, DC Discon, 6 Fused i/p,2 MPPT, 10 Yr Warr, Ungrounded, Wi-Fi/Ethernet Datamanager, Arc-Fault Protection, 4,210,056,800 | Inventory Item | 9134 | 24000 | No | Inverters | Vendor De-listing | 0
330-0473 | 330-0473 | Fronius, Symo Lite 10.0 480 Grid Tied Inverter, 3-Ph, 10 kW, 480VAC, 60Hz, 600VDC or1000VDC, DC Discon, 6 Unfused i/p, 2 MPPT, 10 Yr Warr, Ungrounded, Arc-Fault Protection, 4,210,050,801 | Inventory Item | 4671.94 | 10000 | No | Inverters | Vendor De-listing | 0
330-0474 | 330-0474 | Fronius, Symo Lite 10.0 208/240 Grid Tied Inverter, 3-Ph, 10 kW, 208/240VAC, 60Hz, 600VDC, DC Discon, 6 Unfused i/p, 2 MPPT, 10 Yr Warr, Ungrounded, Arc-Fault Protection, 4,210,050,851 | Inventory Item | 3369.24 | 10000 | No | Inverters | Vendor De-listing | 0
330-0475 | 330-0475 | Fronius, Symo Lite 12.5 480 Grid Tied Inverter, 3-Ph, 12.5 kW, 480VAC, 60Hz, 600VDC or1000VDC, DC Discon, 6 Unfused i/p, 2 MPPT, 10 Yr Warr, Ungrounded, Arc-Fault Protection, 4,210,051,801 | Inventory Item | 5096.32 | 12500 | No | Inverters | Vendor De-listing | 0
330-0476 | 330-0476 | Fronius, Symo Lite 12.0 208/240 Grid Tied Inverter, 3-Ph, 12 kW, 208/240VAC, 60Hz, 600VDC, DC Discon, 6 Unfused i/p, 2 MPPT, 10 Yr Warr, Ungrounded, Arc-Fault Protection, 4,210,051,851 | Inventory Item | 5440.9 | 12000 | No | Inverters | Vendor De-listing | 0
330-0477 | 330-0477 | Fronius, Symo Lite 15.0 480 Grid Tied Inverter, 3-Ph, 15 kW, 480VAC, 60Hz, 1000VDC, DC Discon, 6Â Un-Fused i/p,2 MPPT, 10 Yr Warr, Ungrounded, Arc-Fault Protection, 4,210,052,801 | Inventory Item | 5573.87 | 15000 | No | Inverters | Vendor De-listing | 0
330-0478 | 330-0478 | Fronius, Symo Lite 17.5 480 Grid Tied Inverter, 3-Ph, 17.5 kW, 480VAC, 60Hz,Â 1000VDC, DC Discon,Â 6Â Un-FusedÂ i/p, 2 MPPT, 10 Yr Warr, Ungrounded, Arc-Fault Protection, 4,210,053,801 | Inventory Item | 5497.14 | 17500 | No | Inverters | Vendor De-listing | 0
330-0479 | 330-0479 | Fronius, Symo Lite 20.0 480 Grid Tied Inverter, 3-Ph, 20 kW, 480VAC, 60Hz, 1000VDC, DC Discon, 6 Fused i/p,2 MPPT, 10 Yr Warr, Ungrounded, Arc-Fault Protection, 4,210,054,801 | Inventory Item | 5586 | 20000 | No | Inverters | Soligent De-listing | 0
330-0480 | 330-0480 | Fronius, Symo Lite 22.7 480 Grid Tied Inverter, 3-Ph, 22.5 kW, 480VAC, 60Hz, 1000VDC, DC Discon, 6 Fused i/p,2 MPPT, 10 Yr Warr, Ungrounded, Arc-Fault Protection, 4,210,055,801 | Inventory Item | 5665.8 | 22500 | No | Inverters | Vendor De-listing | 0
330-0481 | 330-0481 | Fronius, Symo Lite 24.0 480 Grid Tied Inverter, 3-Ph, 24 kW, 480VAC, 60Hz, 1000VDC, DC Discon, 6 Fused i/p,2 MPPT, 10 Yr Warr, Ungrounded, Arc-Fault Protection, 4,210,056,801 | Inventory Item | 5807.28 | 24000 | No | Inverters | Vendor De-listing | 0
330-0482 | 330-0482 | SMA, STP60-US-10 Inverter, 60KW, with DC Switch, STP60-US-10 | Inventory Item | 13128.82 | 60000 | No | Inverters | Vendor De-listing | 0
330-0483 | 330-0483 | Solectria, SGI 750KW Grid Tied Central inverter, 3-Ph, 1000VDC, 380VAC, 60H, External Transformer, SGI-750XTM-380 | Inventory Item | 124674.99 | 750000 | No | Inverters | Soligent De-listing | 0
330-0484 | 330-0484 | Solectria, Option, Forward Facing AC and DC Disconnects, fused Disconnects, for PVI 50-100KW, OPT-DISCO-FFFAC | Inventory Item | 2353 |  | No | Inverters | Soligent De-listing | 0
330-0485 | 330-0485 | Yaskawa Solectria, PVI 36000TL, 3-Ph Grid tied inverter, 36kW, 480VAC, 60Hz, 1000VDC, AC/DC Discon, Two dual 5x20A Fused Inputs, 2 MPPT, 10 Yr Warr, Ungrounded, RS485, NEMA4, Rule-21, PVI-36TL-480-20A | Inventory Item | 4707.32 | 36000 | No | Inverters | Shippable | 4541.18
330-0485 : 330-0485_S | 330-0485_S | Yaskawa Solectria, PVI 36000TL, 3-Ph Grid tied inverter, 36kW, 480VAC, 60Hz, 1000VDC, AC/DC Discon, Two dual 5x20A Fused Inputs, 2 MPPT, 10 Yr Warr, Ungrounded, RS485, NEMA4, Rule-21, PVI-36TL-480-20A | Inventory Item | 4146.34 | 36000 | No | Inverters | Soligent De-listing | 4000
330-0486 | 330-0486 | Schneider-Electric, Conext CL-18000-NA, Grid-Tied TL Inverter, 3-PH, 18kW, 277/480Vac, 60Hz, 1000Vdc, 4 String input, Per channel, (add fuses) 2 MPPT, DC Switch, AFCI, Integrated data logger, 10 yr. Warranty, Model-Essential+AFD, (2 boxes), PVSCL18NA201 | Inventory Item | 4821.43 | 18000 | No | Inverters | Vendor De-listing | 3970.59
330-0487 | 330-0487 | Schneider-Electric, Conext CL-18000-NA, Grid-Tied TL Inverter, 3-PH, 18kW, 277/480Vac, 60Hz, 1000Vdc, 4 String input, Per channel, (add fuses) 2 MPPT, DC Switch, AFCI, AC-SPD, DC-SPD, Integrated data logger, 10 yr. Warranty, Model-Optimum+AFD, (2 boxes), PVSCL18NA301 | Inventory Item | 5121.51 | 18000 | No | Inverters | Vendor De-listing | 4217.72
330-0488 | 330-0488 | Schneider-Electric, Conext CL-25000-NA, Grid-Tied TL Inverter, 3-PH, 25kW, 277/480Vac, 60Hz, 1000Vdc, 4 String input, Per channel, (add fuses) 2 MPPT, DC Switch, AFCI, Integrated data logger, 10 yr. Warranty, Model-Essential+AFD, (2 boxes), PVSCL25NA201 | Inventory Item | 5011.2 | 25000 | No | Inverters | Vendor De-listing | 4126.87
330-0489 | 330-0489 | Schneider-Electric, Conext CL-25000-NA, Grid-Tied TL Inverter, 3-PH, 25kW, 277/480Vac, 60Hz, 1000Vdc, 4 String input, Per channel, (add fuses) 2 MPPT, DC Switch, AFCI, AC-SPD, DC-SPD, Integrated data logger, 10 yr. Warranty, Model-Optimum+AFD, (2 boxes), PVSCL25NA301 | Inventory Item | 5311.29 | 25000 | No | Inverters | Vendor De-listing | 4374
330-0490 | 330-0490 | SolarEdge, SE20KUS Grid Tied Inverter, 3-Ph, 20kW, 480VAC, 60Hz, 1000VDC, DC/AC Discon, (-40° to 60°C), 12 Yr Warr, Ungrounded, RS485 and Ethernet, SE20K-US048NNU4 | Inventory Item | 4397 | 20000 | No | Inverters | Soligent De-listing | 0
330-0491 | 330-0491 | SolarEdge, SE14.4KUS Grid Tied Inverter, 3-Ph, 14.4kW, 208VAC, 60Hz, 500VDC, DC/AC Discon, 12 Yr Warr, Ungrounded, RS485 and Ethernet, SE14.4K-US028NNF4 | Inventory Item | 4576 | 14400 | No | Inverters | Soligent De-listing | 0
330-0492 | 330-0492 | SolarEdge, SE33.3KUS Grid Tied Inverter, 3-Ph, 33.3kW, 480VAC, 60Hz, 1000VDC, DC/AC Discon,12 Yr Warr, Ungrounded, RS485 and Ethernet, SE33.3K-US048NNF4 | Inventory Item | 4110.52 | 33300 | No | Inverters | Vendor De-listing | 0
330-0493 | 330-0493 | ABB, TRIO-20.0 Grid Tied Inverter, 3-Ph, 20kW, 480VAC, 60Hz, 1000VDC, DC Discon, 2 Unfused inputs, 2 MPPT, 5 Yr Warr, Ungrounded, RS485, (add handle kit #570-1045), TRIO-20.0-TL-OUTD-S-US-480-BWP | Inventory Item | 6473 | 20000 | No | Inverters | Soligent De-listing | 0
330-0494 | 330-0494 | ABB, TRIO-20.0 Grid Tied Inverter, 3-Ph, 20kW, 480VAC, 60Hz, 1000VDC, DC Discon, 2 Unfused inputs, 2 MPPT, 5 Yr Warr, Ungrounded, RS485, Arc-Fault Protection, (add handle kit #570-1045), TRIO-20.0-TL-OUTD-S-US-480-A-BWP | Inventory Item | 6604 | 20000 | No | Inverters | Soligent De-listing | 0
330-0495 | 330-0495 | ABB, TRIO-20.0 Grid Tied Inverter, 3-Ph, 20kW, 480VAC, 60Hz, 1000VDC, DC Discon, Two Dual 4x15A Fused Inputs, 2 MPPT, 5 Yr Warr, Ungrounded, RS485, NEMA 4X, (Purchase with handling kit#570-1045), TRIO-20.0-TL-OUTD-S1-US-480-BWP | Inventory Item | 7422 | 20000 | No | Inverters | Soligent De-listing | 0
330-0496 | 330-0496 | ABB, TRIO-20.0 Grid Tied Inverter, 3-Ph, 20kW, 480VAC, 60Hz, 1000VDC, DC Discon, 2 Dual 4x15A Fused Inputs, 2 MPPT, 5 Yr Warr, Ungrounded, RS485, Arc-Fault Protection, DC Surge Arrestor, (add handle kit #570-1045), TRIO-20.0-TL-OUTD-S1-US-480-A-BWP | Inventory Item | 7551 | 20000 | No | Inverters | Soligent De-listing | 0
330-0497 | 330-0497 | ABB, TRIO-20.0 Grid Tied Inverter, 3-Ph , 20kW, 480VAC, 60Hz, 1000VDC, AC and DC Discon, Two Dual 4x15A Fused Inputs, 2 MPPT, 5 Yr Warr, Ungrounded, RS485, NEMA 4X, (Purchase with handling kit#570-1045), TRIO-20.0-TL-OUTD-S1A-US-480-BWP | Inventory Item | 7620 | 20000 | No | Inverters | Soligent De-listing | 0
330-0498 | 330-0498 | ABB, TRIO-20.0 Grid Tied Inverter, 3-Ph, 20kW, 480VAC, 60Hz, 1000VDC, DC Discon, 2 Dual 4x15A Fused Inputs, 2 MPPT, 5 Yr Warr, Ungrounded, RS485, Arc-Fault Protection, DC & AC Surge Arrestor, (add handle kit #570-1045), TRIO-20.0-TL-OUTD-S1A-US-480-A-BWP | Inventory Item | 7749 | 20000 | No | Inverters | Soligent De-listing | 0
330-0499 | 330-0499 | ABB, TRIO-20.0 Grid Tied Inverter, 3-Ph, 20kW, 480VAC, 60Hz, 1000VDC, DC Discon, Two Dual 4x15A Fused Inputs, AC J-class fused disconnect, 2 MPPT, 5 Yr Warr, Ungrounded, RS485, NEMA 4X, (Purchase with handling kit#570-1045), TRIO-20.0-TL-OUTD-S1B-US-480-BWP | Inventory Item | 8129 | 20000 | No | Inverters | Soligent De-listing | 0
330-0500 | 330-0500 | ABB, TRIO-20.0 Grid Tied Inverter, 3-Ph, 20kW, 480VAC, 60Hz, 1000VDC, DC/AC fused Discon, 2 Dual 4x15A Fused Inputs, 2 MPPT, 5 Yr Warr, Ungrounded, RS485, Arc-Fault Protection, DC Surge Arrestor, (add handle kit #570-1045), TRIO-20.0-TL-OUTD-S1B-US-480-A-BWP | Inventory Item | 8260 | 20000 | No | Inverters | Soligent De-listing | 0
330-0501 | 330-0501 | ABB, TRIO-27.6 Grid Tied Inverter, 3-Ph, 27.6kW, 480VAC, 60Hz, 1000VDC, DC Discon, 2 MPPT, 5 Yr Warr, Floating ground, RS485, UL1741,NEMA 4X, (Purchase with handling kit#570-1045), TRIO-27.6-TL-OUTD-S-US-480-BWP | Inventory Item | 7547 | 27000 | No | Inverters | Soligent De-listing | 0
330-0502 | 330-0502 | ABB, TRIO-27.6 Grid Tied Inverter, 3-Ph, 27.6kW, 480VAC, 60Hz, 1000VDC, DC Discon, 2 Unfused inputs, 2 MPPT, 5 Yr Warr, Ungrounded, RS485, Arc-Fault Protection, (add handle kit #570-1045), TRIO-27.6-TL-OUTD-S-US-480-A-BWP | Inventory Item | 7677 | 27000 | No | Inverters | Soligent De-listing | 0
330-0503 | 330-0503 | ABB, TRIO-27.6 Grid Tied Inverter, 3-Ph, 27.6kW, 480VAC, 60Hz, 1000VDC, DC Discon, Two Dual 4x15A Fused Inputs, 2 MPPT, 5 Yr Warr, Ungrounded, RS485, NEMA 4X, (Purchase with handling kit#570-1045). TRIO-27.6-TL-OUTD-S1-US-480-BWP | Inventory Item | 8648 | 27000 | No | Inverters | Soligent De-listing | 0
330-0504 | 330-0504 | ABB, TRIO-27.6 Grid Tied Inverter, 3-Ph, 27.6kW, 480VAC, 60Hz, 1000VDC, DC Discon, 2 Dual 4x15A Fused Inputs, 2 MPPT, 5 Yr Warr, Ungrounded, RS485, Arc-Fault Protection, DC Surge Arrestor, (use with handle kit), TRIO-27.6-TL-OUTD-S1-US-480-A-BWP | Inventory Item | 8778 | 27000 | No | Inverters | Soligent De-listing | 0
330-0505 | 330-0505 | ABB, TRIO-27.6 Grid Tied Inverter, 3-Ph, 27.6kW, 480VAC, 60Hz, 1000VDC, DC Discon, Two Dual 4x15A Fused Inputs, DC and AC OV suppressor class II, 2 MPPT, 5 Yr Warr, Ungrounded, RS485, NEMA 4X, (Purchase with handling kit#570-1045), TRIO-27.6-TL-OUTD-S1A-US-480-BWP | Inventory Item | 8880 | 27000 | No | Inverters | Soligent De-listing | 0
330-0506 | 330-0506 | ABB, TRIO-27.6 Grid Tied Inverter, 3-Ph, 27.6kW, 480VAC, 60Hz, 1000VDC, DC Discon, 2 Dual 4x15A Fused Inputs, 2 MPPT, 5 Yr Warr, Ungrounded, RS485, Arc-Fault Protection, DC & AC Surge Arrestor, (add handle kit #570-1045), TRIO-27.6-TL-OUTD-S1A-US-480-A-BWP | Inventory Item | 9010 | 27000 | No | Inverters | Soligent De-listing | 0
330-0507 | 330-0507 | ABB, TRIO-27.6 Grid Tied Inverter, 3-Ph, 27.6kW, 480VAC, 60Hz, 1000VDC, DC Discon, Two Dual 4x15A Fused Inputs, AC J-class fused disconnect, 2 MPPT, 5 Yr Warr, Ungrounded, RS485, NEMA 4X, (Purchase with handling kit#570-1045), TRIO-27.6-TL-OUTD-S1B-US-480-BWP | Inventory Item | 9472 | 27000 | No | Inverters | Soligent De-listing | 0
330-0508 | 330-0508 | ABB, TRIO-27.6 Grid Tied Inverter, 3-Ph, 27.6kW, 480VAC, 60Hz, 1000VDC, DC/AC fused Discon, 2 Dual 4x15A Fused Inputs, 2 MPPT, 5 Yr Warr, Ungrounded, RS485, Arc-Fault Protection, DC Surge Arrestor, (add handle kit #570-1045), TRIO-27.6-TL-OUTD-S1B-US-480-A-BWP | Inventory Item | 9602 | 27000 | No | Inverters | Soligent De-listing | 0
330-0509 | 330-0509 | SolarEdge, SE9KUS Grid Tied Inverter, 3-Ph, 9kW, 208VAC, 60Hz, 1000VDC, DC/AC Discon, (-40° to 60°C), 12 Yr Warr, Ungrounded, RS485 and Ethernet, SE9K-US048NNU4 | Inventory Item | 4084 | 9000 | No | Inverters | Soligent De-listing | 0
330-0510 | 330-0510 | SolarEdge, SE10KUS Grid Tied Inverter, 3-Ph, 10kW, 480VAC, 60Hz, 1000VDC, DC/AC Discon, (-40° to 60°C), 12 Yr Warr, Ungrounded, RS485 and Ethernet, SE10K-US048NNU4 | Inventory Item | 3663 | 10000 | No | Inverters | Soligent De-listing | 0
330-0511 | 330-0511 | Fronius, Symo Lite 15.0-3 208 Grid Tied Inverter, 3-Ph, 15kW, 208VAC, 60Hz, 1000VDC, DC Discon, 6 fused i/p, 1 MPPT, 10 Yr Warr, Ungrounded, Wi-Fi/Ethernet, Arc-Fault Protection, NEMA4X, 4,210,052,841 | Inventory Item | 5007.46 | 15000 | No | Inverters | Vendor De-listing | 0
330-0512 | 330-0512 | SolarEdge, SE9KUS Grid Tied Inverter, 3-Ph, 9000W, 120/208V WYE and 208V Delta grids, 60Hz, 500VDC, DC/AC Discon,12 Yr Warr, Ungrounded, No AC RSD, RS485 and Ethernet, can be installed horizontally (above 10° tilt), SE9K-US228NNU4 | Inventory Item | 3536.94 | 9000 | No | Inverters | Vendor De-listing | 0
330-0513 | 330-0513 | SolarEdge, SE10KUS Grid Tied Inverter, 3-Ph, 10kW, 277/480V WYE, 60Hz, 1000VDC, DC/AC Discon,12 Yr Warr, Ungrounded, RS485 and Ethernet, can be installed horizontally (above 10° tilt), SE10K-US248NNU4 | Inventory Item | 3257 | 10000 | No | Inverters | Soligent De-listing | 0
330-0514 | 330-0514 | SolarEdge, SE20KUS Grid Tied Inverter, 3-Ph, 20kW, 277/480V WYE, 60Hz, 1000VDC, DC/AC Discon,12 Yr Warr, Ungrounded, No AC RSD, RS485 and Ethernet, can be installed horizontally (above 10° tilt), SE20K-US248NNU4 | Inventory Item | 2296.88 | 20000 | No | Inverters | Vendor De-listing | 0
330-0515 | 330-0515 | SMA, Sunny Tripower 30000TL INVERTER ONLY, Grid tied inverter, 3-Ph, 30kW, 480VAC, 60Hz, 1000VDC, with installed SWDM-US-10, (Use with DC Disconnect: CU 1000-US-11, #580-0132), STP30000TL-US-10 | Inventory Item | 4500 | 30000 | No | Inverters | Vendor De-listing | 1851.74
330-0516 | 330-0516 | Yaskawa Solectria, PVI 50TL, 3-Ph WYE Grid tied inverter, 50kW, 480VAC, 60Hz, 1000VDC, 3 MPPT, 10 Yr Warr, Transformerless, RS485, Arc-Fault Detection, NEMA4X, Internal data-logger, Mount 0 - 90°, [MUST ADD WIRING BOX] Rule-21, PVI-50TL-480 | Inventory Item | 4109.76 | 50000 | No | Inverters | Shippable | 3964.71
330-0516 : 330-0516_S | 330-0516_S | Yaskawa Solectria, PVI 50TL, 3-Ph WYE Grid tied inverter, 50kW, 480VAC, 60Hz, 1000VDC, 3 MPPT, 10 Yr Warr, Transformerless, RS485, Arc-Fault Detection, NEMA4X, Internal data-logger, Mount 0 - 90°, [MUST ADD WIRING BOX] Rule-21, PVI-50TL-480 | Inventory Item | 3792.68 | 50000 | No | Inverters | Soligent De-listing | 3658.82
330-0517 | 330-0517 | Yaskawa Solectria, PVI 60TL, 3-Ph WYE Grid tied inverter, 60kW, 480VAC, 60Hz, 1000VDC, 3 MPPT, 10 Yr. Warr, Transformerless, RS485, Arc-Fault Detection, NEMA 4X, Internal data-logger, Mount: 0 - 90°, [MUST ADD WIRING BOX] Rule-21, PVI-60TL-480 | Inventory Item | 4109.76 | 60000 | No | Inverters | Shippable | 3964.71
330-0517 : 330-0517_S | 330-0517_S | Yaskawa Solectria, PVI 60TL, 3-Ph WYE Grid tied inverter, 60kW, 480VAC, 60Hz, 1000VDC, 3 MPPT, 10 Yr. Warr, Transformerless, RS485, Arc-Fault Detection, NEMA 4X, Internal data-logger, Mount: 0 - 90°, [MUST ADD WIRING BOX] Rule-21, PVI-60TL-480 | Inventory Item | 3792.68 | 60000 | No | Inverters | Soligent De-listing | 3658.82
330-0518 | 330-0518 | Huawei, SUN2000-30KTL, Grid tied inverter, 30kW, 277/480VAC, 60Hz, 1000VDC, 6 string, 3 MPPT, includes Amphenol H-4 DC input connectors, DC/AC Surge Protection, DC Disconnect, Transformerless, RS485 & USB, NEMA 4X, SUN2000-30KTL-US | Inventory Item | 5799.99 | 30000 | No | Inverters | Soligent De-listing | 0
330-0519 | 330-0519 | Huawei, SUN2000-25KTL, Grid tied inverter, 25kW, 277/480VAC, 60Hz, 1000VDC, 6 string, 3 MPPT, includes Amphenol H-4 DC input connectors, DC/AC Surge Protection, DC Disconnect, Transformerless, RS485 & USB, NEMA 4X, SUN2000-25KTL-US | Inventory Item | 5523.26 | 25000 | No | Inverters | Soligent De-listing | 0
330-0520 | 330-0520 | SolarEdge, SE33.3KUS Grid Tied Inverter, with AC RSD, 3-Ph, 33.3kW, 480VAC, 60Hz, 1000VDC, DC Discon,12 Yr Warr, Ungrounded, RS485 and Ethernet, SE33.3K-USR48NNF4 | Inventory Item | 3685.5 | 33300 | No | Inverters | Vendor De-listing | 0
330-0521 | 330-0521 | SolarEdge, SE14.4KUS Grid Tied Inverter, with AC RSD, 3-Ph, 14.4kW, 208VAC, WYE or Delta, 60Hz, 600VDC, DC Discon, 12 Yr Warr, Ungrounded, RS485 and Ethernet, SE14.4K-USR28NNF4 | Inventory Item | 4772.72 | 14400 | No | Inverters | Vendor De-listing | 0
330-0522 | 330-0522 | SMA, Sunny Tripower 50000-TL (Core 1) 3-Ph Grid Tied Inverter, 50kW, 277/480VAC, 60Hz, Integrated AC & DC Discon, 6 MPPT Input, (2 Strings each), UTX Connectors, 10 Yr Warr, Transformerless, AFCI, Built in Ethernet/WLAN, 03-50-1000-2-40 | Inventory Item | 4442.5 | 50000 | No | Inverters | Vendor De-listing | 4261.17
330-0522 : 330-0522_S | 330-0522_S | SMA, Sunny Tripower 50000-TL (Core 1) 3-Ph Grid Tied Inverter, 50kW, 277/480VAC, 60Hz, Integrated AC & DC Discon, 6 MPPT Input, (2 Strings each), UTX Connectors, 10 Yr Warr, Transformerless, AFCI, Built in Ethernet/WLAN, 03-50-1000-2-40 | Inventory Item | 4442.5 | 50000 | No | Inverters | Vendor De-listing | 4261.17
330-0522-B |  | SMA, Sunny Tripower 50000-TL (Core 1) 3-Ph Grid Tied Inverter, 50kW, 277/480VAC, 60Hz, Integrated AC & DC Discon, 6 MPPT Input, (2 Strings each), UTX Connectors, 10 Yr Warr, Transformerless, AFCI, Built in Ethernet/WLAN, 03-50-1000-2-40 B GRADE | Inventory Item | 4442.5 | 50000 | No | Inverters | Vendor De-listing | 4261.17
330-0523 | 330-0523 | SolarEdge, SE9KUS Grid Tied Inverter, 3-Ph, 9kW, 120/208V WYE and 208V Delta Grid, 60Hz, 500Vdc, DC Discon,12 Yr Warr, AFCI, with AC-RSD, -40C, RS485 and Ethernet, can be installed horizontally (above 10° tilt), UL-1741-SA, SE9K-USR28NNU4 | Inventory Item | 3392.62 | 9000 | No | Inverters | Vendor De-listing | 0
330-0524 | 330-0524 | SolarEdge, SE14.4KUS Grid Tied Inverter, 3-Ph, 14.4kW, 120/208 WYE and 208 Delta Grid, 60Hz, 600Vdc, DC Discon, 12 Yr Warr, AFCI, with AC-RSD, -40C, RS485 and Ethernet, can be installed horizontally (above 10° tilt), DCD w/o Fuses, UL-1741-SA, SE14.4K-USR28NNU4 | Inventory Item | 4530 | 14400 | No | Inverters | Vendor De-listing | 0
330-0525 | 330-0525 | SolarEdge, SE10KUS Grid Tied Inverter, 3-Ph, 10kW, 277/480V WYE, 60Hz, 1000VDC, DC Discon,12 Yr Warr, AFCI, with AC-RSD , -40C, RS485 and Ethernet, can be installed horizontally (above 10° tilt), UL-1741-SA, SE10K-USR48NNU4 | Inventory Item | 2768.76 | 10000 | No | Inverters | Vendor De-listing | 0
330-0526 | 330-0526 | SolarEdge, SE20KUS Grid Tied Inverter, 3-Ph, 20kW, 277/480V WYE, 60Hz, 1000VDC, DC Discon,12 Yr Warr, AFCI, with AC-RSD, -40C, RS485 and Ethernet, can be installed horizontally (above 10° tilt), UL-1741-SA, SE20K-USR48NNU4 | Inventory Item | 2021.26 | 20000 | No | Inverters | Vendor De-listing | 0
330-0527 | 330-0527 | SolarEdge, SE30KUS Grid Tied Inverter, 3-Ph, 30kW, 277/480V WYE, 60Hz, 1000VDC, DC Discon, 12 Yr Warr, , AFCI, with AC-RSD, -40C, RS485 and Ethernet, UL-1741-SA, SE30K-USR48NNU4 | Inventory Item | 4188.06 | 30000 | No | Inverters | Vendor De-listing | 0
330-0528 | 330-0528 | SolarEdge, SE33.3KUS Grid Tied Inverter, 3-Ph, 33.3kW, 277/480V WYE, 60Hz, 1000VDC, DC Discon, 12 Yr Warr, AFCI, with AC-RSD, -40C, RS485 and Ethernet, DCD w/o Fuses, UL-1741-SA, SE33.3K-USR48NNU4 | Inventory Item | 2051.78 | 33300 | No | Inverters | Vendor De-listing | 1966.29
330-0529 | 330-0529 | Fronius, Symo Lite 10.0 480 Grid Tied Inverter, 3-Ph, 10 kW, 480VAC, 60Hz, 600VDC or 1000VDC, DC Discon, 6 Unfused DC Input, 2 MPPT, 10 Yr Warr, Ungrounded, AFCI, UL-1741-SA (Rule-21), 4,210,050,801 | Inventory Item | 3039.69 | 10000 | No | Inverters | Vendor De-listing | 0
330-0530 | 330-0530 | Fronius, Symo Lite 12.5 480 Grid Tied Inverter, 3-Ph, 12.5 kW, 480VAC, 60Hz, 600VDC or 1000VDC, DC Discon, 6 Unfused DC Input, 2 MPPT, 10 Yr Warr, Ungrounded, AFCI, UL-1741-SA (Rule-21), 4,210,051,801 | Inventory Item | 3183.17 | 12500 | No | Inverters | Vendor De-listing | 0
330-0531 | 330-0531 | Fronius, Symo Lite 15.0 480 Grid Tied Inverter, 3-Ph, 15 kW, 480VAC, 60Hz, 1000VDC, DC Discon, 6 Un-Fused DC Input, 2 MPPT, 10 Yr Warr, Ungrounded, AFCI, UL-1741-SA (Rule-21), 4,210,052,801 | Inventory Item | 3382.54 | 15000 | No | Inverters | Soligent De-listing | 0
330-0532 | 330-0532 | Fronius, Symo Lite 17.5 480 Grid Tied Inverter, 3-Ph, 17.5 kW, 480VAC, 60Hz, 1000VDC, DC Discon, 6 Un-Fused DC Input, 2 MPPT, 10 Yr Warr, Ungrounded, AFCI, UL-1741-SA (Rule-21), 4,210,053,801 | Inventory Item | 3576.59 | 17500 | No | Inverters | Vendor De-listing | 0
330-0533 | 330-0533 | Fronius, Symo Lite 20.0 480 Grid Tied Inverter, 3-Ph, 20 kW, 480VAC, 60Hz, 1000VDC, DC Discon, 6 Fused DC Input,2 MPPT, 10 Yr Warr, Ungrounded, AFCI, UL-1741-SA (Rule-21), 4,210,054,801 | Inventory Item | 3634.4 | 20000 | No | Inverters | Soligent De-listing | 0
330-0534 | 330-0534 | Fronius, Symo Lite 22.7 480 Grid Tied Inverter, 3-Ph, 22.7 kW, 480VAC, 60Hz, 1000VDC, DC Discon, 6 Fused DC Input, 2 MPPT, 10 Yr Warr, Ungrounded, AFCI, UL-1741-SA, 4,210,055,801 | Inventory Item | 5160.84 | 22700 | No | Inverters | Vendor De-listing | 2867.13
330-0535 | 330-0535 | Fronius, Symo Lite 24.0 480 Grid Tied Inverter, 3-Ph, 24 kW, 480VAC, 60Hz, 1000VDC, DC Discon, 6 Fused DC Input, 2 MPPT, 10 Yr Warr, Ungrounded, AFCI, UL-1741-SA (Rule-21), 4,210,056,801 | Inventory Item | 3778.36 | 24000 | No | Inverters | Vendor De-listing | 0
330-0536 | 330-0536 | Yaskawa Solectria, XGI 1000-60, 3-Ph WYE Grid tied inverter, 60kW, 480VAC, 60Hz, 1000VDC, 4 MPPT, 10 Yr. Warr, Transformerless, RJ-45 Ethernet, AFCI, NEMA 4, Mount: 5 - 90°, [MUST ADD WIRING BOX], XGI 1000-60-UL | Inventory Item | 6571.43 | 60000 | No | Inverters | Soligent De-listing | 0
330-0537 | 330-0537 | Yaskawa Solectria, XGI 1000-65, 3-Ph WYE Grid tied inverter, 65kW, 480VAC, 60Hz, 1000VDC, 4 MPPT, 10 Yr. Warr, Transformerless, RJ-45 Ethernet, AFCI, NEMA 4, Mount: 5 - 90°, [MUST ADD WIRING BOX], XGI 1000-65-UL | Inventory Item | 6571.43 | 65000 | No | Inverters | Soligent De-listing | 0
330-0538 | 330-0538 | Fronius, Symo Lite 15.0-3 208 Grid Tied Inverter, 3-Ph, 15kW, 208VAC, 60Hz, 1000VDC, DC Disco, 6 Fused DC Input, 1 MPPT, 10 Yr Warr, Ungrounded, Arc-Fault Protection, NEMA 4X, UL-1741- SA, NOT CA Rule 21 Compliant, 4,210,052,841 | Inventory Item | 2473.85 | 15000 | No | Inverters | Vendor De-listing | 2327.55
330-0538 : 330-0538_S | 330-0538_S | Fronius, Symo Lite 15.0-3 208 Grid Tied Inverter, 3-Ph, 15kW, 208VAC, 60Hz, 1000VDC, DC Disco, 6 Fused DC Input, 1 MPPT, 10 Yr Warr, Ungrounded, Arc-Fault Protection, NEMA 4X, UL-1741- SA, NOT CA Rule 21 Compliant, 4,210,052,841 | Inventory Item | 2432.16 | 15000 | No | Inverters | Soligent De-listing | 2327.55
330-0539 | 330-0539 | Fronius, Symo Lite 10.0 208/240 Grid Tied Inverter, 3-Ph, 10 kW, 208/240VAC, 60Hz, 600VDC, DC Discon, 6 Unfused i/p, 2 MPPT, 10 Yr Warr, Ungrounded, Arc-Fault Protection, UL-1741-SA (Rule-21), 4,210,050,851 | Inventory Item | 3369.24 | 10000 | No | Inverters | Vendor De-listing | 0
330-0540 | 330-0540 | Fronius, Symo Lite 12.0 208/240 Grid Tied Inverter, 3-Ph, 12 kW, 208/240VAC, 60Hz, 600VDC, DC Discon, 6 Unfused i/p, 2 MPPT, 10 Yr Warr, Ungrounded, Arc-Fault Protection, UL-1741-SA (Rule-21), 4,210,051,851 | Inventory Item | 3628.8 | 12000 | No | Inverters | Vendor De-listing | 0
330-0541 | 330-0541 | SolarEdge, SE43.2KUS Grid Tied Inverters, Primary Inverter, (add 2 Secondary Inverters) 3-Ph, 43.2kW, 208V WYE or Delta, 60Hz, 600VDC, DC Discon, 12 Yr Warr, AFCI, with AC-RSD, -40C, RS485 and Ethernet, DCD w/o Fuses, UL-1741-SA (Rule-21), SE43.2K-USRP0BNU4 | Inventory Item | 3220.54 | 43200 | No | Inverters | Vendor De-listing | 3116.66
330-0541 : 330-0541_S | 330-0541_S | SolarEdge, SE43.2KUS Grid Tied Inverters, Primary Inverter, (add 2 Secondary Inverters) 3-Ph, 43.2kW, 208V WYE or Delta, 60Hz, 600VDC, DC Discon, 12 Yr Warr, AFCI, with AC-RSD, -40C, RS485 and Ethernet, DCD w/o Fuses, UL-1741-SA (Rule-21), SE43.2K-USRP0BNU4 | Inventory Item | 3220.54 | 43200 | No | Inverters | Vendor De-listing | 3116.66
330-0542 | 330-0542 | SolarEdge, SE43.2, SE66.6 & SE100KUS Grid Tied Inverters Secondary Inverter(s), (add Primary Inverter) 3-Ph WYE, 60Hz, 1000VDC, 12 Yr Warr, AFCI, with AC-RSD, -40C, RS485 and Ethernet, UL-1741-SA (Rule-21), SESU-USRS0NNN4 | Inventory Item | 1073.74 | 0 | No | Inverters | Vendor De-listing | 1039.11
330-0542 : 330-0542_S | 330-0542_S | SolarEdge, SE43.2, SE66.6 & SE100KUS Grid Tied Inverters Secondary Inverter(s), (add Primary Inverter) 3-Ph WYE, 60Hz, 1000VDC, 12 Yr Warr, AFCI, with AC-RSD, -40C, RS485 and Ethernet, UL-1741-SA (Rule-21), SESU-USRS0NNN4 | Inventory Item | 1073.74 | 0 | No | Inverters | Soligent De-listing | 1039.11
330-0542-B | 330-0542-B | "B" Grade SolarEdge, SE43.2, SE66.6 & SE100KUS Grid Tied Inverters Secondary Inverter(s), (add Primary Inverter) 3-Ph WYE, 60Hz, 1000VDC, 12 Yr Warr, AFCI, with AC-RSD, -40C, RS485 and Ethernet, UL-1741-SA (Rule-21), SESU-USRS0NNN4 | Inventory Item | 976.65 | 0 | No | Inverters | Vendor De-listing | 927.32
330-0542-B : 330-0542-B_S | 330-0542-B_S | "B" Grade SolarEdge, SE43.2, SE66.6 & SE100KUS Grid Tied Inverters Secondary Inverter(s), (add Primary Inverter) 3-Ph WYE, 60Hz, 1000VDC, 12 Yr Warr, AFCI, with AC-RSD, -40C, RS485 and Ethernet, UL-1741-SA (Rule-21), SESU-USRS0NNN4 | Inventory Item | 976.65 | 0 | No | Inverters | Soligent De-listing | 927.32
330-0543 | 330-0543 | SolarEdge, SE66.6KUS Grid Tied Inverters, Primary Inverter, (add 1 Secondary Inverter) 3-Ph, 66.6kW, 277/480V WYE, 60Hz, 1000VDC, DC Discon, 12 Yr Warr, AFCI, with AC-RSD, -40C, RS485 and Ethernet, DCD w/o Fuses, UL-1741-SA (Rule-21), SE66.6K-USRP0BNU4 | Inventory Item | 2504.94 | 66600 | No | Inverters | Vendor De-listing | 2424.14
330-0543 : 330-0543_S | 330-0543_S | SolarEdge, SE66.6KUS Grid Tied Inverters, Primary Inverter, (add 1 Secondary Inverter) 3-Ph, 66.6kW, 277/480V WYE, 60Hz, 1000VDC, DC Discon, 12 Yr Warr, AFCI, with AC-RSD, -40C, RS485 and Ethernet, DCD w/o Fuses, UL-1741-SA (Rule-21), SE66.6K-USRP0BNU4 | Inventory Item | 2504.94 | 66600 | No | Inverters | Soligent De-listing | 2424.14
330-0543-B: 330-053-B_S | 330-0543-B: 330-053-B_S | "B-Grade" SolarEdge, SE66.6KUS Grid Tied Inverters, Primary Inverter, (add 1 Secondary Inverter) 3-Ph, 66.6kW, 277/480V WYE, 60Hz, 1000VDC, DC Discon, 12 Yr Warr, AFCI, with AC-RSD, -40C, RS485 and Ethernet, DCD w/o Fuses, UL-1741-SA (Rule-21), SE66.6K-USRP0BNU4 | Inventory Item | 4283.46 | 66600 | No | Inverters | Soligent De-listing | 2163.36
330-0544 | 330-0544 | SolarEdge, SE66.6KUS Grid Tied Inverters, Secondary Inverter, (add Primary Inverter) 3-Ph, 66.6kW, 277/480V WYE, 60Hz, 1000VDC, 12 Yr Warr, AFCI, with AC-RSD, -40C, RS485 and Ethernet, UL-1741-SA (Rule-21), SE66.6K-USRK0BNU4 | Inventory Item | 1975.99 | 66600 | No | Inverters | Vendor De-listing | 0
330-0545 | 330-0545 | SolarEdge, SE100KUS Grid Tied Inverter, Primary Inverter, (add 2 Secondary Inverters) 3-Ph, 100kW, 277/480V WYE, 60Hz, 1000VDC, DC Discon, 12 Yr Warr, AFCI, with AC-RSD, -40C, RS485 and Ethernet, DCD w/o Fuses, UL-1741-SA (Rule-21), SE100K-USRP0BNU4 | Inventory Item | 3220.54 | 100000 | No | Inverters | Vendor De-listing | 3116.66
330-0545 : 330-0545_S | 330-0545_S | SolarEdge, SE100KUS Grid Tied Inverter, Primary Inverter, (add 2 Secondary Inverters) 3-Ph, 100kW, 277/480V WYE, 60Hz, 1000VDC, DC Discon, 12 Yr Warr, AFCI, with AC-RSD, -40C, RS485 and Ethernet, DCD w/o Fuses, UL-1741-SA (Rule-21), SE100K-USRP0BNU4 | Inventory Item | 3220.54 | 100000 | No | Inverters | Soligent De-listing | 3116.66
330-0546 | 330-0546 | SolarEdge, SE100KUS Grid Tied Inverters, Secondary Inverters, (add Primary Inverter)3-Ph, 100kW, 277/480V WYE, 60Hz, 1000VDC, 12 Yr Warr, AFCI, with AC-RSD, -40C, RS485 and Ethernet, UL-1741-SA (Rule-21), SE100K-USRK0BNU4 | Inventory Item | 1975.99 | 100000 | No | Inverters | Soligent De-listing | 0
330-0547 | 330-0547 | SMA, Sunny Tripower 33000-TL (Core 1, STP-33) 3-Ph Grid Tied Inverter, 33kW, 277/480VAC, 60Hz, Integrated AC & DC Discon, 6 MPPT Input, (2 Strings each), UTX Connectors, 10 Yr Warr, Transformerless, AFCI, Built in Ethernet/WLAN, SunSpec Compliant, 03-33-1000-2-41 | Inventory Item | 3694.11 | 33000 | No | Inverters | Vendor De-listing | 3495.51
330-0547 : 330-0547_S | 330-0547_S | SMA, Sunny Tripower 33000-TL (Core 1, STP-33) 3-Ph Grid Tied Inverter, 33kW, 277/480VAC, 60Hz, Integrated AC & DC Discon, 6 MPPT Input, (2 Strings each), UTX Connectors, 10 Yr Warr, Transformerless, AFCI, Built in Ethernet/WLAN, SunSpec Compliant, 03-33-1000-2-41 | Inventory Item | 3694.11 | 33000 | No | Inverters | Soligent De-listing | 3495.51
330-0548 | 330-0548 | SMA, Sunny Tripower 50000-TL (Core 1, STP-50) 3-Ph Grid Tied Inverter, 50kW, 277/480VAC, 60Hz, Integrated AC & DC Discon, 6 MPPT Input, (2 Strings each), UTX Connectors, 10 Yr Warr, Transformerless, AFCI, Built in Ethernet/WLAN, SunSpec Compliant, 03-50-1000-2-41 | Inventory Item | 6156.33 | 50000 | No | Inverters | Shippable | 5540.7
330-0548 : 330-0548 : 330-0548_S | 330-0548 : 330-0548_S | SMA, Sunny Tripower 50000-TL (Core 1, STP-50) 3-Ph Grid Tied Inverter, 50kW, 277/480VAC, 60Hz, Integrated AC & DC Discon, 6 MPPT Input, (2 Strings each), UTX Connectors, 10 Yr Warr, Transformerless, AFCI, Built in Ethernet/WLAN, SunSpec Compliant, 03-50-1000-2-41 | Inventory Item | 4997.03 | 50000 | No | Inverters | Soligent De-listing | 4728.38
330-0549 | 330-0549 | SMA, Sunny Tripower 62000-TL (Core 1, STP-62) 3-Ph Grid Tied Inverter, 62kW, 277/480VAC, 60Hz, Integrated AC & DC Discon, 6 MPPT Input, (2 Strings each), UTX Connectors, 10 Yr Warr, Transformerless, AFCI, Built in Ethernet/WLAN, SunSpec Compliant, 03-62-1000-2-41 | Inventory Item | 6283.64 | 62000 | No | Inverters | Shippable | 5655.28
330-0549 : 330-0549_S | 330-0549_S | SMA, Sunny Tripower 62000-TL (Core 1, STP-62) 3-Ph Grid Tied Inverter, 62kW, 277/480VAC, 60Hz, Integrated AC & DC Discon, 6 MPPT Input, (2 Strings each), UTX Connectors, 10 Yr Warr, Transformerless, AFCI, Built in Ethernet/WLAN, SunSpec Compliant, 03-62-1000-2-41 | Inventory Item | 5100.19 | 62000 | No | Inverters | Soligent De-listing | 4825.99
330-0550 | 330-0550 | SMA, Sunny Highpower Peak3, 3-Ph Grid Tied Utility Inverter, 125kW, 480Vac, 50/60Hz, 1500Vdc input, 1 MPPT, 5 Yr Warr, Transformerless, No Disconnects or AFCI, 3-125-1500-2-20 | Inventory Item | 9205.33 | 125000 | No | Inverters | Vendor De-listing | 8284.8
330-0550 : 330-0550_S | 330-0550_S | SMA, Sunny Highpower Peak3, 3-Ph Grid Tied Utility Inverter, 125kW, 480Vac, 50/60Hz, 1500Vdc input, 1 MPPT, 5 Yr Warr, Transformerless, No Disconnects or AFCI, 3-125-1500-2-20 | Inventory Item | 9205.33 | 125000 | No | Inverters | Soligent De-listing | 8284.8
330-0551 | 330-0551 | SMA, Sunny Highpower Peak3, 3-Ph Grid Tied Utility Inverter, 150kW, 600Vac, 50/60Hz, 1500Vdc input, 1 MPPT, 5 Yr Warr, Transformerless, No Disconnects or AFCI, 3-150-1500-2-20 | Inventory Item | 9205.33 | 150000 | No | Inverters | Vendor De-listing | 8284.8
330-0552 | 330-0552 | Fronius, Symo Advanced Lite 10.0 208/240 Grid Tied Inverter, 3-Ph, 10 kW, 208/240VAC, 60Hz, 600VDC, DC Discon, 6 Unfused i/p, 2 MPPT, 10 Yr Warr, Ungrounded, Arc-Fault Protection, with PLC SunSpec Transmitter, UL-1741-SA, NOT CA Rule 21 Compliant, 4,210,090,801 | Inventory Item | 2560.62 | 10000 | No | Inverters | Vendor De-listing | 2409.18
330-0552 : 330-0552_S | 330-0552_S | Fronius, Symo Advanced Lite 10.0 208/240 Grid Tied Inverter, 3-Ph, 10 kW, 208/240VAC, 60Hz, 600VDC, DC Discon, 6 Unfused i/p, 2 MPPT, 10 Yr Warr, Ungrounded, Arc-Fault Protection, with PLC SunSpec Transmitter, UL-1741-SA, NOT CA Rule 21 Compliant, 4,210,090,801 | Inventory Item | 2517.46 | 10000 | No | Inverters | Soligent De-listing | 2409.18
330-0553 | 330-0553 | Fronius, Symo Advanced Lite 12.0 208/240 Grid Tied Inverter, 3-Ph, 12 kW, 208/240VAC, 60Hz, 600VDC, DC Discon, 6 Unfused i/p, 2 MPPT, 10 Yr Warr, Ungrounded, Arc-Fault Protection, with PLC SunSpec Transmitter, UL-1741-SA, NOT CA Rule 21 Compliant, 4,210,091,801 | Inventory Item | 2688 | 12000 | No | Inverters | Vendor De-listing | 2529.03
330-0553 : 330-0553 : 330-0553_S | 330-0553 : 330-0553_S | Fronius, Symo Advanced Lite 12.0 208/240 Grid Tied Inverter, 3-Ph, 12 kW, 208/240VAC, 60Hz, 600VDC, DC Discon, 6 Unfused i/p, 2 MPPT, 10 Yr Warr, Ungrounded, Arc-Fault Protection, with PLC SunSpec Transmitter, UL-1741-SA, NOT CA Rule 21 Compliant, 4,210,091,801 | Inventory Item | 2642.7 | 12000 | No | Inverters | Soligent De-listing | 2529.03
330-0554 | 330-0554 | Fronius, Symo Advanced Lite 15.0 480 Grid Tied Inverter, 3-Ph, 15 kW, 480VAC, 60Hz, 1000VDC, DC Discon, 6 Un-Fused DC Input, 2 MPPT, 10 Yr Warr, Ungrounded, AFCI, with PLC SunSpec Transmitter, UL-1741-SA, NOT CA Rule 21 Compliant, 4,210,092,801 | Inventory Item | 2677.85 | 15000 | No | Inverters | Vendor De-listing | 2519.48
330-0554 : 330-0554_S | 330-0554_S | Fronius, Symo Advanced Lite 15.0 480 Grid Tied Inverter, 3-Ph, 15 kW, 480VAC, 60Hz, 1000VDC, DC Discon, 6 Un-Fused DC Input, 2 MPPT, 10 Yr Warr, Ungrounded, AFCI, with PLC SunSpec Transmitter, UL-1741-SA, NOT CA Rule 21 Compliant, 4,210,092,801 | Inventory Item | 2632.72 | 15000 | No | Inverters | Soligent De-listing | 2519.48
330-0555 | 330-0555 | Fronius, Symo Advanced Lite 20.0 480 Grid Tied Inverter, 3-Ph, 20 kW, 480VAC, 60Hz, 1000VDC, DC Discon, 6 Fused DC Input,2 MPPT, 10 Yr Warr, Ungrounded, AFCI, with PLC SunSpec Transmitter, UL-1741-SA, NOT CA Rule 21 Compliant, 4,210,093,801 | Inventory Item | 2762.15 | 20000 | No | Inverters | Vendor De-listing | 2598.8
330-0555 : 330-0555_S | 330-0555_S | Fronius, Symo Advanced Lite 20.0 480 Grid Tied Inverter, 3-Ph, 20 kW, 480VAC, 60Hz, 1000VDC, DC Discon, 6 Fused DC Input,2 MPPT, 10 Yr Warr, Ungrounded, AFCI, with PLC SunSpec Transmitter, UL-1741-SA, NOT CA Rule 21 Compliant, 4,210,093,801 | Inventory Item | 2715.6 | 20000 | No | Inverters | Soligent De-listing | 2598.8
330-0556 : 330-0556_S | 330-0556_S | Fronius, Symo Advanced Lite 22.7 480 Grid Tied Inverter, 3-Ph, 22.7 kW, 480VAC, 60Hz, 1000VDC, DC Discon, 6 Fused DC Input, 2 MPPT, 10 Yr Warr, Ungrounded, AFCI, with PLC SunSpec Transmitter, UL-1741-SA, NOT CA Rule 21 Compliant, 4,210,094,801 | Inventory Item | 2754.38 | 22700 | No | Inverters | Soligent De-listing | 2635.91
330-0557 | 330-0557 | Fronius, Symo Advanced Lite 24.0 480 Grid Tied Inverter, 3-Ph, 24 kW, 480VAC, 60Hz, 1000VDC, DC Discon, 6 Fused DC Input, 2 MPPT, 10 Yr Warr, Ungrounded, AFCI, with PLC SunSpec Transmitter, UL-1741-SA, NOT CA Rule 21 Compliant, 4,210,095,801 | Inventory Item | 2871.55 | 24000 | No | Inverters | Vendor De-listing | 2701.73
330-0557 : 330-0557_S | 330-0557_S | Fronius, Symo Advanced Lite 24.0 480 Grid Tied Inverter, 3-Ph, 24 kW, 480VAC, 60Hz, 1000VDC, DC Discon, 6 Fused DC Input, 2 MPPT, 10 Yr Warr, Ungrounded, AFCI, with PLC SunSpec Transmitter, UL-1741-SA, NOT CA Rule 21 Compliant, 4,210,095,801 | Inventory Item | 2823.16 | 24000 | No | Inverters | Soligent De-listing | 2701.73
330-0558 | 330-0558 | SolarEdge, SE9KUS Grid Tied Inverter, 3-Ph, 9kW, 120/208V WYE and 208V Delta Grid, 60Hz, 500Vdc, DC Discon,12 Yr Warr, AFCI, with AC-RSD, -40C, RS485 and Ethernet, UL1741-SA, SetApp Enabled, SE9K- USR28BNU4 | Inventory Item | 3626.06 | 9000 | No | Inverters | Vendor De-listing | 1949.49
330-0559 | 330-0559 | SolarEdge, SE14.4KUS Grid Tied Inverter, 3-Ph, 14.4kW, 120/208 WYE and 208 Delta Grid, 60Hz, 600Vdc, DC Discon, 12 Yr Warr, AFCI, with AC-RSD, -40C, RS485 and Ethernet, DCD w/o Fuses, UL-1741-SA, SetApp Enabled, SE14.4K-USR28BNU4 | Inventory Item | 2342.39 | 14400 | No | Inverters | Vendor De-listing | 2097
330-0559 : 330-0559 : 330-0559_S | 330-0559 : 330-0559_S | SolarEdge, SE14.4KUS Grid Tied Inverter, 3-Ph, 14.4kW, 120/208 WYE and 208 Delta Grid, 60Hz, 600Vdc, DC Discon, 12 Yr Warr, AFCI, with AC-RSD, -40C, RS485 and Ethernet, DCD w/o Fuses, UL-1741-SA, SetApp Enabled, SE14.4K-USR28BNU4 | Inventory Item | 2342.39 | 14400 | No | Inverters | Soligent De-listing | 2097
330-0560 | 330-0560 | SolarEdge, SE20KUS Grid Tied Inverter, 3-Ph, 20kW, 277/480V WYE, 60Hz, 1000VDC, DC Discon, 12 Yr Warr, AFCI, with AC-RSD, -40C, RS485 and Ethernet, UL1741-SA, SetApp Enabled, SE20K-USR48BNU4 | Inventory Item | 2354.76 | 20000 | No | Inverters | Vendor De-listing | 1239.35
330-0561 | 330-0561 | SolarEdge, SE30KUS Grid Tied Inverter, 3-Ph, 30kW, 277/480V WYE, 60Hz, 1000VDC, DC Discon, 12 Yr Warr, AFCI, with AC-RSD, -40C, RS485 and Ethernet, UL1741-SA, SetApp Enabled, SE30K- USR48BNU4 | Inventory Item | 4293.6 | 30000 | No | Inverters | Vendor De-listing | 2308.39
330-0562 | 330-0562 | SolarEdge, SE33.3KUS Grid Tied Inverter, 3-Ph, 33.3kW, 277/480V WYE, 60Hz, 1000VDC, DC Discon, 12 Yr Warr, AFCI, with AC-RSD, -40C, RS485 and Ethernet, DCD w/o Fuses, UL1741-SA, SetApp Enabled, SE33.3K- USR48BNU4 | Inventory Item | 2439.55 | 33300 | No | Inverters | Vendor De-listing | 2308.39
330-0562 : 330-0562 : 330-0562_S | 330-0562 : 330-0562_S | SolarEdge, SE33.3KUS Grid Tied Inverter, 3-Ph, 33.3kW, 277/480V WYE, 60Hz, 1000VDC, DC Discon, 12 Yr Warr, AFCI, with AC-RSD, -40C, RS485 and Ethernet, DCD w/o Fuses, UL1741-SA, SetApp Enabled, SE33.3K- USR48BNU4 | Inventory Item | 2439.55 | 33300 | No | Inverters | Soligent De-listing | 2308.39
330-0562-B | 330-0562-B | "B" Grade SolarEdge, SE33.3KUS Grid Tied Inverter, 3-Ph, 33.3kW, 277/480V WYE, 60Hz, 1000VDC, DC Discon, 12 Yr Warr, AFCI, with AC-RSD, -40C, RS485 and Ethernet, DCD w/o Fuses, UL1741-SA, SetApp Enabled, SE33.3K- USR48BNU4 | Inventory Item | 2317.57 | 33300 | No | Inverters | Soligent De-listing | 2192.97
330-0563 | 330-0563 | Pika, Storage-Ready 11.4kW Three-Phase 120/208Vac Grid-Tie/Back-Up Inverter (Back-Up 120/240Vac) with REbus DC Nanogrid and REview Monitoring Dashboard, UL1741-SA (Rule-21), X11402 | Inventory Item | 3871.76 | 11400 | No | Inverters | Vendor De-listing | 0
330-0564 | 330-0564 | SolarEdge, SE9KUS Grid Tied Inverter, 3-Ph, 9kW, 120/208V WYE and 208V Delta Grid, 60Hz, 500Vdc, DC Discon, 12 Yr Warr, AFCI, with AC-RSD, -40C, RS485 and Ethernet, UL1741-SA, SetApp Enabled, Plastic Cover, SE9K-USR2TBNU4 | Inventory Item | 2146.46 | 9000 | No | Inverters | Vendor De-listing | 2007.98
330-0564 : 330-0564_S | 330-0564_S | SolarEdge, SE9KUS Grid Tied Inverter, 3-Ph, 9kW, 120/208V WYE and 208V Delta Grid, 60Hz, 500Vdc, DC Discon, 12 Yr Warr, AFCI, with AC-RSD, -40C, RS485 and Ethernet, UL1741-SA, SetApp Enabled, Plastic Cover, SE9K-USR2TBNU4 | Inventory Item | 2122.07 | 9000 | No | Inverters | Soligent De-listing | 2007.98
330-0565 | 330-0565 | SolarEdge, SE20KUS Grid Tied Inverter, 3-Ph, 20kW, 277/480V WYE, 60Hz, 1000VDC, DC Discon, 12 Yr Warr, AFCI, with AC-RSD, -40C, RS485 and Ethernet, UL1741-SA, SetApp Enabled, Plastic Cover, SE20K-USR8TBNU4 | Inventory Item | 1378.07 |  | No | Inverters | Vendor De-listing | 1303.98
330-0565 : 330-0565_S | 330-0565_S | SolarEdge, SE20KUS Grid Tied Inverter, 3-Ph, 20kW, 277/480V WYE, 60Hz, 1000VDC, DC Discon, 12 Yr Warr, AFCI, with AC-RSD, -40C, RS485 and Ethernet, UL1741-SA, SetApp Enabled, Plastic Cover, SE20K-USR8TBNU4 | Inventory Item | 1378.07 |  | No | Inverters | Soligent De-listing | 1303.98
330-0566 | 330-0566 | SolarEdge, SE14.4KUS Grid Tied Inverter, 3-Ph, 14.4kW, 120/208 WYE and 208 Delta Grid, 60Hz, 600Vdc, DC Discon, 12 Yr Warr, AFCI, with AC-RSD, -40C, RS485 and Ethernet, DCD w/o Fuses, UL-1741-SA, SetApp Enabled, SE14.4K-USR2IBNU4 | Inventory Item | 2780.11 | 14400 | No | Inverters | Vendor De-listing | 2630.65
330-0566 : 330-0566 : 330-0566_S | 330-0566 : 330-0566_S | SolarEdge, SE14.4KUS Grid Tied Inverter, 3-Ph, 14.4kW, 120/208 WYE and 208 Delta Grid, 60Hz, 600Vdc, DC Discon, 12 Yr Warr, AFCI, with AC-RSD, -40C, RS485 and Ethernet, DCD w/o Fuses, UL-1741-SA, SetApp Enabled, SE14.4K-USR2IBNU4 | Inventory Item | 2780.11 | 14400 | No | Inverters | Soligent De-listing | 2630.65
330-0567 | 330-0567 | SolarEdge, SE30KUS Grid Tied Inverter, 3-Ph, 30kW, 277/480V WYE, 60Hz, 1000VDC, DC Discon, 12 Yr Warr, AFCI, with AC-RSD, -40C, RS485 and Ethernet, UL1741-SA, SetApp Enabled, SE30K-USR8IBNU4 | Inventory Item | 4293.6 | 30000 | No | Inverters | Vendor De-listing | 2308.39
330-0568 | 330-0568 | SolarEdge, SE33.3KUS Grid Tied Inverter, 3-Ph, 33.3kW, 277/480V WYE, 60Hz, 1000VDC, DC Discon, 12 Yr Warr, AFCI, with AC-RSD, -40C, RS485 and Ethernet, DCD w/o Fuses, UL1741-SA, SetApp Enabled, SE33.3K-USR8IBNU4 | Inventory Item | 2439.55 | 33300 | No | Inverters | Vendor De-listing | 2308.39
330-0568 : 330-0568 : 330-0568_S | 330-0568 : 330-0568_S | SolarEdge, SE33.3KUS Grid Tied Inverter, 3-Ph, 33.3kW, 277/480V WYE, 60Hz, 1000VDC, DC Discon, 12 Yr Warr, AFCI, with AC-RSD, -40C, RS485 and Ethernet, DCD w/o Fuses, UL1741-SA, SetApp Enabled, SE33.3K-USR8IBNU4 | Inventory Item | 2439.55 | 33300 | No | Inverters | Soligent De-listing | 2308.39
330-0569 | 330-0569 | Yaskawa Solectria, PVI 25TL, 3-Ph Grid Tied inverter, 25kW, 480VAC WYE, 60Hz, 1000VDC, 2 MPPT, 3 inputs per MPPT, 15A Fuses, AC/DC Disconnect, Arc-Fault Detection, with Wiring Box, PLC Transmitter and Bleed-Down Circuit for Module-Level Rapid Shutdown with Tigo TS4-F,NEMA 4X, UL1741-SA, Rule-21, 10 Yr Warr, PVI-25TL-480-R | Inventory Item | 2757.14 | 25000 | No | Inverters | Vendor De-listing | 2270.59
330-0570 | 330-0570 | Yaskawa Solectria, PVI-25TL-480-R, 3-Ph Grid Tied inverter, 25kW, 480VAC WYE, 60Hz, 1000VDC, 2 MPPT, 3 inputs per MPPT, 20A Fuses, AC/DC Disconnect, Arc-Fault Detection, with Wiring Box, PLC Transmitter and Bleed-Down Circuit for Module-Level Rapid Shutdown with Tigo TS4-F ,NEMA 4X, UL1741-SA, Rule-21, 10 Yr Warr, PVI-25TL-480-TGO20 | Inventory Item | 3463.41 | 25000 | No | Inverters | Shippable | 3341.18
330-0570 : 330-0570_S | 330-0570_S | Yaskawa Solectria, PVI-25TL-480-R, 3-Ph Grid Tied inverter, 25kW, 480VAC WYE, 60Hz, 1000VDC, 2 MPPT, 3 inputs per MPPT, 20A Fuses, AC/DC Disconnect, Arc-Fault Detection, with Wiring Box, PLC Transmitter and Bleed-Down Circuit for Module-Level Rapid Shutdown with Tigo TS4-F ,NEMA 4X, UL1741-SA, Rule-21, 10 Yr Warr, PVI-25TL-480-TGO20 | Inventory Item | 2353.66 | 25000 | No | Inverters | Soligent De-listing | 2270.59
330-0571 | 330-0571 | Yaskawa Solectria, PVI-25TL-480-R, 3-Ph Grid Tied inverter, 25kW, 480VAC WYE, 60Hz, 1000VDC, 2 MPPT, 3 inputs per MPPT, 20A Fuses, AC/DC Disconnect, Arc-Fault Detection, with Wiring Box, PLC Transmitter and Bleed-Down Circuit for Module-Level Rapid Shutdown with APsmart Receiver, NEMA 4X, UL1741-SA, Rule-21, 10 Yr Warr, PVI-25TL-480-APS20 | Inventory Item | 3463.41 | 25000 | No | Inverters | Shippable | 3341.18
330-0571 : 330-0571_S | 330-0571_S | Yaskawa Solectria, PVI-25TL-480-R, 3-Ph Grid Tied inverter, 25kW, 480VAC WYE, 60Hz, 1000VDC, 2 MPPT, 3 inputs per MPPT, 20A Fuses, AC/DC Disconnect, Arc-Fault Detection, with Wiring Box, PLC Transmitter and Bleed-Down Circuit for Module-Level Rapid Shutdown with APsmart Receiver, NEMA 4X, UL1741-SA, Rule-21, 10 Yr Warr, PVI-25TL-480-APS20 | Inventory Item | 2353.66 | 25000 | No | Inverters | Soligent De-listing | 2270.59
330-0572 | 330-0572 | SolarEdge, SE17.3KUS Grid Tied Inverter, 3-Ph, 17.3kW, 120/208 WYE and 208 Delta Grid, 60Hz, 600Vdc, with AC RSD, DC Safety Switch, DC Fuses and AFCI, 12 Yr Warr, -40C, RS485 and Ethernet, UL-1741-SA, SetApp Enabled, SE17.3K-USR2IBNZ4 | Inventory Item | 3089.86 | 17300 | No | Inverters | Shippable | 3003.55
330-0572 : 330-0572_S | 330-0572_S | SolarEdge, SE17.3KUS Grid Tied Inverter, 3-Ph, 17.3kW, 120/208 WYE and 208 Delta Grid, 60Hz, 600Vdc, with AC RSD, DC Safety Switch, DC Fuses and AFCI, 12 Yr Warr, -40C, RS485 and Ethernet, UL-1741-SA, SetApp Enabled, SE17.3K-USR2IBNZ4 | Inventory Item | 2797.39 | 17300 | No | Inverters | Soligent De-listing | 2735.22
330-0573 | 330-0573 | SolarEdge, SE30KUS Grid Tied Inverter, 3-Ph, 30kW, 277/480V WYE, 60Hz, 1000VDC, with AC RSD, DC Safety Switch, DC Fuses and AFCI, 12 Yr Warr, -40C, RS485 and Ethernet, UL1741-SA, SetApp Enabled, SE30K-USR8IBNZ4 | Inventory Item | 2740.8 | 30000 | No | Inverters | Shippable | 2664.25
330-0573 : 330-0573_S | 330-0573_S | SolarEdge, SE30KUS Grid Tied Inverter, 3-Ph, 30kW, 277/480V WYE, 60Hz, 1000VDC, with AC RSD, DC Safety Switch, DC Fuses and AFCI, 12 Yr Warr, -40C, RS485 and Ethernet, UL1741-SA, SetApp Enabled, SE30K-USR8IBNZ4 | Inventory Item | 2481.36 | 30000 | No | Inverters | Soligent De-listing | 2426.22
330-0574 | 330-0574 | SolarEdge, SE40KUS Grid Tied Inverter, 3-Ph, 40kW, 277/480V WYE, 60Hz, 1000VDC, with AC RSD, DC Safety Switch, DC Fuses and AFCI, 12 Yr Warr, -40C, RS485 and Ethernet, UL1741-SA, SetApp Enabled, SE40K-USR8IBNZ4 | Inventory Item | 2805.45 | 40000 | No | Inverters | Shippable | 2727.08
330-0574 : 330-0574_S | 330-0574_S | SolarEdge, SE40KUS Grid Tied Inverter, 3-Ph, 40kW, 277/480V WYE, 60Hz, 1000VDC, with AC RSD, DC Safety Switch, DC Fuses and AFCI, 12 Yr Warr, -40C, RS485 and Ethernet, UL1741-SA, SetApp Enabled, SE40K-USR8IBNZ4 | Inventory Item | 2539.89 | 40000 | No | Inverters | Soligent De-listing | 2483.44
330-0575 | 330-0575 | SolarEdge, SE33.3KUS Grid Tied Inverter, 3-Ph, 33.3kW, 277/480V WYE, 60Hz, 1000VDC, DC Discon, 12 Yr Warr, AFCI, with AC-RSD, -40C, RS485 and Ethernet, DCD w/DC Fuses, UL1741-SA, SetApp Enabled, SE33.3K-USR8IBNZ4 | Inventory Item | 2569.08 | 33300 | No | Inverters | Vendor De-listing | 2483.44
330-0575 : 330-0575_S | 330-0575_S | SolarEdge, SE33.3KUS Grid Tied Inverter, 3-Ph, 33.3kW, 277/480V WYE, 60Hz, 1000VDC, DC Discon, 12 Yr Warr, AFCI, with AC-RSD, -40C, RS485 and Ethernet, DCD w/DC Fuses, UL1741-SA, SetApp Enabled, SE33.3K-USR8IBNZ4 | Inventory Item | 2539.89 | 33300 | No | Inverters | Soligent De-listing | 2483.44
330-0576 | 330-0576 | SolarEdge, SE14.4KUS Grid Tied Inverter, 3-Ph, 14.4kW, 120/208 WYE and 208 Delta Grid, 60Hz, 600Vdc, DC Discon, 12 Yr Warr, AFCI, with AC-RSD, -40C, RS485 and Ethernet, DCD w/DC Fuses, UL-1741-SA, SetApp Enabled, SE14.4K-USR2IBNZ4 | Inventory Item | 2829.54 | 14400 | No | Inverters | Shippable | 2735.22
330-0576 : 330-0576_S | 330-0576_S | SolarEdge, SE14.4KUS Grid Tied Inverter, 3-Ph, 14.4kW, 120/208 WYE and 208 Delta Grid, 60Hz, 600Vdc, DC Discon, 12 Yr Warr, AFCI, with AC-RSD, -40C, RS485 and Ethernet, DCD w/DC Fuses, UL-1741-SA, SetApp Enabled, SE14.4K-USR2IBNZ4 | Inventory Item | 2797.39 | 14400 | No | Inverters | Soligent De-listing | 2735.22
330-0577 | 330-0577 | SolarEdge 3 Phase Synergy Unit, (Use with Synergy Manager) Add 2 with 66.6k or 80k, 3 with 43.2k, 50k, 100k and 120kW Synergy Managers, WYE/Delta, 60Hz, 1000VDC, 12 Yr. Warranty, AFCI, -40C, UL-1741-SA (Rule-21), SESUK-USR0INNN4 | Inventory Item | 1486.75 |  | No | Inverters | Shippable | 1398.35
330-0577 : 330-0577_S | 330-0577_S | SolarEdge 3 Phase Synergy Unit, (Use with Synergy Manager) Add 2 with 66.6k or 80k, 3 with 43.2k, 50k, 100k and 120kW Synergy Managers, WYE/Delta, 60Hz, 1000VDC, 12 Yr. Warranty, AFCI, -40C, UL-1741-SA (Rule-21), SESUK-USR0INNN4 | Inventory Item | 1346.02 |  | No | Inverters | Soligent De-listing | 1273.66
330-0578 : 330-0578_S | 330-0578_S | SolarEdge, 43.2kW 3 Phase Synergy Manager, Requires 3 Synergy Units, 43.2kW 208V WYE/Delta, 60Hz, 1000VDC, Fused Multiple DC Inputs, DC Discon, AC/DC SPD, 12 Yr. Warranty, AFCI, with AC-RSD, -40C, RS485 and Ethernet, UL-1741-SA (Rule-21), SE43.2K-US02IBNZ4 | Inventory Item | 1616.67 | 43200 | No | Inverters | Soligent De-listing | 1529.75
330-0579 | 330-0579 | SolarEdge, 50kW 3 Phase Synergy Manager, Requires 3 Synergy Units, 50kW 208V WYE/Delta, 60Hz, 1000VDC, Fused Multiple DC Inputs, DC Discon, AC/DC SPD, 12 Yr. Warranty, AFCI, with AC-RSD, -40C, RS485 and Ethernet, UL-1741-SA (Rule-21), SE50K-US02IBNZ4 | Inventory Item | 2275.38 | 50000 | No | Inverters | Shippable | 2140.09
330-0579 : 330-0579_S | 330-0579_S | SolarEdge, 50kW 3 Phase Synergy Manager, Requires 3 Synergy Units, 50kW 208V WYE/Delta, 60Hz, 1000VDC, Fused Multiple DC Inputs, DC Discon, AC/DC SPD, 12 Yr. Warranty, AFCI, with AC-RSD, -40C, RS485 and Ethernet, UL-1741-SA (Rule-21), SE50K-US02IBNZ4 | Inventory Item | 2060 | 50000 | No | Inverters | Soligent De-listing | 1949.25
330-0580 : 330-0580_S | 330-0580_S | SolarEdge, 66.6kW 3 Phase Synergy Manager, Requires 2 Synergy Units, 66.6kW 480V WYE/Delta, 60Hz, 1000VDC, Fused Multiple DC Inputs, DC Discon, AC/DC SPD, 12 Yr. Warranty, AFCI, with AC-RSD, -40C, RS485 and Ethernet, UL-1741-SA (Rule-21), SE66.6K-US08IBNZ4 | Inventory Item | 1077.77 | 66600 | No | Inverters | Soligent De-listing | 1019.83
330-0581 : 330-0581_S | 330-0581_S | SolarEdge, 80kW 3 Phase Synergy Manager, Requires 2 Synergy Units, 80kW 480V WYE/Delta, 60Hz, 1000VDC, Fused Multiple DC Inputs, DC Discon, AC/DC SPD, 12 Yr. Warranty, AFCI, with AC-RSD, -40C, RS485 and Ethernet, UL-1741-SA (Rule-21), SE80K-US08IBNZ4 | Inventory Item | 1252.39 | 80000 | No | Inverters | Soligent De-listing | 1185.05
330-0582 | 330-0582 | SolarEdge, 100kW 3 Phase Synergy Manager, Requires 3 Synergy Units, 100kW 480V WYE/Delta, 60Hz, 1000VDC, Fused Multiple DC Inputs, DC Discon, AC/DC SPD, 12 Yr. Warranty, AFCI, with AC-RSD, -40C, RS485 and Ethernet, UL-1741-SA (Rule-21), SE100K-US08IBNZ4 | Inventory Item | 1785.69 | 100000 | No | Inverters | Shippable | 1679.51
330-0582 : 330-0582_S | 330-0582_S | SolarEdge, 100kW 3 Phase Synergy Manager, Requires 3 Synergy Units, 100kW 480V WYE/Delta, 60Hz, 1000VDC, Fused Multiple DC Inputs, DC Discon, AC/DC SPD, 12 Yr. Warranty, AFCI, with AC-RSD, -40C, RS485 and Ethernet, UL-1741-SA (Rule-21), SE100K-US08IBNZ4 | Inventory Item | 1616.67 | 100000 | No | Inverters | Soligent De-listing | 1529.75
330-0583 | 330-0583 | SolarEdge, 120kW 3 Phase Synergy Manager, Requires 3 Synergy Units 120kW 480V WYE/Delta, 60Hz, 1000VDC, Multiple Fused DC Inputs, DC Discon, AC/DC SPD, 12 Yr. Warranty, AFCI, with AC-RSD, -40C, RS485 and Ethernet, UL-1741-SA (Rule-21), SE120K-US08IBNZ4 | Inventory Item | 2275.38 | 120000 | No | Inverters | Shippable | 2140.09
330-0583 : 330-0583_S | 330-0583_S | SolarEdge, 120kW 3 Phase Synergy Manager, Requires 3 Synergy Units 120kW 480V WYE/Delta, 60Hz, 1000VDC, Multiple Fused DC Inputs, DC Discon, AC/DC SPD, 12 Yr. Warranty, AFCI, with AC-RSD, -40C, RS485 and Ethernet, UL-1741-SA (Rule-21), SE120K-US08IBNZ4 | Inventory Item | 2060 | 120000 | No | Inverters | Soligent De-listing | 1949.25
330-0584 | 330-0584 | SolarEdge, 120kW 3 Phase Synergy Manager, Requires 3 Synergy Units, 120kW 480V WYE/Delta, 60Hz, 1000VDC, Multiple Fused DC Inputs, DC Discon, AC/DC SPD, 12 Yr. Warranty, AFCI, NO AC-RSD, GROUND MOUNT ONLY,-40C, RS485 and Ethernet, UL-1741-SA (Rule-21), SE120K-USG8IBNZ4 | Inventory Item | 2187.86 | 120000 | No | Inverters | Soligent De-listing | 2057.77
330-0585 | 330-0585 | SolarEdge, 120kW 3 Phase Synergy Manager, Requires 3 Synergy Units, 120kW, 480V WYE/Delta, 60Hz, 1000VDC, Combined DC Input, (Combiner Box Required) DC Discon, AC/DC SPD, 12 Yr. Warranty, AFCI, NO AC-RSD, GROUND MOUNT ONLY,-40C, RS485 and Ethernet, UL-1741-SA (Rule-21), SE120K-USG8IBNW4 | Inventory Item | 3520 | 120000 | No | Inverters | Soligent De-listing | 1892.47
330-0586 | 330-0586 | Yaskawa Solectria, XGI 1000-60/65, 3-Ph WYE Grid tied inverter, 60kW/65kVA, 480VAC, 60Hz, 1000VDC, 4 MPPT, 10 Yr. Warr, AFCI, NEMA 4X, [MUST ADD WIRING BOX], XGI 1000-60/65-UL | Inventory Item | 11960 | 60000 | No | Inverters | Vendor De-listing | 9492.06
330-0587 | 330-0587 | Yaskawa Solectria, XGI 1000-60/60, 3-Ph WYE Grid tied inverter, 60kW, 480VAC, 60Hz, 1000VDC, 4 MPPT, 10 Yr. Warr, AFCI, NEMA 4X, [MUST ADD WIRING BOX], XGI 1000-60/60-UL | Inventory Item | 11960 | 60000 | No | Inverters | Vendor De-listing | 9492.06
330-0588 |  | SolarEdge, 50kW 3 Phase Synergy Manager, Requires 3 Synergy Units, 50kW 208V WYE/Delta, 60Hz, 1000VDC, Combined DC Inputs, DC Disco, AC/DC SPD, 12 Yr. Warranty, AFCI, with AC-RSD, -40C, RS485 and Ethernet, UL-1741-SA (Rule-21), SE50K-US02IBNW4 | Inventory Item | 2275.38 | 50000 | No | Inverters | Shippable | 2128.58
330-0589 |  | SolarEdge, 80kW 3 Phase Synergy Manager, Requires 2 Synergy Units, 80kW 480V WYE/Delta, 60Hz, 1000VDC, Combined DC Inputs, DC Disco, AC/DC SPD, 12 Yr. Warranty, AFCI, with AC-RSD, -40C, RS485 and Ethernet, UL-1741-SA (Rule-21), SE80K-US08IBNW4 | Inventory Item | 1383.32 | 80000 | No | Inverters | Shippable | 1294.08
330-0590 |  | SolarEdge, 100kW 3 Phase Synergy Manager, Requires 3 Synergy Units, 100kW 480V WYE/Delta, 60Hz, 1000VDC, Combined DC Inputs, DC Disco, AC/DC SPD, 12 Yr. Warranty, AFCI, with AC-RSD, -40C, RS485 and Ethernet, UL-1741-SA (Rule-21), SE100K-US08IBNW4 | Inventory Item | 1785.69 | 100000 | No | Inverters | Shippable | 1670.48
330-0591 |  | SolarEdge, 120kW 3 Phase Synergy Manager, Requires 3 Synergy Units 120kW 480V WYE/Delta, 60Hz, 1000VDC, Combined DC Inputs, DC Disco, AC/DC SPD, 12 Yr. Warranty, AFCI, with AC-RSD, -40C, RS485 and Ethernet, UL-1741-SA (Rule-21), SE120K-US08IBNW4 | Inventory Item | 2275.38 | 120000 | No | Inverters | Shippable | 2128.58
330-0592 | 330-0592 | SolarEdge, 110kW/120kVA 3 Phase Synergy Manager, Requires 3 Synergy Units, 110kW 480V WYE/Delta, 60Hz, 1000VDC, Fused Multiple DC Inputs, DC Disco, AC/DC SPD, 12 Yr. Warranty, AFCI, with AC-RSD, -40C, RS485 and Ethernet, UL-1741-SA (Rule-21),SE110K-US08IBNZ4 | Inventory Item | 2022.99 | 11000 | No | Inverters | Shippable | 1892.47
330-0593 | 330-0593 | SolarEdge, 110kW/120kVA 3 Phase Synergy Manager, Requires 3 Synergy Units, 110kW 480V WYE/Delta, 60Hz, 1000VDC, Multiple Fused DC Inputs, DC Disco, AC/DC SPD, 12 Yr. Warranty, AFCI, NO AC-RSD, GROUND MOUNT ONLY,-40C, RS485 and Ethernet, UL-1741-SA (Rule-21), SE110K-USG8IBNZ4 | Inventory Item | 1945.18 | 11000 | No | Inverters | Shippable | 1819.69
330-0594 | 330-0594 | SolarEdge, 110kW/120kVA 3 Phase Synergy Manager, Requires 3 Synergy Units, 110kW, 480V WYE/Delta, 60Hz, 1000VDC, Combined DC Input, (Combiner Box Required) DC Disco, AC/DC SPD, 12 Yr. Warranty, AFCI, NO AC-RSD, GROUND MOUNT ONLY,-40C, RS485 and Ethernet, UL-1741-SA (Rule-21), SE110K-USG8IBNW4 | Inventory Item | 1945.18 | 11000 | No | Inverters | Shippable | 1819.69
330-0598 | 330-0598 | SMA, Sunny Highpower, Peak3, 3-Ph Grid Tied Utility Inverter, 125kW, 480Vac, 50/60Hz, 1500Vdc input, 1 MPPT, 5 Yr. Warr, Transformerless, No Disconnects or AFCI, SHP 125-US-21, 3-125-1500-2-21 | Inventory Item | 10494.44 | 125000 | No | Inverters | Shippable | 9445
330-0599 | 330-0599 | SMA, Sunny Highpower, Peak3, 3-Ph Grid Tied Utility Inverter, 150kW, 600Vac, 50/60Hz, 1500Vdc input, 1 MPPT, 5 Yr. Warr, Transformerless, No Disconnects or AFCI, SHP 150-US-21, 3-150-1500-2-21 | Inventory Item | 10648.15 | 150000 | No | Inverters | Shippable | 9583.33
330-0603 | 330-0603 | SolarEdge, SE10.0KUS Grid Tied Inverter, 3-Ph, 10kW, 120/208 WYE and 208 Delta Grid, 60Hz, 600Vdc, with AC RSD, DC Safety Switch, DC Fuses and AFCI, 12 Yr Warr, -40C, RS485 and Ethernet, UL-1741-SA, SetApp Enabled, SE10K-USR2IBNZ4 | Inventory Item | 2604.37 | 10000 | No | Inverters | Shippable | 2436.34
340-0183 | 340-0183 | Magnum, Custom Quote, Enter Quote Number and Custom Price | Non-inventory Item | 0 |  | No | Inverters | Shippable | 0
341-0007 | 341-0007 | Xantrex, Wiring and Mounting Kit for Charge Controllers (no breakers), CC-PCK | Inventory Item | 19.25 |  | No | Inverters | Soligent De-listing | 0
341-0012 | 341-0012 | Xantrex, DR Conduit Box, DRCB ~ | Inventory Item | 259 |  | No | Inverters | Soligent De-listing | 0
341-0020 | 341-0020 | Xantrex, SW Conduit Box, SWCB | Inventory Item | 63.9 |  | No | Inverters | Vendor De-listing | 0
341-0023 | 341-0023 | Xantrex, SW Stacking Interface/Parallel Cable, SWI/PAR ~ | Inventory Item | 543.35 |  | No | Inverters | Soligent De-listing | 0
341-0026 | 341-0026 | Schneider Electric, XW Conduit Box, RNW8651025 | Inventory Item | 318 |  | No | Inverters | Soligent De-listing | 0
341-0027 | 341-0027 | Schneider Electric, XW Control Panel, XW-CONTROL, RNW8651050 | Inventory Item | 381 |  | No | Inverters | Vendor De-listing | 0
341-0028 | 341-0028 | Schneider Electric, XW Generator Start Module, RNW8651060 | Inventory Item | 254 |  | No | Inverters | Vendor De-listing | 0
341-0029 | 341-0029 | Schneider Electric, XW 2nd Inverter Kit, incl. conduit, wiring, & breakers, RNW8651020 | Inventory Item | 1220 |  | No | Inverters | Vendor De-listing | 0
341-0030 | 341-0030 | Schneider Electric, XW Power Distribution Panel, XW-PANEL, with Mounting Plate & XW Conduit Box, RNW8651015 | Inventory Item | 1559.98 |  | No | Inverters | Vendor De-listing | 0
341-0086 | 341-0086 | Magnum, Automatic Generator Start Module 2-Relay with Voltage & Temp Start/Stand Alone Version ME-AGS-S-R | Inventory Item | 322.2 |  | No | Inverters | Shippable | 181.01
341-0094 | 341-0094 | Xantrex, AC Conduit box, long, SW plus PP/wL1 bypass | Inventory Item | 30.25 |  | No | Inverters | Vendor De-listing | 0
341-0098 | 341-0098 | Outback, Radian GS Load Center, Box only with 500A shunt and 4 busbars, Polished Finish, GSLC | Inventory Item | 852.5 |  | No | Inverters | Vendor De-listing | 0
341-0099 | 341-0099 | Outback, Radian Prewired GS Load Center with two 175A breakers, 2-pole 120/240VAC 50A bypass breakers, 2, 2-pole 120/240VAC 50A input breakers, 500A shunt, 10 busbars, Polished Finish, GSLC175-120/240 | Inventory Item | 2151.99 |  | No | Inverters | Vendor De-listing | 0
341-0100 | 341-0100 | Outback, Radian Prewired GS Load Center with two 175A breakers, dual 80A GFDI and PV breakers for two charge controllers, FLEXnet DC and three 500A shunts, 2-pole 120/240VAC 50A bypass breakers, 2, 2-pole 120/240VAC 50A input breakers, 10 busbars, Polished Finish, GSLC175-PV-120/240 | Inventory Item | 2711.99 |  | No | Inverters | Vendor De-listing | 0
341-0101 | 341-0101 | Schneider Electric, Conext SW DC Breaker Panel, 865-1016 | Inventory Item | 430.47 |  | No | Inverters | Shippable | 371.09
341-0103 | 341-0103 | Outback, Radian Prewired AC Coupling GS Load Center with two 175A breakers, 2-pole 50A ROCB and relay board, 2-pole 120/240VAC 50A bypass breakers, dual 2-pole 120/240VAC 50A input breakers, 10 busbars, GSLC175-AC-120/240 | Inventory Item | 2868.46 |  | No | Inverters | Vendor De-listing | 0
341-0104 | 341-0104 | Outback, Radian Prewired GS Load Center with two 175A breakers, 230VAC 50A bypass breakers, dual 230VAC 50A input breakers, 500A shunt, 10 busbars, GSLC175-230 | Inventory Item | 1507 |  | No | Inverters | Soligent De-listing | 866.09
341-0105 | 341-0105 | Outback, Radian Prewired GS Load Center with two 175A breakers, dual 80A GFDI and PV breakers for two charge controllers, FLEXnet DC and three 500A shunts, 230VAC 50A bypass breakers, dual 230VAC 50A input breakers, 10 busbars, GSLC175-PV-230 | Inventory Item | 1819.44 |  | No | Inverters | Shippable | 1541.18
341-0106 | 341-0106 | OutBack, Radian Prewired GS Load Center with one 175A breaker, single 80A GFDI and PV breaker for one charge controller, FLEXnet DC and two 500A shunts, 2-pole 120/240VAC 50A bypass breakers, 2, 2-pole 120/240VAC 50A input breakers, 10 busbars, Polished Finish, GSLC175PV1-120/240 | Inventory Item | 2699.99 |  | No | Inverters | Vendor De-listing | 0
341-0107 | 341-0107 | Outback, Radian Prewired GS Load Center with one 175A breaker, single 80A GFDI and PV breaker for one charge controller, FLEXnet DC and two 500A shunts, 230VAC 50A bypass breakers, dual 230VAC 50A input breakers, 10 busbars, GSLC175PV1-230 | Inventory Item | 1815 |  | No | Inverters | Soligent De-listing | 1043.1
341-0109 | 341-0109 | Schneider Electric, CONEXT XW, SCP, System Control Panel, for XW and SW, 865-1050-01 | Inventory Item | 225.6 |  | No | Inverters | Vendor De-listing | 194.48
341-0111 | 341-0111 | Schneider Electric, CONEXT XW+ CONDUIT BOX, 865-1025-01 | Inventory Item | 142.27 |  | No | Inverters | Shippable | 133.38
341-0113 | 341-0113 | Schneider Electric, CONEXT XW, PDP, Power Distribution Panel, 1-Pole, 250A/160VDC Breaker, (No AC Breakers), 865-1014-01 | Inventory Item | 1017.87 |  | No | Inverters | Shippable | 877.47
341-0115 | 341-0115 | Schneider Electric, CONEXT Breaker Kit for PDP, 120/208VAC, 3-Pole, 60A, 3 Sets including: Square-D type QOU DIN-rail mountable AC breakers, jumpers, bypass, 865-1315-01 | Inventory Item | 314.6 |  | No | Inverters | Shippable | 271.21
341-0116 | 341-0116 | Schneider Electric, CONEXT XW+,MINI-PDP, POWER DISTRIBUTION PANEL For One Inverter ONLY, NOT Expandable,1-POLE 250A 160VDC, 3,2-POLE 60A AC Breakers & By-Pass, 120-240V, 865-1013-01 | Inventory Item | 1095.9 |  | No | Inverters | Soligent De-listing | 0
341-0119 | 341-0119 | Outback, Radian Prewired GS Load Center with two 175A breakers, 2-pole 120/240VAC 50A bypass breakers, 2, 2-pole 120/240VAC 50A input breakers, 500A shunt, 10 busbars, Powder-Coated Finish, GSLC175-120/240 | Inventory Item | 1380 |  | No | Inverters | Shippable | 1189.66
348-0001 | 348-0001 | Outback, FLEXpowerONE VFX3524, with Bypass, GFDI, Mate2, HUB4, RTS, FM80, FN-DC, SP, 120V-60Hz, FP1-1 | Inventory Item | 5388.99 | 3500 | No | Inverters | Vendor De-listing | 0
348-0002 | 348-0002 | Outback, FLEXpowerONE VFX3648, with Bypass, GFDI, Mate2, HUB4, RTS, FM80, FN-DC, SP, 120V-60Hz, FP1-2 | Inventory Item | 5388.99 | 3600 | No | Inverters | Vendor De-listing | 0
348-0003 | 348-0003 | Outback, FLEXpowerONE GVFX3524, with Bypass, GFDI, Mate2, HUB4, RTS, FM80, FN-DC, SP, 120V-60Hz, FP1-3 | Inventory Item | 5388.99 | 3500 | No | Inverters | Vendor De-listing | 0
348-0004 | 348-0004 | Outback, FLEXpowerONE GVFX3648, with Bypass, GFDI, Mate2, HUB4, RTS, FM80, FN-DC, SP, 120V-60Hz, FP1-4 | Inventory Item | 5388.99 | 3600 | No | Inverters | Vendor De-listing | 0
348-0005 | 348-0005 | Outback, FLEXpowerONE ROW VFX3024E, with Bypass, GFDI, Mate2, HUB4, RTS, FM80, FN-DC, SP, 230V-50Hz, FP1-5 | Inventory Item | 5388.99 | 3000 | No | Inverters | Vendor De-listing | 0
348-0006 | 348-0006 | Outback, FLEXpowerONE ROW VFX3048E, with Bypass, GFDI, Mate2, HUB4, RTS, FM80, FN-DC, SP, 230V-50Hz, FP1-6 | Inventory Item | 5388.99 | 3000 | No | Inverters | Vendor De-listing | 0
348-0007 | 348-0007 | Outback, FLEXpowerTWO FX2524T inverter, with Bypass, Mate2, HUB10, RTS, SP, X-240, 120/240V, 60Hz,FP2-32 | Inventory Item | 7588.99 | 2500 | No | Inverters | Vendor De-listing | 0
348-0008 | 348-0008 | Outback, FLEXpowerTWO FX3048T inverter, with Bypass, Mate2, HUB10, RTS, SP, X-240, 120/240V, 60Hz,FP2-31 | Inventory Item | 7588.99 | 6000 | No | Inverters | Vendor De-listing | 0
348-0009 | 348-0009 | Outback, FLEXpowerTWO VFX3648 inverters, 7.2kW with Bypass, Mate2, HUB10, RTS, SP, X-240, 120/240V, 60Hz, FP2-10 | Inventory Item | 7588.99 | 7200 | No | Inverters | Vendor De-listing | 0
348-0010 | 348-0010 | Outback, FLEXpowerTWO VFX3524 inverters, 7kW with Bypass, Mate2, HUB10, RTS, SP, X-240, 120/240V, 60Hz, FP2-12 | Inventory Item | 7588.99 | 3500 | No | Inverters | Vendor De-listing | 0
348-0011 | 348-0011 | Outback, FLEXpowerTWO GVFX3524 inverters, 7kW with Bypass, Mate2, HUB10, RTS, SP,120/240V, 60Hz, FP2-28 | Inventory Item | 7588.99 | 3500 | No | Inverters | Vendor De-listing | 0
348-0012 | 348-0012 | Outback, FLEXpowerTWO GVFX3648 inverters, 7.2kW with Bypass, Mate2, HUB10, RTS,SP,120/240V, 60Hz, FP2-29 | Inventory Item | 7588.99 | 7200 | No | Inverters | Vendor De-listing | 0
348-0013 | 348-0013 | Outback, FLEXpowerTWO VFX3048E ROW Inverters, 6kW with 230VAC Bypass, Mate2, HUB10, RTS, 230V, 50Hz, FP2-22 | Inventory Item | 7588.99 | 6000 | No | Inverters | Vendor De-listing | 0
348-0014 | 348-0014 | Outback, FLEXpowerTWO VFX3024E ROW inverters 6kW with 230VAC Bypass, Mate2, HUB10, RTS, SP, 120/240V, 60Hz, FP2-24 | Inventory Item | 7588.99 | 6000 | No | Inverters | Vendor De-listing | 0
348-0015 | 348-0015 | Outback, FLEXpowerTWO GTFX3048-HI inverters, 6kW with Bypass, Mate2, HUB10, RTS,SP,120/240V, 60Hz, FP2-30 | Inventory Item | 7588.99 | 6000 | No | Inverters | Vendor De-listing | 0
348-0016 | 348-0016 | Midnite Solar, Pre-Wired Grid Tied System, 120VAC, GVFX3524 Inverter, Classic 150, Mate, MNE250AL-Plus E-Panel, 2 MNSPD300, 2 BTS, MNEPLUSGVFX3524CL150 | Inventory Item | 0 | 3500 | No | Inverters | Vendor De-listing | 0
348-0017 | 348-0017 | Outback, FLEXpowerONE GTFX2524-HI, with Bypass, 250A DC Breaker, GFDI, Mate2, HUB4, RTS, FM80, SP, 120V-60Hz, FP1-36 | Inventory Item | 4728.99 | 2500 | No | Inverters | Vendor De-listing | 0
348-0018 | 348-0018 | Outback, FLEXpowerONE GTFX3048-HI, with Bypass, 175A DC Breaker, GFDI, Mate2, HUB4, RTS, FM80, SP, 120V-60Hz, FP1-37 | Inventory Item | 4728.99 | 3000 | No | Inverters | Vendor De-listing | 0
348-0019 | 348-0019 | Outback, FLEXpowerONE FX3048T, with Bypass, GFDI, Mate2, HUB4, RTS, FM80, FN-DC, SP, 120V-60Hz, FP1-26 | Inventory Item | 5168.99 | 3000 | No | Inverters | Vendor De-listing | 0
348-0020 | 348-0020 | Midnite Solar, Pre-Wired Grid Tied System, 120/240VAC, 2 GVFX3648 Inverters, 2 Classic 150, Mate, Hub4, 2 MNE175AL E-Panels, 3 MNSPD300, 3 BTS, MNEPLUSGVFX3648CL150DUAL | Inventory Item | 12649.99 | 7000 | No | Inverters | Soligent De-listing | 0
348-0021 | 348-0021 | Midnite Solar, Pre-Wired Off Grid System, 120VAC, MS4024 Inverter, Classic 150, RC50 display, MNE250STM E-Panel, 2 MNSPD300, MNEMS4024CL150 | Inventory Item | 6125.9 | 4000 | No | Inverters | Soligent De-listing | 3520.63
348-0022 | 348-0022 | Midnite Solar, Pre-Wired AC Coupled System in D3R Battery Box, 120/240VAC, MS4024PAE Inverter, ME-RTR LCD Router, 50A 2-P Bypass, 30A 2-P Main, 15A 2-P GT inverter breaker & relay, 250ADC breaker and Shunt, Cables for 4 Golf Cart Batteries, MND3RACCPLME | Inventory Item | 7423.9 | 4000 | No | Inverters | Vendor De-listing | 0
348-0023 | 348-0023 | Midnite Solar, Pre-Wired AC Coupled System, 120/240VAC, 1 MS4024PAE Inverter, ME-RTR LCD & Router, MNE250STM-240 E-Panel, 15A 2-P GT inverter breaker & relay, 2 MNSPD300, MNEMS4024PAEACCPL | Inventory Item | 6803.99 | 4000 | No | Inverters | Soligent De-listing | 0
348-0024 | 348-0024 | Midnite Solar, Pre-Wired AC Coupled System, 120/240VAC, 2 MS4024PAE Inverters, ME-RTR LCD & Router, 2 MNE250STM-240 E-Panels on Backplate, 30A 2-P GT inverter breaker & relay, 2 MNSPD300, MNEMS4024PAEACCPL-Dual | Inventory Item | 12779 | 8000 | No | Inverters | Soligent De-listing | 0
348-0025 | 348-0025 | Midnite Solar, Pre-Wired AC Coupled System, 120/240VAC, 3 MS4024PAE Inverters, ME-RTR LCD & Router, 3 MNE250STM-240 E-Panels & NotaGutter on backboard, 45A 2-P GT inverter breaker & relay, 2 MNSPD300, MNEMS4024PAEACCPL-Triple | Inventory Item | 17351.99 | 12000 | No | Inverters | Soligent De-listing | 0
348-0026 | 348-0026 | Midnite Solar, Pre-Wired AC Coupled System, 120/240VAC, 4 MS4024PAE Inverters, ME-RTR LCD & Router, 4 MNE250STM-240 E-Panels & NotaGutter on backboard, 60A 2-P GT inverter breaker & relay, 2 MNSPD300, MNEMS4024PAEACCPL-Quad | Inventory Item | 25140 | 16000 | No | Inverters | Soligent De-listing | 0
348-0028 | 348-0028 | Midnite Solar, DO NOT USE - WRONG ITEM TYPE. Custom Pre-Wired System, AC Coupled, Enter Quote Number and Custom Price | Inventory Item | 0 |  | No | Inverters | Soligent De-listing | 0
348-0029 | 348-0029 | Midnite Solar, DO NOT USE - WRONG ITEM TYPE. Custom Pre-Wired System, Grid-Tie with Battery back-up, Enter Quote Number and Custom Price | Inventory Item | 0 |  | No | Inverters | Soligent De-listing | 0
348-0030 | 348-0030 | Outback, FLEXpowerTWO GTFX3048 inverters 6kW with 120VAC Bypass, Mate2, HUB10, RTS, SP, 120/240V, 60Hz, FP2-25 | Inventory Item | 7588.99 | 6000 | No | Inverters | Vendor De-listing | 0
348-0031 | 348-0031 | Outback, FLEXpowerTWO GTFX2524-HI inverter, with Bypass, Mate2, HUB10, RTS, SP, X-240, 120/240V, 60Hz, FP2-33 | Inventory Item | 7588.99 | 2500 | No | Inverters | Vendor De-listing | 0
348-0032 | 348-0032 | Outback, FLEXpowerONE, VFX3524, 3500W, 60Hz, 120VAC Bypass, 24VDC, GFDI, Mate3, HUB10, RTS, FM80, FN-DC, SP, FP1 VFX3524 | Inventory Item | 6728.12 | 3500 | No | Inverters | Vendor De-listing | 0
348-0033 | 348-0033 | Outback, FLEXpowerONE, VFX3648, 3600W, 60Hz, 120VAC Bypass, 48VDC, GFDI, Mate3, HUB10, RTS, FM80, FN-DC, SP, FP1 VFX3648 | Inventory Item | 6728.12 | 3600 | No | Inverters | Vendor De-listing | 0
348-0034 | 348-0034 | Outback, FLEXpowerONE, GVFX3524, 3500W, 60Hz, 120VAC Bypass, 24VDC, GFDI, Mate3, HUB10, RTS, FM80, FN-DC, SP, FP1 GVFX3524 | Inventory Item | 6728.12 | 3500 | No | Inverters | Vendor De-listing | 0
348-0035 | 348-0035 | Outback, FLEXpowerONE, GVFX3648, 3600W, 60Hz, 120VAC Bypass, 48VDC, GFDI, Mate3, HUB10, RTS, FM80, FN-DC, SP, FP1 GVFX3648 | Inventory Item | 6728.12 | 3600 | No | Inverters | Vendor De-listing | 0
348-0036 | 348-0036 | Outback, FLEXpowerONE, ROW VFX3024E, 3000W, 50Hz, 230VAC Bypass, 24VDC, GFDI, Mate3, HUB10, RTS, FM80, FN-DC, SP, FP1 VFX3024E | Inventory Item | 6339.88 | 3000 | No | Inverters | Vendor De-listing | 0
348-0037 | 348-0037 | Outback, FLEXpowerONE, ROW VFX3048E, 3000W, 50Hz, 230VAC Bypass, 48VDC, GFDI, Mate3, HUB10, RTS, FM80, FN-DC, SP, FP1 VFX3048E | Inventory Item | 6339.88 | 3000 | No | Inverters | Vendor De-listing | 0
348-0038 | 348-0038 | Outback, FLEXpowerTWO, Dual FX2524T, 5000W, 60Hz, 120/240VAC Bypass, 24VDC, GFDI, Mate3, HUB10, RTS, Dual FM80, FN-DC, SP, X-240, FP2 FX2524T | Inventory Item | 12163.41 | 5000 | No | Inverters | Vendor De-listing | 0
348-0039 | 348-0039 | Outback, FLEXpowerTWO, Dual FX3048T, 6000W, 60Hz, 120/240VAC Bypass, 48VDC, GFDI, Mate3, HUB10, RTS, Dual FM80, FN-DC, SP, X-240, FP2 FX3048T | Inventory Item | 12163.41 | 6000 | No | Inverters | Vendor De-listing | 0
348-0040 | 348-0040 | Outback, FLEXpowerTWO, Dual VFX3648, 7200W, 60Hz, 120/240VAC Bypass, 48VDC, GFDI, Mate3, HUB10, RTS, Dual FM80, FN-DC, SP, X-240, FP2 VFX3648 | Inventory Item | 12551.68 | 7200 | No | Inverters | Vendor De-listing | 0
348-0041 | 348-0041 | Outback, FLEXpowerTWO, Dual VFX3524, 7000W, 60Hz, 120/240VAC Bypass, 24VDC, GFDI, Mate3, HUB10, RTS, Dual FM80, FN-DC, SP, X-240, FP2 VFX3524 | Inventory Item | 12551.65 | 7000 | No | Inverters | Vendor De-listing | 0
348-0042 | 348-0042 | Outback, FLEXpowerTWO, Dual GVFX3524, 7000W, 60Hz, 120/240VAC Bypass, 24VDC, GFDI, Mate3, HUB10, RTS, Dual FM80, FN-DC, SP, FP2 GVFX3524 | Inventory Item | 12163.41 | 7000 | No | Inverters | Vendor De-listing | 0
348-0043 | 348-0043 | Outback, FLEXpowerTWO, Dual GVFX3648, 7200W, 60Hz, 120/240VAC Bypass, 48VDC, GFDI, Mate3, HUB10, RTS, Dual FM80, FN-DC, SP, FP2 GVFX3648 | Inventory Item | 12163.41 | 7200 | No | Inverters | Vendor De-listing | 0
348-0044 | 348-0044 | Outback, FLEXpowerTWO, ROW Dual VFX3048E, 6000W, 50Hz, 230VAC Bypass, 48VDC, GFDI, Mate3, HUB10, RTS, Dual FM80, FN-DC, SP, FP2 VFX3048E | Inventory Item | 11904.59 | 6000 | No | Inverters | Vendor De-listing | 0
348-0045 | 348-0045 | Outback, FLEXpowerTWO, ROW Dual VFX3024E, 6000W, 50Hz, 230VAC Bypass, 24VDC, GFDI, Mate3, HUB10, RTS, Dual FM80, FN-DC, SP, FP2 VFX3024E | Inventory Item | 11904.59 | 6000 | No | Inverters | Vendor De-listing | 0
348-0046 | 348-0046 | Outback, FLEXpowerTWO, Dual GTFX3048-HI, 6000W, 60Hz, 120/240VAC Bypass, 48VDC, GFDI, Mate3, HUB10, RTS, Dual FM80, FN-DC, SP, for Hawaii, FP2 GTFX3048-HI | Inventory Item | 11904.59 | 6000 | No | Inverters | Vendor De-listing | 0
348-0047 | 348-0047 | Outback, FLEXpowerONE, GTFX2524-HI, 2500W, 60Hz, 120VAC Bypass, 24VDC, GFDI, Mate3, HUB10, RTS, FM80, FN-DC, SP, for Hawaii, FP1 GTFX2524-HI | Inventory Item | 6469.29 | 2500 | No | Inverters | Vendor De-listing | 0
348-0048 | 348-0048 | Outback, FLEXpowerONE, GTFX3048-HI, 3000W, 60Hz, 120VAC Bypass, 48VDC, GFDI, Mate3, HUB10, RTS, FM80, FN-DC, SP, for Hawaii, FP1 GTFX3048-HI | Inventory Item | 6469.29 | 3000 | No | Inverters | Vendor De-listing | 0
348-0049 | 348-0049 | Outback, FLEXpowerONE, FX3048T, 3000W, 60Hz, 120VAC Bypass, 48VDC, GFDI, Mate3, HUB10, RTS, FM80, FN-DC, SP, FP1 FX3048T | Inventory Item | 6469.29 | 3000 | No | Inverters | Vendor De-listing | 0
348-0050 | 348-0050 | Outback, FLEXpowerTWO, Dual GTFX3048, 6000W, 60Hz, 120/240VAC Bypass, 48VDC, GFDI, Mate3, HUB10, RTS, Dual FM80, FN-DC, SP, FP2 GTFX3048 | Inventory Item | 11904.59 | 6000 | No | Inverters | Vendor De-listing | 0
348-0051 | 348-0051 | Outback, FLEXpowerTWO, Dual GTFX2524-HI, 5000W, 60Hz, 120/240VAC Bypass, 24VDC, GFDI, Mate3, HUB10, RTS, Dual FM80, FN-DC, SP, FP2 GTFX2524-HI | Inventory Item | 11904.59 | 6000 | No | Inverters | Vendor De-listing | 0
348-0053 | 348-0053 | Outback, FLEXpowerONE, GTFX3048, 3000W, 60Hz, 120VAC Bypass, 48VDC, GFDI, Mate3, HUB10, RTS, FM80, FN-DC, SP, FP1 GTFX3048 | Inventory Item | 6469.98 | 3000 | No | Inverters | Vendor De-listing | 0
348-0054 | 348-0054 | Outback, FLEXpowerONE, ROW GVFX3024E, 3000W, 50Hz, 230VAC Bypass, 24VDC, GFDI, Mate3, HUB10, RTS, FM80, FN-DC, SP, FP1 GVFX3024E | Inventory Item | 6340 | 3000 | No | Inverters | Vendor De-listing | 0
348-0055 | 348-0055 | Outback, FLEXpowerONE, ROW GVFX3048E, 3000W, 50Hz, 230VAC Bypass, 48VDC, GFDI, Mate3, HUB10, RTS, FM80, FN-DC, SP, FP1 GVFX3048E | Inventory Item | 6339.98 | 3000 | No | Inverters | Vendor De-listing | 0
348-0056 | 348-0056 | Outback, FLEXpowerONE, FX2524T, 2500W, 60Hz, 120VAC Bypass, 24VDC, GFDI, Mate3, HUB10, RTS, FM80, FN-DC, SP, FP1 FX2524T | Inventory Item | 6469.98 | 2500 | No | Inverters | Vendor De-listing | 0
348-0057 | 348-0057 | Midnite Solar, Pre-Wired AC Coupled System, 120/240VAC, 1 Schneider XW6048 inverter with SCP, MNE250XW E-Panel, Bypass built-in, 3 MNSPD300’s, 250ADC breaker and Shunt, AGS, MNXWAC6048-AGS | Inventory Item | 11582 | 6000 | No | Inverters | Soligent De-listing | 0
348-0059 | 348-0059 | MidNite Solar, Pre-Wired Off Grid System, 120/240VAC, 2 MS4448PAE 4400W 48V Inverters, Magnum Router, 2 MNE175STM-L-240 White Steel E-Panels, 2 Classic 200 & 4 Breakers, 4 MN-SPD, MNEMS4448PAE-2CL200 | Inventory Item | 7837.5 | 4000 | No | Inverters | Soligent De-listing | 4504.31
348-0061 | 348-0061 | Midnite Solar, Pre-Wired Off Grid System, 120VAC, MM1524AE 1500W Inverter, Classic 150 & WhizBang Jr., RC50 display, MNE175STM-240 E-Panel, 2 MNSPD, MNEMM1524AECL150 | Inventory Item | 3903.9 | 1500 | No | Inverters | Vendor De-listing | 0
348-0062 | 348-0062 | Outback, FLEXpowerTHREE, Triple FX3048, 9kW, 60Hz, 208VAC Bypass, 48VDC, GFDI, Mate3, HUB10.3, RTS, (3) FM80, FN-DC, SP, X-240, FP3 FX3048T | Inventory Item | 21028 | 9000 | No | Inverters | Vendor De-listing | 0
348-0063 | 348-0063 | Outback, FLEXpowerTHREE, Triple VFX3648, 10.8kW, 60Hz, 208VAC Bypass, 48VDC, GFDI, Mate3, HUB10.3, RTS, (3) FM80, FN-DC, SP,FP3 VFX3648 | Inventory Item | 21805 | 10800 | No | Inverters | Vendor De-listing | 0
348-0064 | 348-0064 | Outback, FLEXpowerFOUR, Quad FX3048, 12kW, 60Hz, 240VAC Bypass, 48VDC, GFDI, Mate3, HUB10.3, RTS, (4) FM80, FN-DC, SP, X-240, FP4 FX3048T | Inventory Item | 24458 | 12000 | No | Inverters | Vendor De-listing | 0
348-0065 | 348-0065 | Outback, FLEXpowerFOUR, Quad VFX3648, 14.4kW, 60Hz, 240VAC Bypass, 48VDC, GFDI, Mate3, HUB10.3, RTS, (4) FM80, FN-DC, SP, X-240, FP4 VFX3648 | Inventory Item | 25493 | 14400 | No | Inverters | Vendor De-listing | 0
348-0068 | 348-0068 | Outback, FLEXpowerONE, FXR2524A Inverter/Charger 2.5kW FLEXpower One, prewired AC and DC boxes with 120Vac Bypass, NEMA 5-15R Outlet, 250A DC breaker, GFDI, 80Amp charge controller breaker, Mate 3 HUB 10.3, RTS, FLEXmax 80, FLEXnet DC and surge protector, FP1 FXR2524A | Inventory Item | 6625.18 | 2500 | No | Inverters | Vendor De-listing | 0
348-0069 | 348-0069 | Outback, FLEXpowerONE, VFXR3524A Inverter/Charger 3.5kW FLEXpower One, prewired AC and DC boxes with 120Vac Bypass, NEMA 5-15R Outlet, 250A DC breaker, GFDI, 80Amp charge controller breaker, Mate 3 HUB 10.3, RTS, FLEXmax 80, FLEXnet DC and surge protector, FP1 VFXR3524A | Inventory Item | 6890.24 | 3500 | No | Inverters | Vendor De-listing | 0
348-0070 | 348-0070 | Outback, FLEXpowerONE, FXR3048A Inverter/Charger 3kW FLEXpower One, prewired AC and DC boxes with 120Vac Bypass, NEMA 5-15R Outlet, 175A DC breaker, GFDI, 80Amp charge controller breaker, Mate 3 HUB 10.3, RTS, FLEXmax 80, FLEXnet DC and surge protector, FP1 FXR3048A | Inventory Item | 6625.18 | 3000 | No | Inverters | Vendor De-listing | 0
348-0071 | 348-0071 | Outback, FLEXpowerONE, VFXR3648A Inverter/Charger 3.6kW FLEXpower One, prewired AC and DC boxes with 120Vac Bypass, NEMA 5-15R Outlet, 175A DC breaker, GFDI, 80Amp charge controller breaker, Mate 3 HUB 10.3, RTS, FLEXmax 80, FLEXnet DC and surge protector, FP1 VFXR3648A | Inventory Item | 6890.24 | 3600 | No | Inverters | Vendor De-listing | 0
348-0072 | 348-0072 | Outback, FLEXpowerONE, ROW, VFXR3048E ROW Inverter/Charger 3kW FLEXpower One, prewired AC and DC boxes with 230Vac Bypass, 175A DC breaker, GFDI, 80Amp charge controller breaker, Mate 3 HUB 10.3, RTS, FLEXmax 80, FLEXnet DC and surge protector, FP1 VFXR3048E | Inventory Item | 3846.07 | 3000 | No | Inverters | Soligent De-listing | 3167.35
348-0073 | 348-0073 | Outback, FLEXpowerONE, ROW, VFXR3024E ROW Inverter/Charger 3kW FLEXpower One, prewired AC and DC boxes with 120Vac Bypass, NEMA 5-15R Outlet, 250A DC breaker, GFDI, 80Amp charge controller breaker, Mate 3 HUB 10.3, RTS, FLEXmax 80, FLEXnet DC and surge protector, FP1 VFXR3024E | Inventory Item | 4081.79 | 3000 | No | Inverters | Soligent De-listing | 3361.47
348-0074 | 348-0074 | Outback, FLEXpowerTWO, Dual FXR3524A 7.0kW FLEXpower TWO, prewired AC & DC boxes with AC bypass 250A DC breakers, PNL-GFDI-80D and 80 Amp charge controller breakers, HUB 10.3, RTS, FLEXnet DC, surge protectors plus two FLEXmax 80 MPPT controllers, MATE3 and brackets , FP2 FXR3524A | Inventory Item | 12810 |  | No | Inverters | Vendor De-listing | 0
348-0075 | 348-0075 | Outback, FLEXpowerTWO, Dual VFXR3524A 7.0kW FLEXpower TWO, prewired AC & DC boxes with AC bypass 250A DC breakers, PNL-GFDI-80D and 80 Amp charge controller breakers, HUB 10.3, RTS, FLEXnet DC, surge protectors plus two FLEXmax 80 MPPT controllers, MATE3 and brackets , FP2 VFXR3524A | Inventory Item | 12854.1 | 7000 | No | Inverters | Vendor De-listing | 0
348-0076 | 348-0076 | Outback, FLEXpowerTWO, Dual VFXR3648A 7.2kW FLEXpower TWO, prewired AC & DC boxes with AC bypass 175A DC breakers, PNL-GFDI-80D and 80 Amp charge controller breakers, HUB 10.3, RTS, FLEXnet DC, surge protectors plus two FLEXmax 80 MPPT controllers, MATE3 and brackets , FP2 VFXR3648A | Inventory Item | 7620.64 | 7200 | No | Inverters | Vendor De-listing | 0
348-0077 | 348-0077 | Outback, FLEXpowerTWO, Dual FXR3048A 6.0kW FLEXpower TWO, prewired AC & DC boxes with AC bypass 175A DC breakers, PNL-GFDI-80D and 80 Amp charge controller breakers, HUB 10.3, RTS, FLEXnet DC, surge protectors plus two FLEXmax 80 MPPT controllers, MATE3 and brackets , FP2 FXR3048A | Inventory Item | 12456.5 | 6000 | No | Inverters | Vendor De-listing | 0
348-0078 | 348-0078 | Outback, FLEXpowerTHREE, Triple FXR3048A 9kW FLEXpower THREE, Pre-wired AC and DC boxes with AC Bypass, 175A DC breakers, PNL-GFDI-80Q and 80 Amp charge controller breakers, HUB 10.3, RTS, FLEXnet DC and surge protectors plus three FLEXmax 80 MPPT charge controllers, MATE3 and brackets , FP3 FXR3048A | Inventory Item | 21416 |  | No | Inverters | Soligent De-listing | 0
348-0079 | 348-0079 | Outback, FLEXpowerTHREE, Triple VFXR3648A 10.8kW FLEXpower THREE, Pre-wired AC and DC boxes with AC Bypass, 175A DC breakers, PNL-GFDI-80Q and 80 Amp charge controller breakers, HUB 10.3, RTS, FLEXnet DC and surge protectors plus three FLEXmax 80 MPPT charge controllers, MATE3 and brackets , FP3 VFXR3648A | Inventory Item | 22330 | 10800 | No | Inverters | Vendor De-listing | 0
348-0080 | 348-0080 | Outback, FLEXpowerFOUR, Quad FXR3048A 12kW FLEXpower FOUR Pre-wired AC and DC boxes with AC Bypass, 175A DC breakers, PNL-GFDI-80Q and 80 Amp charge controller breakers, HUB 10.3, RTS, FLEXnet DC, surge protectors plus four FLEXmax 80 MPPT charge controllers, MATE3 and brackets-Coming June , FP4 FXR3048A | Inventory Item | 25576.98 | 12000 | No | Inverters | Vendor De-listing | 0
348-0081 | 348-0081 | Outback, FLEXpowerFOUR, Quad VFXR3648A 14.4kW FLEXpower FOUR Pre-wired AC and DC boxes with AC Bypass, 175A DC breakers, PNL-GFDI-80Q and 80 Amp charge controller breakers, HUB 10.3, RTS, FLEXnet DC, surge protectors plus four FLEXmax 80 MPPT charge controllers, MATE3 and brackets -Coming June , FP4 VFXR3648A | Inventory Item | 26637.22 | 14400 | No | Inverters | Vendor De-listing | 0
348-0082 | 348-0082 | Midnite Solar, Pre-Wired Grid Tied System, 120/240VAC Schneider Conext XW+ 5548 Inverter, MNE250XWP-SINGLE E-Panel, MNXWPAC5548 | Inventory Item | 8228 | 5500 | No | Inverters | Soligent De-listing | 4728.74
348-0083 | 348-0083 | Midnite Solar, Pre-Wired Grid Tied System, 120/240VAC Schneider Conext XW+ 6848, MNE250XWP-SINGLE E-Panel, MNXWPAC6848 | Inventory Item | 9080.5 | 6800 | No | Inverters | Soligent De-listing | 5218.68
348-0084 | 348-0084 | Outback, FLEXpower AC Coupling System, includes one each Radian GS8048A, GSLC175-AC-120/240, MATE3 and FW-MB3 Bracket , FPR-AC-8048A | Inventory Item | 11518 | 8000 | No | Inverters | Vendor De-listing | 0
348-0085 | 348-0085 | Outback, FLEXpower AC Coupling System, includes one each Radian GS4048A, GSLC175-AC-120/240, MATE3 and FW-MB3 Bracket, FPR-AC-4048A | Inventory Item | 8282 | 4000 | No | Inverters | Vendor De-listing | 0
348-0086 | 348-0086 | Outback, FLEXpower Radian, GS4048A, 4.0kW, 120/240Vac, all prewired AC & DC, GSLC175-PV1-120/240, with AC bypass, 1, 175A DC breaker, GFDI-80, 1, 80 Amp charge controller breaker, HUB 10.3, RTS, FLEXnet DC, surge protectors, 1, FLEXmax 80 MPPT controller, MATE3 and mounting back plate, FPR-4048A | Inventory Item | 11921.08 | 4000 | No | Inverters | Vendor De-listing | 0
348-0087 | 348-0087 | Outback, FLEXpower Radian, GS8048A, 8.0kW, 120/240Vac, all prewired AC & DC, GSLC175-PV-120/240, with AC bypass, 2, 175A DC breakers, GFDI-80D, 2, 80 Amp charge controller breakers, HUB 10.3, RTS, FLEXnet DC, surge protectors, 2, FLEXmax 80 MPPT controllers, MATE3 and mounting back plate, FPR-8048A | Inventory Item | 15240.96 | 8000 | No | Inverters | Vendor De-listing | 0
348-0089 | 348-0089 | Outback, FLEXpowerTWO Dual FXR2524A 5.0kW FLEXpower TWO, prewired AC & DC boxes with AC bypass 250A DC breakers, PNL-GFDI-80D & 80 Amp cc breakers, HUB 10.3, RTS, FLEXnet DC, surge protectors plus two FLEXmax 80 MPPT controllers, MATE3 & brackets, FP2 FXR2524A | Inventory Item | 12456.5 | 5000 | No | Inverters | Vendor De-listing | 0
348-0090 | 348-0090 | Outback, FLEXpowerTWO, ROW, Dual VFXR3048E 6kW FLEXpower TWO, Pre-wired AC & DC boxes with 230Vac Bypass, 175ADC breakers, PNL-GFDI-80D & 80 Amp cc breakers, HUB, RTS, FLEXnet DC, & surge protectors plus two FLEXmax 80 MPPT ccs, MATE3 & brackets, FP2 VFXR3048E | Inventory Item | 7224.64 | 6000 | No | Inverters | Soligent De-listing | 5949.71
348-0091 | 348-0091 | Outback, FLEXpowerTWO, ROW, Dual VFXR3024E 6kW FLEXpower TWO, Pre-wired AC & DC boxes with 230Vac Bypass, 250ADC breakers, PNL-GFDI-80D & 80 Amp cc breakers, HUB, RTS, FLEXnet DC, & surge protectors plus two FLEXmax 80 MPPT ccs, MATE3 & brackets, FP2 VFXR3024E | Inventory Item | 7617.5 | 6000 | No | Inverters | Soligent De-listing | 6273.24
348-0092 | 348-0092 | Outback, FLEXpowerTHREE, ROW, Three VFXR3048E 9kW FLEXpower THREE, Pre-wired AC & DC boxes with AC Bypass, 175A DC breakers, PNL-GFDI-80Q & 80 Amp cc breakers, HUB 10.3, RTS, FLEXnet DC, surge protectors plus three FLEXmax 80 MPPT ccs, MATE3 & brackets, FP3 VFXR3048E | Inventory Item | 12256.36 | 9000 | No | Inverters | Soligent De-listing | 10093.47
348-0093 | 348-0093 | Outback, FLEXpowerTHREE, ROW, Three VFXR3024E 9kW FLEXpower THREE, Pre-wired AC & DC boxes with AC Bypass, 250A DC breakers, PNL-GFDI-80Q & 80 Amp cc breakers, HUB 10.3, RTS, FLEXnet DC, surge protectors plus three FLEXmax 80 MPPT ccs, MATE3 & brackets, FP3 VFXR3024E | Inventory Item | 12256.36 | 9000 | No | Inverters | Soligent De-listing | 10093.47
348-0094 | 348-0094 | Outback, FLEXpowerTHREE, ROW, Three FXR2024E 6kW FLEXpower THREE,Pre-wired AC & DC boxes with AC Bypass, 250A DC breakers, PNL-GFDI-80Q & 80 Amp cc breakers, HUB 10.3, RTS, FLEXnet DC, surge protectors plus three FLEXmax 80 MPPT ccs, MATE3 & brackets, FP3 FXR2024E | Inventory Item | 12256.36 | 6000 | No | Inverters | Soligent De-listing | 10093.47
348-0095 | 348-0095 | Outback, FLEXpowerFOUR, ROW, Four VFXR3048E 12kW FLEXpower FOUR, Pre-wired AC & DC boxes with AC Bypass, 250A DC breakers, PNL-GFDI-80Q & 80 Amp cc breakers, HUB 10.3, RTS, FLEXnet DC, surge protectors plus four FLEXmax 80 MPPT ccs, MATE3 & brackets, FP4 VFXR3048E | Inventory Item | 14299.21 | 12000 | No | Inverters | Soligent De-listing | 11775.82
348-0096 | 348-0096 | Outback, FLEXpowerFOUR, ROW Four FXR2348E 9.2kW FLEXpower FOUR Pre-wired AC & DC boxes with AC Bypass, 250A DC breakers, PNL-GFDI-80Q & 80 Amp cc breakers, HUB 10.3, RTS, FLEXnet DC, surge protectors plus four FLEXmax 80 MPPT ccs, MATE3 & brackets, FP4 FXR2348E | Inventory Item | 13356.36 | 9200 | No | Inverters | Soligent De-listing | 10999.35
348-0097 | 348-0097 | Outback, FLEXpower Radian, GS8048A-01, 8.0kW, 120/240Vac, all prewired AC & DC, GSLC175-PV-120/240, with AC bypass, 2, 175A DC breakers, GFDI-80D, 2, 80 Amp charge controller breakers, HUB 10.3, RTS, FLEXnet DC, surge protectors, 2 FLEXmax 80 MPPT controllers, MATE3-S and mounting back plate, UL1741-SA, FPR-8048A-01 | Inventory Item | 7194.94 | 8000 | No | Inverters | Shippable | 6848.19
348-0097 : 348-0097_S | 348-0097_S | Outback, FLEXpower Radian, GS8048A-01, 8.0kW, 120/240Vac, all prewired AC & DC, GSLC175-PV-120/240, with AC bypass, 2, 175A DC breakers, GFDI-80D, 2, 80 Amp charge controller breakers, HUB 10.3, RTS, FLEXnet DC, surge protectors, 2 FLEXmax 80 MPPT controllers, MATE3-S and mounting back plate, UL1741-SA, FPR-8048A-01 | Inventory Item | 7165.93 | 8000 | No | Inverters | Soligent De-listing | 6913.01
348-0098 | 348-0098 | Outback, FLEXpower Radian, GS4048A-01, 4.0kW, 120/240Vac, all prewired AC & DC, GSLC175-PV1-120/240, with AC bypass, 1, 175A DC breaker, GFDI-80, 1, 80 Amp charge controller breaker, HUB 10.3, RTS, FLEXnet DC, surge protectors, 1 FLEXmax 80 MPPT controller, MATE3-S and mounting back plate, UL1741-SA, FPR-4048A-01 | Inventory Item | 5148.1 | 4000 | No | Inverters | Shippable | 4900
348-0098 : 348-0098_S | 348-0098_S | Outback, FLEXpower Radian, GS4048A-01, 4.0kW, 120/240Vac, all prewired AC & DC, GSLC175-PV1-120/240, with AC bypass, 1, 175A DC breaker, GFDI-80, 1, 80 Amp charge controller breaker, HUB 10.3, RTS, FLEXnet DC, surge protectors, 1 FLEXmax 80 MPPT controller, MATE3-S and mounting back plate, UL1741-SA, FPR-4048A-01 | Inventory Item | 4665.78 | 4000 | No | Inverters | Soligent De-listing | 4501.11
348-0099 : 348-0099_S | 348-0099_S | Outback, FLEXpowerONE, VFXR3648A-01, Inverter/Charger 3.6kW FLEXpower One, prewired AC and DC boxes with 120Vac Bypass, NEMA 5-15R Outlet, 175A DC breaker, GFDI, 80Amp charge controller breaker, Mate3-S, HUB 10.3, RTS, 1 FLEXmax 80, FLEXnet DC and surge protector, UL1741-SA, FP1 VFXR3648A-01 | Inventory Item | 3658.67 | 3600 | No | Inverters | Soligent De-listing | 3529.54
348-0100 | 348-0100 | Outback, FLEXpowerONE, VFXR3524A-01, Inverter/Charger 3.5kW FLEXpower One, prewired AC and DC boxes with 120Vac Bypass, NEMA 5-15R Outlet, 250A DC breaker, GFDI, 80Amp charge controller breaker, Mate3-S, HUB 10.3, RTS, 1 FLEXmax 80, FLEXnet DC and surge protector, UL1741-SA, FP1 VFXR3524A-01 | Inventory Item | 4491.14 | 3500 | No | Inverters | Shippable | 4274.7
348-0100 : 348-0100_S | 348-0100_S | Outback, FLEXpowerONE, VFXR3524A-01, Inverter/Charger 3.5kW FLEXpower One, prewired AC and DC boxes with 120Vac Bypass, NEMA 5-15R Outlet, 250A DC breaker, GFDI, 80Amp charge controller breaker, Mate3-S, HUB 10.3, RTS, 1 FLEXmax 80, FLEXnet DC and surge protector, UL1741-SA, FP1 VFXR3524A-01 | Inventory Item | 3658.67 | 3500 | No | Inverters | Soligent De-listing | 3529.54
348-0101 | 348-0101 | Outback, FLEXpowerONE, FXR3048A-01, Inverter/Charger 3kW FLEXpower One, prewired AC and DC boxes with 120Vac Bypass, NEMA 5-15R Outlet, 175A DC breaker, GFDI, 80Amp charge controller breaker, Mate-S,3 HUB 10.3, RTS, 1 FLEXmax 80, FLEXnet DC and surge protector, UL1741-SA, FP1 FXR3048A-01 | Inventory Item | 3956.07 | 3000 | No | Inverters | Soligent De-listing | 3257.94
348-0102 | 348-0102 | Outback, FLEXpowerONE, FXR2524A-01, Inverter/Charger 2.5kW FLEXpower One, prewired AC and DC boxes with 120Vac Bypass, NEMA 5-15R Outlet, 250A DC breaker, GFDI, 80Amp charge controller breaker, Mate3-S, HUB 10.3, RTS, 1 FLEXmax 80, FLEXnet DC and surge protector,UL1741-SA, FP1 FXR2524A-01 | Inventory Item | 3817.51 | 2500 | No | Inverters | Soligent De-listing | 3679.53
348-0102 : 348-0102_S | 348-0102_S | Outback, FLEXpowerONE, FXR2524A-01, Inverter/Charger 2.5kW FLEXpower One, prewired AC and DC boxes with 120Vac Bypass, NEMA 5-15R Outlet, 250A DC breaker, GFDI, 80Amp charge controller breaker, Mate3-S, HUB 10.3, RTS, 1 FLEXmax 80, FLEXnet DC and surge protector,UL1741-SA, FP1 FXR2524A-01 | Inventory Item | 3545.99 | 2500 | No | Inverters | Soligent De-listing | 3420.84
348-0103 | 348-0103 | Outback, FLEXpowerTWO, Dual FXR2524A-01, 5.0kW FLEXpower TWO, prewired AC & DC boxes with AC bypass 250A DC breakers, PNL-GFDI-80D and 80 Amp charge controller breakers, HUB 10.3, RTS, FLEXnet DC, surge protectors plus 2 FLEXmax 80 MPPT controllers, MATE3-S, and brackets , UL1741-SA, FP2 FXR2524A-01 | Inventory Item | 7409.29 | 5000 | No | Inverters | Soligent De-listing | 6101.76
348-0104 | 348-0104 | Outback, FLEXpowerTWO, Dual VFXR3648A-01, 7.2kW FLEXpower TWO, prewired AC & DC boxes with AC bypass 175A DC breakers, PNL-GFDI-80D and 80 Amp charge controller breakers, HUB 10.3, RTS, FLEXnet DC, surge protectors plus 2 FLEXmax 80 MPPT controllers, MATE3-S and brackets , UL1741-SA, FP2 VFXR3648A-01 | Inventory Item | 8064.56 | 7200 | No | Inverters | Shippable | 7675.9
348-0104 : 348-0104_S | 348-0104_S | Outback, FLEXpowerTWO, Dual VFXR3648A-01, 7.2kW FLEXpower TWO, prewired AC & DC boxes with AC bypass 175A DC breakers, PNL-GFDI-80D and 80 Amp charge controller breakers, HUB 10.3, RTS, FLEXnet DC, surge protectors plus 2 FLEXmax 80 MPPT controllers, MATE3-S and brackets , UL1741-SA, FP2 VFXR3648A-01 | Inventory Item | 6827.88 | 7200 | No | Inverters | Soligent De-listing | 6586.89
348-0105 | 348-0105 | Outback, FLEXpowerTWO, Dual VFXR3524A-01, 7.0kW FLEXpower TWO, prewired AC & DC boxes with AC bypass 250A DC breakers, PNL-GFDI-80D and 80 Amp charge controller breakers, HUB 10.3, RTS, FLEXnet DC, surge protectors plus 2 FLEXmax 80 MPPT controllers, MATE3-S and brackets , UL1741-SA, FP2 VFXR3524A-01 | Inventory Item | 8225.32 | 7000 | No | Inverters | Shippable | 7828.92
348-0105 : 348-0105_S | 348-0105_S | Outback, FLEXpowerTWO, Dual VFXR3524A-01, 7.0kW FLEXpower TWO, prewired AC & DC boxes with AC bypass 250A DC breakers, PNL-GFDI-80D and 80 Amp charge controller breakers, HUB 10.3, RTS, FLEXnet DC, surge protectors plus 2 FLEXmax 80 MPPT controllers, MATE3-S and brackets , UL1741-SA, FP2 VFXR3524A-01 | Inventory Item | 6827.88 | 7000 | No | Inverters | Soligent De-listing | 6586.89
348-0106 | 348-0106 | Outback, FLEXpowerTWO, Dual FXR3048A-01, 6.0kW FLEXpower TWO, prewired AC & DC boxes with AC bypass 175A DC breakers, PNL-GFDI-80D and 80 Amp charge controller breakers, HUB 10.3, RTS, FLEXnet DC, surge protectors plus 2 FLEXmax 80 MPPT controllers, MATE3-S and brackets, UL1741-SA, FP2 FXR3048A-01 | Inventory Item | 7409.29 | 6000 | No | Inverters | Soligent De-listing | 6101.76
348-0107 | 348-0107 | Outback, FLEXpowerTHREE, Triple FXR3048A-01, 9kW FLEXpower THREE, Pre-wired AC and DC boxes with AC Bypass, 175A DC breakers, PNL-GFDI-80Q and 80 Amp charge controller breakers, HUB 10.3, RTS, FLEXnet DC and surge protectors plus 3 FLEXmax 80 MPPT charge controllers, MATE3-S and brackets , UL1741-SA, FP3 FXR3048A-01 | Inventory Item | 12763.93 | 9000 | No | Inverters | Soligent De-listing | 10511.47
348-0108 | 348-0108 | Outback, FLEXpowerTHREE, Triple VFXR3648A-01, 10.8kW FLEXpower THREE, Pre-wired AC and DC boxes with AC Bypass, 175A DC breakers, PNL-GFDI-80Q and 80 Amp charge controller breakers, HUB 10.3, RTS, FLEXnet DC and surge protectors plus 3 FLEXmax 80 MPPT charge controllers, MATE3-s and brackets , UL1741-SA,FP3 VFXR3648A-01 | Inventory Item | 12759.14 | 10800 | No | Inverters | Soligent De-listing | 12297.96
348-0108 : 348-0108_S | 348-0108_S | Outback, FLEXpowerTHREE, Triple VFXR3648A-01, 10.8kW FLEXpower THREE, Pre-wired AC and DC boxes with AC Bypass, 175A DC breakers, PNL-GFDI-80Q and 80 Amp charge controller breakers, HUB 10.3, RTS, FLEXnet DC and surge protectors plus 3 FLEXmax 80 MPPT charge controllers, MATE3-s and brackets , UL1741-SA,FP3 VFXR3648A-01 | Inventory Item | 11933.83 | 10800 | No | Inverters | Soligent De-listing | 11512.64
348-0109 | 348-0109 | Outback, FLEXpowerFOUR, Quad VFXR3648A-01, 14.4kW FLEXpower FOUR Pre-wired AC and DC boxes with AC Bypass, 175A DC breakers, PNL-GFDI-80Q and 80 Amp charge controller breakers, HUB 10.3, RTS, FLEXnet DC, surge protectors plus 4 FLEXmax 80 MPPT charge controllers, MATE3-S and brackets , UL1741-SA, FP4 VFXR3648A-01 | Inventory Item | 17458.23 | 14400 | No | Inverters | Soligent De-listing | 16616.87
348-0109 : 348-0109_S | 348-0109_S | Outback, FLEXpowerFOUR, Quad VFXR3648A-01, 14.4kW FLEXpower FOUR Pre-wired AC and DC boxes with AC Bypass, 175A DC breakers, PNL-GFDI-80Q and 80 Amp charge controller breakers, HUB 10.3, RTS, FLEXnet DC, surge protectors plus 4 FLEXmax 80 MPPT charge controllers, MATE3-S and brackets , UL1741-SA, FP4 VFXR3648A-01 | Inventory Item | 14152.27 | 14400 | No | Inverters | Soligent De-listing | 13652.78
348-0110 | 348-0110 | Outback, FLEXpowerFOUR, Quad FXR3048A-01, 12kW FLEXpower FOUR Pre-wired AC and DC boxes with AC Bypass, 175A DC breakers, PNL-GFDI-80Q and 80 Amp charge controller breakers, HUB 10.3, RTS, FLEXnet DC, surge protectors plus 4 FLEXmax 80 MPPT charge controllers, MATE3-S and brackets, UL1741-SA, FP4 FXR3048A-01 | Inventory Item | 15160.36 | 12000 | No | Inverters | Soligent De-listing | 12485
348-0111 | 348-0111 | Magnum, Storm Kit Indoor Application 4.4kW 48Vdc, 120/240Vac, includes: MS4448PAE battery inverter, PT-100 Controller with AFCI & GFDI, MMP175-30D Mini Panel with AC & DC breakers & AC by-pass, Mounting Plate, ARC-50 Remote, Battery Monitor and PV breakers , 5 year Warranty, SKI-48 | Inventory Item | 6629.99 | 4400 | No | Inverters | Vendor De-listing | 0
348-0112 | 348-0112 | Magnum, Storm Kit Indoor Application 4.0kW 24Vdc, 120/240Vac, includes: MS4024PAE battery inverter, PT-100 Controller with AFCI & GFDI, MMP250-30D Mini Panel with AC & DC breakers & AC by-pass, Mounting Plate, ARC-50 Remote, Battery Monitor and PV breakers , 5 year Warranty, SKI-24 | Inventory Item | 6138.99 | 4000 | No | Inverters | Vendor De-listing | 0
348-0113 | 348-0113 | Magnum, Storm Kit Outdoor Application 4.4kW 48Vdc, 120/240Vac, includes: MS4448PAE battery inverter, PT-100 Controller with AFCI & GFDI, MMP175-30D Mini Panel with AC & DC breakers & AC by-pass, Mounting Plate, ARC-50 Remote, Battery Monitor and PV breakers , NEMA 3R Enclosure, 5 year Warranty, SKO-48 | Inventory Item | 7616.99 | 4400 | No | Inverters | Vendor De-listing | 0
348-0114 | 348-0114 | Magnum, Storm Kit Outdoor Application 4.0kW 24Vdc, 120/240Vac, includes: MS4024PAE battery inverter, PT-100 Controller with AFCI & GFDI, MMP250-30D Mini Panel with AC & DC breakers & AC by-pass, Mounting Plate, ARC-50 Remote, Battery Monitor and PV breakers , NEMA 3R Enclosure, 5 year Warranty, SKO-24 | Inventory Item | 7562.99 | 4000 | No | Inverters | Vendor De-listing | 0
348-0115 | 348-0115 | Outback, FLEXpower Radian, GS8048A-01, 8.0kW, 120/240Vac, Prewired GSLC, with 120/240 AC bypass, 2, 175A DC breakers, 2 FLEXmax 100 MPPT Controllers, 125A Charge Controller Breakers, 80 Amp PV Breakers, HUB 10.3, RTS, FLEXnet DC, MATE3-S and Mounting Back Plate, UL1741-SA, FPR-8048A-300VDC | Inventory Item | 8246.07 | 8000 | No | Inverters | Vendor De-listing | 0
348-0116 | 348-0116 | Outback, FLEXpower Radian, GS4048A-01, 4.0kW, 120/240Vac, Prewired GSLC, with 120/240 AC bypass, 175A DC breaker, 1 FLEXmax 100 MPPT Controllers, 125A Charge Controller Breaker, 80 Amp PV Breaker, HUB 10.3, RTS, FLEXnet DC, MATE3-S and Mounting Back Plate, UL1741-SA, FPR-4048A-300VDC | Inventory Item | 5653.21 | 4000 | No | Inverters | Vendor De-listing | 0
348-0117 | 348-0117 | Outback, FLEXpower TWO, Dual FXR3048A-01, 6.0kW, Prewired AC & DC Boxes with AC bypass, 175A DC breakers, 2 FLEXmax 100 MPPT Controllers, 125 Amp Charge Controller Breakers, 80 Amp PV Breakers, HUB 10.3, RTS, FLEXnet DC, Surge Protectors , MATE3-S and Brackets, UL1741-SA, FP2 FXR3048A-300 | Inventory Item | 11346.5 | 6000 | No | Inverters | Vendor De-listing | 0
348-0118 | 348-0118 | Outback, FLEXpower TWO, Dual FXR2524A-01, 5.0kW, Prewired AC & DC Boxes with AC bypass, 250A DC breakers, 2 FLEXmax 100 MPPT Controllers, 125 Amp Charge Controller Breakers, 80 Amp PV Breakers, HUB 10.3, RTS, FLEXnet DC, Surge Protectors , MATE3-S and Brackets, UL1741-SA, FP2 FXR2524A-300 | Inventory Item | 11346.5 | 5000 | No | Inverters | Vendor De-listing | 0
348-0119 | 348-0119 | Outback, FLEXpower TWO, Dual VFXR3648A-01, 7.2kW, Prewired AC & DC Boxes with AC bypass, 175A DC breakers, 2 FLEXmax 100 MPPT Controllers, 125 Amp Charge Controller Breakers, 80 Amp PV Breakers, HUB 10.3, RTS, FLEXnet DC, Surge Protectors , MATE3-S and Bracket, UL1741-SA, FP2 VFXR3648A-300 | Inventory Item | 11709.5 | 7200 | No | Inverters | Vendor De-listing | 0
348-0120 | 348-0120 | Outback, FLEXpower TWO, Dual VFXR3524A-01, 7.0kW, Prewired AC & DC Boxes with AC bypass, 250A DC breakers, 2 FLEXmax 100 MPPT Controllers, 125 Amp Charge Controller Breakers, 80 Amp PV Breakers, HUB 10.3, RTS, FLEXnet DC, Surge Protectors , MATE3-S and Brackets, UL1741-SA, FP2 VFXR3524A-300 | Inventory Item | 8363.93 | 7000 | No | Inverters | Vendor De-listing | 0
348-0121 | 348-0121 | Outback, FLEXpower THREE, Triple FXR3048A-01, 9.0kW-120/208, Prewired AC & DC Boxes with AC bypass, 175A DC breakers, 2 FLEXmax 100 MPPT Controllers, 125 Amp Charge Controller Breakers, 80 Amp PV Breakers, HUB 10.3, RTS, FLEXnet DC, Surge Protectors , MATE3-S and Brackets, UL1741-SA, FP3 FXR3048A-300 | Inventory Item | 12135.36 | 9000 | No | Inverters | Vendor De-listing | 0
348-0122 | 348-0122 | Outback, FLEXpower THREE, Triple VFXR3648A-01, 10.8kW-120/208, Prewired AC & DC Boxes with AC bypass, 175A DC breakers, 2 FLEXmax 100 MPPT Controllers, 125 Amp Charge Controller Breakers, 80 Amp PV Breakers, HUB 10.3, RTS, FLEXnet DC, Surge Protectors , MATE3-S and Brackets, UL1741-SA, FP3 VFXR3648A-300 | Inventory Item | 12763.93 | 10800 | No | Inverters | Vendor De-listing | 0
348-0123 | 348-0123 | Outback, FLEXpower FOUR, Quad FXR3048A-01, 12kW, Prewired AC & DC Boxes with AC bypass, 175A DC breakers, 2 FLEXmax 100 MPPT Controllers, 125 Amp Charge Controller Breakers, 80 Amp PV Breakers, HUB 10.3, RTS, FLEXnet DC, Surge Protectors , MATE3-S and Brackets, UL1741-SA, FP4 FXR3048A-300 | Inventory Item | 14806.79 | 12000 | No | Inverters | Vendor De-listing | 0
348-0124 | 348-0124 | Outback, FLEXpower FOUR, Quad VFXR3648A-01, 14.4kW, Prewired AC & DC Boxes with AC bypass, 175A DC breakers, 2 FLEXmax 100 MPPT Controllers, 125 Amp Charge Controller Breakers, 80 Amp PV Breakers, HUB 10.3, RTS, FLEXnet DC, Surge Protectors , MATE3-S and Brackets, UL1741-SA, FP4 VFXR3648A-300 | Inventory Item | 15356.79 | 14400 | No | Inverters | Vendor De-listing | 0
348-0126 | 348-0126 | Midnite Solar, Pre-Wired AC Coupled System, 120/240VAC, 2 SMA Sunny Island 6048, 6000 watt/48Volt Inverters, E-Panels, AC By-Pass, 250A Main Battery Breakers, 2 SPD300 Surge Suppressors, MNSI6048D-ACCPL | Inventory Item | 14010.07 | 6000 | No | Inverters | Soligent De-listing | 11537.71
348-0127 | 348-0127 | MidNite Solar, Pre-Wired Off Grid System, 120/240VAC, MS4448PAE 4400W 48V Inverter, Classic 150 & WhizBang Jr., ARC-50 display, MNE175STM-L-240 E-Panel, 3 MN-SPD, MNEMS4448PAE-CL150 | Inventory Item | 6565.9 | 4400 | No | Inverters | Soligent De-listing | 3773.51
348-0128 | 348-0128 | MidNite Solar, Pre-Wired Off Grid System, 120/240VAC, MS4448PAE 4400W 48V Inverter, 2 Classic 150’s & WhizBang Jr., ARC-50 display, MNE175STM-L-240 E-Panel, 3 MN-SPD, MNEMS4448PAE-2CL150 | Inventory Item | 8449.3 | 4400 | No | Inverters | Vendor De-listing | 0
348-0129 | 348-0129 | Schneider Electric, Quick-Fit, XW-Pro-H, Pre-Built Conext XW-Pro 6848, 1, MPPT80/600 Charge Controller, Breakers, Mini PDP, Gateway, SCP, Battery Monitor and Backplate, UL1741-SA, 865-6848-21HPS | Inventory Item | 11600 |  | No | Inverters | Vendor De-listing | 0
348-0130 | 348-0130 | Schneider Electric, Quick-Fit, XW-Pro-L, Pre-Built Conext XW-Pro 6848, 2, MPPT60/150 Charge Controllers, Breakers, Mini PDP, Gateway, SCP, Battery Monitor and Backplate, UL1741-SA, 865-6848-21LPS | Inventory Item | 11600 |  | No | Inverters | Vendor De-listing | 0
348-0131 | 348-0131 | Schneider Electric, Quick-Fit, SW-4024, Pre-Built Conext SW-4024, 1, MPPT60/150 Charge Controller, Breakers, AC & DC PDP, Gateway, SCP and Backplate, 865-4024LPS | Inventory Item | 6400 |  | No | Inverters | Vendor De-listing | 0
348-0132 | 348-0132 | Schneider Electric, Quick-Fit, SW-4048, Pre-Built Conext SW-4048, 1, MPPT60/150 Charge Controller, Breakers, AC & DC PDP, Gateway, SCP and Backplate, 865-4048LPS | Inventory Item | 6400 |  | No | Inverters | Vendor De-listing | 0
348-0133 | 348-0133 | Outback, FLEXpower TWO, ROW, Dual VFXR3048E 6kW FLEXpower TWO, Pre-wired AC & DC boxes with 230Vac Bypass, 175Adc Breakers, 2 FM-100 Charge Controllers, PV Breakers, HUB 10.3, RTS, FLEXnet DC, & Surge Protectors, MATE3s, FP2 VFXR3048E-300 | Inventory Item | 10829.5 |  | No | Inverters | Vendor De-listing | 0
348-0134 | 348-0134 | Outback, FLEXpower TWO, ROW, Dual VFXR3024E 6kW FLEXpower TWO, Pre-wired AC & DC boxes with 230Vac Bypass, 250Adc Breakers, 2 FM-100 Charge Controllers, PV Breakers, HUB 10.3, RTS, FLEXnet DC, & Surge Protectors, MATE3s, FP2 VFXR3024E-300 | Inventory Item | 10719.5 |  | No | Inverters | Vendor De-listing | 0
348-0135 | 348-0135 | Outback, FLEXpower Radian, GS8048A-01, 8.0kW, 120/240Vac, Prewired GSLC, with 120/240 AC bypass, 2, 175A DC breakers, 2 FLEXmax 100 AFCI MPPT Charge Controllers, 125A Charge Controller Breakers, 80 Amp PV Breakers, HUB 10.3, RTS, FLEXnet DC, MATE3-S and Mounting Back Plate, UL1741-SA, FPR-8048A-300AFCI | Inventory Item | 8370.83 | 8000 | No | Inverters | Shippable | 7090.59
348-0136 | 348-0136 | Outback, FLEXpower Radian, GS8048A-01, 8.0kW, 120/240Vac, Prewired GSLC, with 120/240 AC bypass, 2, 175A DC breakers, 1 FLEXmax 100 AFCI MPPT Charge Controller, 125A Charge Controller Breaker, 80 Amp PV Breaker, HUB 10.3, RTS, FLEXnet DC, MATE3-S and Mounting Back Plate, UL1741-SA, FPR-8048A-300A-LT | Inventory Item | 9156.94 | 8000 | No | Inverters | Shippable | 7756.47
348-0137 | 348-0137 | Outback, FLEXpower Radian, GS4048A-01, 4.0kW, 120/240Vac, Prewired GSLC, with 120/240 AC bypass, 175A DC breaker, 1 FLEXmax 100 AFCI MPPT Charge Controller, 125A Charge Controller Breaker, 80 Amp PV Breaker, HUB 10.3, RTS, FLEXnet DC, MATE3-S and Mounting Back Plate, UL1741-SA, FPR-4048A-300AFCI | Inventory Item | 6125 | 4000 | No | Inverters | Shippable | 5188.24
348-0138 | 348-0138 | Outback, FLEXpower TWO, Dual FXR3048A-01, 6.0kW, Prewired AC & DC Boxes with AC bypass, 175A DC breakers, 2 FLEXmax 100 AFCI MPPT Charge Controllers, 125 Amp Charge Controller Breakers, 80 Amp PV Breakers, HUB 10.3, RTS, FLEXnet DC, Surge Protectors , MATE3-S and Brackets, UL1741-SA,FP2-3048A-300AFCI | Inventory Item | 11346.5 |  | No | Inverters | Vendor De-listing | 6520.98
348-0139 | 348-0139 | Outback, FLEXpower TWO, Dual VFXR3648A-01, 7.2kW, Prewired AC & DC Boxes with AC bypass, 175A DC breakers, 2 FLEXmax 100 AFCI MPPT Charge Controllers, 125 Amp Charge Controller Breakers, 80 Amp PV Breakers, HUB 10.3, RTS, FLEXnet DC, Surge Protectors , MATE3-S and Bracket, UL1741-SA, FP2 VFXR3648A-300AFCI | Inventory Item | 7806.33 |  | No | Inverters | Vendor De-listing | 6729.6
348-0140 | 348-0140 | Outback, AC-Coupled Frequency Shifting GS8048A-01 Radian Kit, 1 GS8048,8.0kW, 120/240Vac, with GSLC175-120/240 Load Center, RTS, Mate3-S, Mate Mount, 30A 2 Pole breaker for GT inverter connection, Generator Relay Kit, UL1741-SA, GS8048A-AC-KIT | Inventory Item | 5085.84 | 8000 | No | Inverters | Soligent De-listing | 4906.34
348-0141 | 348-0141 | Outback, AC-Coupled Frequency Shifting GS4048A-01 Radian Kit, 1 GS4048,4.0kW, 120/240Vac, with GSLC175-120/240 Load Center, RTS, Mate3-S, Mate Mount, 30A 2 Pole breaker for GT inverter connection, Generator Relay Kit, UL1741-SA, GS4048A-AC-KIT | Inventory Item | 3987.5 | 4000 | No | Inverters | Soligent De-listing | 3283.82
348-0142 | 348-0142 | Outback GS8048A-AC-Kit Bundled for frequency shifting AC Coupling, one of each - Radian GS8048A-01 inverter, GSLC175-120/240 load center, mounting hardware, RTS, MATE3s and mounting bracket (FW-MB3), generator kit (GS-AC-GEN-KIT) and 30 Amp 120/240 VAC double pole breaker (PNL-30D-AC-120/240) for connecting the grid-tie inverter(s). Listed to UL1741-SA. Components invoiced and shipped individually with discount. Not a FLEXpower Pre-Wired System. | Inventory Item | 6296 |  | No | Inverters | Vendor De-listing | 0
348-0143 | 348-0143 | Outback, FLEXpower Radian, GS8048A-01, 8.0kW, 120/240Vac, Prewired GSLC, with 120/240 AC bypass, 2, 175A DC breakers, 1 FLEXmax 100 AFCI MPPT Charge Controller, 125A Charge Controller Breaker, 80 Amp PV Breaker, HUB 10.3, RTS, FLEXnet DC, MATE3-S and Mounting Back Plate, UL1741-SA, FPR-8048A-300A-LT | Inventory Item | 10147.5 |  | No | Inverters | Vendor De-listing | 0
348-0144 | 348-0144 | Outback, FLEXpower Radian, GS4048A-01, 4.0kW, 120/240Vac, Prewired GSLC, with 120/240 AC bypass, 175A DC breaker, 1 FLEXmax 100 AFCI MPPT Charge Controller, 125A Charge Controller Breaker, 80 Amp PV Breaker, HUB 10.3, RTS, FLEXnet DC, MATE3-S and Mounting Back Plate, UL1741-SA, FPR-4048A-300AFCI | Inventory Item | 7914.5 |  | No | Inverters | Vendor De-listing | 0
348-0145 | 348-0145 | Outback, FLEXpower TWO, Dual FXR3048A-01, 6.0kW, Prewired AC & DC Boxes with AC bypass, 175A DC breakers, 2 FLEXmax 100 AFCI MPPT Charge Controllers, 125 Amp Charge Controller Breakers, 80 Amp PV Breakers, HUB 10.3, RTS, FLEXnet DC, Surge Protectors , MATE3-S and Brackets, UL1741-SA, FP2 FXR3048A-300AFCI | Inventory Item | 11346.5 |  | No | Inverters | Vendor De-listing | 0
348-0146 | 348-0146 | Outback, FLEXpower TWO, Dual VFXR3648A-01, 7.2kW, Prewired AC & DC Boxes with AC bypass, 175A DC breakers, 2 FLEXmax 100 AFCI MPPT Charge Controllers, 125 Amp Charge Controller Breakers, 80 Amp PV Breakers, HUB 10.3, RTS, FLEXnet DC, Surge Protectors , MATE3-S and Bracket, UL1741-SA, FP2 VFXR3648A-300AFCI | Inventory Item | 11709.5 |  | No | Inverters | Vendor De-listing | 0
348-0148 | 348-0148 | Outback, FLEXpower Radian, GS4048A-01, 4.0kW, 120/240Vac, Prewired GSLC, with 120/240 AC bypass, 175A DC breaker, 2 FLEXmax 100 MPPT Controllers, 2, 125A Charge Controller Breaker, 2, 80 Amp PV Breaker, HUB 10.3, RTS, FLEXnet DC, MATE3-S and Mounting Back Plate, UL1741-SA, FPR-4048A-300-DPV | Inventory Item | 7111.87 | 4000 | No | Inverters | Vendor De-listing | 6130.92
349-0001 | 349-0001 | Outback, Packaged FPR-4048A 4.0kW FLEXpower Radian with an IBR-2-48-175 battery rack and eight 200RE batteries providing 19.2kWhs of energy storage, FPR-4048A-19.2kWh | Inventory Item | 11707.14 | 4000 | No | Inverters | Vendor De-listing | 0
349-0002 | 349-0002 | Outback, Packaged FPR-8048A 8.0kW FLEXpower Radian with an IBR-3-48-175 battery rack and twelve 200RE batteries providing 28.8kWhs of energy storage, FPR-8048A-28.8kWh | Inventory Item | 26771.99 | 8000 | No | Inverters | Vendor De-listing | 0
349-0003 | 349-0003 | Outback, SystemEdge, Packaged FPR-4048A-01, 4.0kW FLEXpower Radian, IBR-2-48-175 battery rack, 8- 200RE batteries, 19.2kWhs of nameplate energy storage, 1- FWPV6-FH600 Combiner box with six 600Vdc fuse holders, cable gland and touch-safe distribution blocks. Includes one ground bus bar. (Fuses sold separately), SE-420RE | Inventory Item | 20159.99 | 4000 | No | Inverters | Vendor De-listing | 0
349-0004 | 349-0004 | Outback, SystemEdge, Packaged FPR-8048A-01, 8.0kW FLEXpower Radian, IBR-3-48-175 battery rack, 12- 200RE batteries, 28.8kWhs of nameplate energy storage, 2- FWPV6-FH600 combiner boxes with six 600Vdc fuse holders, cable glands and touch-safe distribution blocks. Includes one ground bus bar. (Fuses sold separately), SE-830RE | Inventory Item | 23402.5 | 8000 | No | Inverters | Vendor De-listing | 0
349-0005 | 349-0005 | Outback, SystemEdge, Packaged FPR-4048A 4.0kW FLEXpower Radian, IBR-2-48-175 battery rack, 8- 200NC batteries, 19.2kWhs of nameplate energy storage,1- ICSPLUS-1 rapid shutdown combiner system, SE-420NC | Inventory Item | 16841 | 4000 | No | Inverters | Vendor De-listing | 0
349-0006 | 349-0006 | Outback, SystemEdge, Packaged FPR-8048A 8.0kW FLEXpower Radian, IBR-3-48-175 battery rack, 12- 200NC batteries, 28.8kWhs of nameplate energy storage, 1- ICSPLUS-2 rapid shutdown combiner system, SE-830NC | Inventory Item | 25399 | 8000 | No | Inverters | Vendor De-listing | 0
349-0011 | 349-0011 | Outback, Packaged FPR-8048A-01, 8.0kW FLEXpower Radian with an IBR-3-48-175 battery rack and twelve 200RE batteries providing 28.8kWhs of Name Plate Energy Storage,UL1741-SA, FPR-8048A-28.8kWh-01 | Inventory Item | 16028.57 | 8000 | No | Inverters | Vendor De-listing | 0
349-0012 | 349-0012 | Outback, Packaged FPR-4048A-01, 4.0kW FLEXpower Radian with an IBR-2-48-175 battery rack and eight 200RE batteries providing 19.2kWhs of Name Plate Energy Storage, UL1741-SA, FPR-4048A-19.2kWh-01 | Inventory Item | 11785.71 | 4000 | No | Inverters | Vendor De-listing | 0
349-0013 | 349-0013 | Outback, SystemEdge, Packaged FP1-VFXR3648A 3.6 kW FLEXpower ONE, IBR-2-48-175 battery rack, 8- 200NC batteries, 19.2 kWhs of nameplate energy storage, 1- ICSPLUS-1 rapid shutdown combiner system, SE-320NC | Inventory Item | 15394.5 | 3600 | No | Inverters | Vendor De-listing | 0
349-0014 | 349-0014 | Outback, SystemEdge, Packaged FP2-VFXR3648A FLEXpower TWO, 1- High-Capacity 800RE VRLA battery, 38.4 kWh of nameplate energy storage, 1- ICSPLUS-2 rapid shutdown combiner system, SE-740RE | Inventory Item | 30800 | 8000 | No | Inverters | Vendor De-listing | 0
349-0015 | 349-0015 | Outback, SystemEdge, Packaged FP2-VFXR3648A-01, FLEXpower TWO, 1- High-Capacity 1100RE Nano-Carbon Batteries, 52.8 kWh of nameplate energy storage, 1- ICSPLUS-2 Rapid Shutdown combiner system, SE-750NC | Inventory Item | 51733.99 | 8000 | No | Inverters | Vendor De-listing | 0
349-0016 | 349-0016 | Outback, SystemEdge, Packaged FPR-8048A-01, 8.0kW FLEXpower Radian, 1- High-Capacity 1100NC Nano-Carbon battery, 52.8kWhs of nameplate energy storage, 1- ICSPLUS-2 Rapid Shutdown combiner system, SE-850NC | Inventory Item | 52159.99 | 8000 | No | Inverters | Vendor De-listing | 0
349-0017 | 349-0017 | Outback, SystemEdge, Packaged FPR-8048A-01, 8.0kW FLEXpower Radian, 1- High Capacity 2200NC Nano-Carbon battery, 105.6kWhs of nameplate energy storage, 2- FWPV6-FH600 combiner boxes with six 600Vdc fuse holders, cable glands and touch-safe distribution blocks. Includes one ground bus bar. (Fuses sold separately), SE-8100NC | Inventory Item | 50121.5 | 8000 | No | Inverters | Vendor De-listing | 0
349-0018 | 349-0018 | Outback, SystemEdge, Packaged FP4-VFXR3648A-01, 14.4kW FLEXpower FOUR, 1- High-Capacity 2700RE VRLA battery, 129.6 kWhs of nameplate energy storage, 1- ICSPLUS-4 Rapid Shutdown combiner system, SE-14130RE | Inventory Item | 71000 | 14400 | No | Inverters | Vendor De-listing | 0
349-0019 | 349-0019 | Outback, SystemEdge, Packaged FPR-8048A-01, 8.0kW FLEXpower Radian, IBR-3-48-175 battery rack, 12- 200GH batteries, 28.8kWhs of nameplate energy storage, 1- ICSPLUS-2 Rapid Shutdown combiner system, SE-830GH | Inventory Item | 36999.99 | 8000 | No | Inverters | Vendor De-listing | 0
349-0020 | 349-0020 | Outback, SystemEdge, Packaged FPR-4048A-01, 4.0kW FLEXpower Radian, IBR-2-48-175 battery rack, 8- 200GH batteries, 19.2kWhs of nameplate energy storage 1- ICSPLUS-1 Rapid Shutdown combiner system, SE-420GH | Inventory Item | 24266.99 | 8000 | No | Inverters | Vendor De-listing | 0
349-0021 | 349-0021 | Outback, SystemEdge, Packaged FPR-4048A 4.0kW FLEXpower Radian, IBR-2-48-175 battery rack, 8- 200PLC batteries, 19.2kWhs of nameplate energy storage,1- ICSPLUS-1 rapid shutdown combiner system, SE-420PLC | Inventory Item | 24266.99 | 4000 | No | Inverters | Vendor De-listing | 0
349-0022 | 349-0022 | Outback, SystemEdge, Packaged FP1-VFXR3648A-01, 3.6 kW FLEXpower ONE, IBR-2-48-175 battery rack, 8- 200PLC batteries, 19.2 kWhs of nameplate energy storage, 1- ICSPLUS-1 Rapid Shutdown combiner system, SE-320PLC | Inventory Item | 22133.99 | 3600 | No | Inverters | Vendor De-listing | 0
349-0023 | 349-0023 | Outback, SystemEdge, Packaged FPR-4048A-01, 4.0kW FLEXpower Radian, IBR-2-48-175 battery rack, 8- 200PLC batteries, 19.2kWhs of nameplate energy storage 1- ICSPLUS-1 Rapid Shutdown combiner system, SE-420PLC | Inventory Item | 24266.99 | 4000 | No | Inverters | Vendor De-listing | 0
349-0024 | 349-0024 | Outback, SystemEdge, Packaged FPR-8048A-01, 8.0kW FLEXpower Radian, IBR-3-48-175 battery rack, 12- 200PLC batteries, 28.8kWhs of nameplate energy storage, 1- ICSPLUS-2 Rapid Shutdown combiner system, SE-830PLC | Inventory Item | 36533.99 | 8000 | No | Inverters | Vendor De-listing | 0
349-0099 | 349-0099 | Storz Power, AI+ 30A with Sol-Ark 5kW AC/DC Coupled, 120/240Vac Inverter, 1, 5.12kWh LFP (Lithium Iron Phosphate) Battery with 1 Wall Mount Battery Cabinet, NEMA 3R Enclosure, UL-1973, UL-1741-SA, 10322 | Inventory Item | 8353.66 | 5000 | No | Inverters | Soligent De-listing | 8058.82
349-1002 | 349-1002 | Storz Power, AI+ 50A with Sol-Ark 12kW EMP Hardened AC/DC Coupled, 120/240Vac Inverter, 2, 5.12kWh LFP(Lithium Iron Phosphate) Batteries 10.24kWh, with 1 Wall Mount Battery Cabinet, NEMA 3R Enclosure, UL-1973, UL-1741-SA, (Rule-21), 10261 | Inventory Item | 15402.44 |  | No | Inverters | Soligent De-listing | 14858.82
349-1004 | 349-1004 | Storz Power, AI+ 70A Smart Access with Sol-Ark 12kW EMP Hardened AC/DC Coupled, 120/240Vac Inverter, 3, 5.12kWh LFP(Lithium Iron Phosphate) Batteries 15.36kWh, with 2 Wall Mount Battery Cabinets and 1, 12 Circuit Smart Access Load Controller, NEMA 3R Enclosure, UL-1973, UL-1741-SA, (Rule-21), 10262 | Inventory Item | 21317.07 |  | No | Inverters | Soligent De-listing | 20564.71
350-0321 | 350-0321 | Xantrex, XW 4024-120/240-60, 5 Year Warranty Extension - 10 year total, 865-1010 WAR | Non-inventory Item | 400 |  | Yes | Inverters | Soligent De-listing | 0
350-0322 | 350-0322 | Xantrex, XW4548-120/240-60, 5 Year Warranty Extension - 10 year total, 865-1005 WAR | Non-inventory Item | 400 |  | Yes | Inverters | Soligent De-listing | 0
350-0323 | 350-0323 | Xantrex, XW6048-120/240-60, 5 Year Warranty Extension - 10 year total, 865-1000 WAR | Non-inventory Item | 400 |  | Yes | Inverters | Soligent De-listing | 0
360-0002 : 360-0002 : 360-0002 : 360-0002_U | 360-0002 : 360-0002 : 360-0002_U | APsystems, AC Bus Cable Unlocking Tool, for DS3, YC600 & QS1, 2352000001 | Inventory Item | 4 |  | No | Inverters | Soligent De-listing | 3.75
360-0003 : 360-0003 : 360-0003_U | 360-0003 : 360-0003_U | APsystems, Y-Conn Cap, to seal off unused AC Bus Cable Connectors, for DS3, YC600 & QS1, 2061702007 | Inventory Item | 4 |  | No | Inverters | Soligent De-listing | 3.75
360-0009 : 360-0009 : 360-0009 : 360-0009_U | 360-0009 : 360-0009 : 360-0009_U | APsystems, Sealing cap for MC-4 DC Connector - Male (purchase w/ F), 2060401006 | Inventory Item | 1.33 |  | No | Inverters | Soligent De-listing | 1.25
360-0010 : 360-0010 : 360-0010 : 360-0010_U | 360-0010 : 360-0010 : 360-0010_U | APsystems, Sealing cap for MC-4 DC Connector - Female (purchase w/ M), 2060402006 | Inventory Item | 1.33 |  | No | Inverters | Soligent De-listing | 1.25
360-0014 | 360-0014 | APsystems, YC1000 AC Bus Cable End Cap, 2062050005 | Inventory Item | 10.67 |  | No | Inverters | Vendor De-listing | 9.2
360-0015 | 360-0015 | APsystems, YC1000 Terminal Seal Cap, to seal off unused AC Bus Cable Connectors, 2061252032 | Inventory Item | 2.67 |  | No | Inverters | Vendor De-listing | 2.3
360-0016 | 360-0016 | NEP, BQ Male Connector, M1080249 | Inventory Item | 12.36 |  | No | Inverters | Shippable | 11.59
360-0017 | 360-0017 | Solectria, Option, Integrated Sub-Combiner, for PVI 50-100KW, 2 Fuses, 110-200A, Specify Fuse Size, OPT-FUSCOM-02X-110A-200A | Inventory Item | 942 |  | No | Inverters | Soligent De-listing | 0
360-0018 | 360-0018 | Solectria, Option, Integrated Sub-Combiner, for PVI 50-100KW, 3 Fuses, 110-200A, Specify Fuse Size, OPT-FUSCOM-03X-110A-200A | Inventory Item | 1224 |  | No | Inverters | Soligent De-listing | 0
360-0019 | 360-0019 | Solectria, Option, Integrated Sub-Combiner, for PVI 50-100KW, 4 Fuses, 110-200A, Specify Fuse Size, OPT-FUSCOM-04X-110A-200A | Inventory Item | 1506 |  | No | Inverters | Soligent De-listing | 0
360-0024 | 360-0024 | Solectria, Option, Integrated Sub-Combiner, for PVI 50-100KW, 8 Fuses, 40-60A, Specify Fuse Size, OPT-FUSCOM-08X-040A-060A | Inventory Item | 1248 |  | No | Inverters | Soligent De-listing | 0
360-0025 | 360-0025 | NEP, BQ Tail Cable with Female Connector and 5 meter cable, M2020098 | Inventory Item | 31.59 |  | No | Inverters | Shippable | 29.61
360-0026 | 360-0026 | NEP, BQ Female Connector, M1080250 | Inventory Item | 12.36 |  | No | Inverters | Shippable | 11.59
360-0029 | 360-0029 | Solectria, Option, Integrated Sub-Combiner, for PVI 50-100KW, 4 Fuses, 70-100A, Specify Fuse Size, OPT-FUSCOM-04X-070A-100A | Inventory Item | 1106 |  | No | Inverters | Soligent De-listing | 0
360-0032 | 360-0032 | NEP, BQ End Cap for Female Connector, M1080258 | Inventory Item | 10.99 |  | No | Inverters | Shippable | 10.3
360-0033 | 360-0033 | NEP, MC-4 Male Sealing Cap, M3020022 | Inventory Item | 3.77 |  | No | Inverters | Shippable | 3.64
360-0034 | 360-0034 | SMA, Sunny Breeze Cooling Fan | Inventory Item | 128 |  | No | Inverters | Vendor De-listing | 0
360-0035 | 360-0035 | NEP, MC-4 Female Sealing Cap, M3020023 | Inventory Item | 4.12 |  | No | Inverters | Shippable | 3.86
360-0039 | 360-0039 | Magnum, Digital LCD Display Remote Panel with 50' Cable, Flush Mount, ME-RC50 | Inventory Item | 148.24 |  | No | Inverters | Shippable | 141.57
360-0066 | 360-0066 | Fronius, Symo 10-24kW Shade Cover, Powdered Coated Aluminum, CA2,0201,5443 | Inventory Item | 92.83 |  | No | Inverters | Vendor De-listing | 87.03
360-0067 | 360-0067 | OutBack, ProHarvest, 380/480V AC Cable, 5ft. Includes ProHarvest 480V AC mating connector, other end unterminated, CBL-480A-05 | Inventory Item | 49.5 |  | No | Inverters | Vendor De-listing | 0
360-0068 | 360-0068 | OutBack, ProHarvest, 380/480V AC Cable, 15ft. Includes ProHarvest 480V AC mating connector, other end unterminated, CBL-480A-15 | Inventory Item | 69.3 |  | No | Inverters | Vendor De-listing | 0
360-0069 | 360-0069 | OutBack, ProHarvest, 380/480V AC Cable, 30ft. Includes ProHarvest 480V AC mating connector, other end unterminated, CBL-480A-30 | Inventory Item | 118.8 |  | No | Inverters | Vendor De-listing | 0
360-0070 | 360-0070 | OutBack, ProHarvest, 380/480V AC Cable, 50ft. Includes ProHarvest 480V AC mating connector, other end unterminated, CBL-480A-50 | Inventory Item | 168.3 |  | No | Inverters | Vendor De-listing | 0
360-0071 | 360-0071 | OutBack, ProHarvest, 208V AC Cable, 5ft. Includes ProHarvest 208V AC mating connector, other end unterminated, CBL-208A-05 | Inventory Item | 49.5 |  | No | Inverters | Vendor De-listing | 0
360-0072 | 360-0072 | OutBack, ProHarvest, 208V AC Cable, 15ft. Includes ProHarvest 208V AC mating connector, other end unterminated, CBL-208A-15 | Inventory Item | 69.3 |  | No | Inverters | Vendor De-listing | 0
360-0073 | 360-0073 | OutBack, ProHarvest, 208V AC Cable, 30ft. Includes ProHarvest 208V AC mating connector, other end unterminated, CBL-208A-30 | Inventory Item | 118.8 |  | No | Inverters | Vendor De-listing | 0
360-0074 | 360-0074 | OutBack, ProHarvest, 208V AC Cable, 50ft. Includes ProHarvest 208V AC mating connector, other end unterminated, CBL-208A-50 | Inventory Item | 168.3 |  | No | Inverters | Vendor De-listing | 0
360-0075 | 360-0075 | OutBack, ProHarvest, Ballast Roof Mounting System, Hardware to mount 1 ProHarvest inverter. Includes 4 feet and associated hardware, Qty. 1, MNT-TS1-01 | Inventory Item | 79.2 |  | No | Inverters | Vendor De-listing | 0
360-0076 | 360-0076 | SolarEdge, Cable Cover for 3PH Synergy 66.6K, DCD-SGY-COVER-LP | Inventory Item | 89.36 |  | No | Inverters | Soligent De-listing | 51.35
360-0077 | 360-0077 | SolarEdge, Cable Cover for 3PH Synergy 43.2 & 100kW, DCD-SGY-COVER-HP | Inventory Item | 149.94 |  | No | Inverters | Vendor De-listing | 86.17
360-0118 | 360-0118 | Yaskawa Solectria, Shade Cover, PVI 28-36TL Inverters Only, OPT-SHADECOVER-PVI-28-36TL | Inventory Item | 240 |  | No | Inverters | Vendor De-listing | 206.9
360-0119 | 360-0119 | Yaskawa Solectria, Shade Cover, PVI 50/60TL Inverters Only, OPT-SHADECOVER-PVI-50-60 | Inventory Item | 240 |  | No | Inverters | Shippable | 206.9
360-0120 | 360-0120 | Fronius, Rule-21 Firmware up-grade kit, for Primo 10-15kW and Symo 10, 12 & 15kW, 208-240, includes: 1, UL-1741-SA (Rule-21) Label, 1 Firmware Up-Grade USB Stick, & Instructions, Qty 1 Kit | Inventory Item | 0 |  | No | Inverters | Vendor De-listing | 0
360-0136 | 360-0136 | Enphase, Line Communication Filter 120VAC, for 208/240VAC, 100A, with Envoy Communications Gateway hub, Qty. 1, ELCF-120-001 | Inventory Item | 1442 |  | No | Inverters | Vendor De-listing | 0
360-0137 | 360-0137 | Solectria, Option, Fused AC Disconnect, for PVI 50-100KW, OPT-DISCO-SFFAC | Inventory Item | 1567.98 |  | No | Inverters | Soligent De-listing | 0
360-0138 | 360-0138 | Solectria, Option, Low Voltage Input Tap, for PVI 50-100KW, MPPT down 5% to 309Vdc, OPT-LDCV-PVI | Inventory Item | 624 |  | No | Inverters | Soligent De-listing | 0
360-0153 | 360-0153 | Enphase, AC Interconnect Cable with One Plug, 20', for D380, Qty. 1, ECWP-G2-20 | Inventory Item | 130 |  | No | Inverters | Vendor De-listing | 0
360-0155 | 360-0155 | Enphase, Extension Cable, Connectors on Both Ends, 12', for D380, Qty. 1, EEXC-G2-12 | Inventory Item | 112 |  | No | Inverters | Vendor De-listing | 0
360-0166 | 360-0166 | Magnum, Advanced Digital LCD Display Remote Panel with 50' Cable, Flush Mount, ME-ARC50 | Inventory Item | 198.53 |  | No | Inverters | Shippable | 189.61
360-0173 | 360-0173 | SolarEdge, Rule-21 Firmware up-grade kit, includes: 10 UL-1741-SA (Rule-21) Labels, 1 Firmware SD Card, & Instructions, Qty 1 Kit | Inventory Item | 0 |  | No | Inverters | Vendor De-listing | 0
360-0174 | 360-0174 | Fronius, Rule-21 Firmware up-grade kit, for Primo 3.8 - 8.2kW and Symo 480V only, includes: 1, UL-1741-SA (Rule-21) Label, 1 Firmware Up-Grade USB Stick, & Instructions, Qty 1 Kit | Inventory Item | 0 |  | No | Inverters | Vendor De-listing | 0
360-0174 : 360-0174 : 360-0174_U | 360-0174 : 360-0174_U | Fronius, Rule-21 Firmware up-grade kit, for Primo 3.8 - 8.2kW and Symo 480V only, includes: 1, UL-1741-SA (Rule-21) Label, 1 Firmware Up-Grade USB Stick, & Instructions, Qty 1 Kit | Inventory Item | 0 |  | No | Inverters | Vendor De-listing | 0
360-0175 | 360-0175 | Fronius, Rule-21 Firmware up-grade kit, for all Primo and Symo Inverters, includes: 1, UL-1741-SA (Rule-21) Label, 1 Firmware Up-Grade USB Stick, & Instructions, Qty 1 Kit | Inventory Item | 0 |  | No | Inverters | Soligent De-listing | 0
360-0176 | 360-0176 | Chilicon, Module Branch Connector, AWG 18, 650mm (~25.5”) (1 for each Micro), MBC | Inventory Item | 14 |  | No | Inverters | Soligent De-listing | 7.14
360-0177 | 360-0177 | Chilicon, Modular Trunk Cable, AWG 10, 1025mm (~40”) for 60/72 Cell Portrait Modules, MTC-1.025 | Inventory Item | 28.5 |  | No | Inverters | Soligent De-listing | 0
360-0178 | 360-0178 | Chilicon, Modular Trunk Cable, AWG 10, 1.7m (~67”) for 60 Cell Landscape Modules, MTC-1.7 | Inventory Item | 17.22 |  | No | Inverters | Soligent De-listing | 15.82
360-0178 : 360-0178 : 360-0178_U | 360-0178 : 360-0178_U | Chilicon, Modular Trunk Cable, AWG 10, 1.7m (~67”) for 60 Cell Landscape Modules, MTC-1.7 | Inventory Item | 17.22 |  | No | Inverters | Soligent De-listing | 15.82
360-0179 | 360-0179 | Chilicon, Modular Trunk Cable, AWG 10, 2.15m (~85”) for 72 Cell Landscape Modules, MTC-2.15 | Inventory Item | 45 |  | No | Inverters | Soligent De-listing | 0
360-0180 | 360-0180 | Chilicon, Trunk Homerun Cable Option, AWG 10, 1.7mm (~67”) 1 connector, to avoid cutting MTC cable, MTC-HR-1.7 | Inventory Item | 34.1 |  | No | Inverters | Soligent De-listing | 0
360-0181 | 360-0181 | Chilicon, Modular Trunk Tool, MTool | Inventory Item | 11.11 |  | No | Inverters | Soligent De-listing | 11.11
360-0181_U | 360-0181_U | Chilicon, Modular Trunk Tool, MTool | Inventory Item | 11.11 |  | No | Inverters | Soligent De-listing | 12.5
360-0182_U | 360-0182_U | Chilicon, Modular Trunk Cap Male, T6 Male Cap | Inventory Item | 2.22 |  | No | Inverters | Soligent De-listing | 2.5
360-0183 | 360-0183 | Chilicon, Modular Trunk Cap Female, T6 Female Cap | Inventory Item | 5.88 |  | No | Inverters | Soligent De-listing | 0
360-0184_U | 360-0184_U | Chilicon, Modular Trunk Cap Sealing Tape, 10’, 1 for 4 T6 Male Caps, Tape Roll | Inventory Item | 8.89 |  | No | Inverters | Soligent De-listing | 10
360-0196 | 360-0196 | Xantrex, Remote ON/OFF switch for TR series inverters | Inventory Item | 194 |  | No | Inverters | Vendor De-listing | 0
360-0197 | 360-0197 | Xantrex, SW Plus Back Plate | Inventory Item | 24.75 |  | No | Inverters | Vendor De-listing | 0
360-0203 | 360-0203 | Enphase, Branch Terminator for M215 and M250, Qty. 1, ET-TERM-10 | Inventory Item | 24.2 |  | No | Inverters | Vendor De-listing | 0
360-0204 | 360-0204 | Enphase, Engage Coupler, Watertight Cable Splice for M215 and M250, Qty. 1, ET-SPLK-05 | Inventory Item | 34.28 |  | No | Inverters | Vendor De-listing | 0
360-0205 : 360-0205 : 360-0205_U | 360-0205 : 360-0205_U | Enphase, Accessory, Water tight cap for M215 and M250, Qty. 1, ET-SEAL-10 | Inventory Item | 2.78 |  | No | Inverters | Vendor De-listing | 2.53
360-0206 | 360-0206 | Enphase, Install Kit for M215 and M250 (4 Terminators, 1 Disconnect Tool, 5 Water tight caps), ET-INSTL | Inventory Item | 134 |  | No | Inverters | Vendor De-listing | 0
360-0207 | 360-0207 | Enphase, AC Trunk Cable, 1-Phase Trunk Cable for M215, 40 Connectors, Portrait, with Install Kit and 100 R2 WEEB Cable Clips, ET10-240-40 | Inventory Item | 1587.98 |  | No | Inverters | Vendor De-listing | 0
360-0208 | 360-0208 | Enphase, Engage AC Trunk Cable, 1-Ph (4-Wire) for M215 and M250, 40 Connectors, Landscape (67"), with Install Kit and 100 x R2 WEEB Cable Clips, ET17-240-40 | Inventory Item | 56.23 |  | No | Inverters | Soligent De-listing | 0
360-0209 | 360-0209 | Enphase, Engage AC Trunk Cable, 3-Ph Trunk Cable for M215 and M250, 30 Connectors, Portrait, with Install Kit and 100 x R2 WEEB Cable Clips, ET10-208-30 | Inventory Item | 1265.98 |  | No | Inverters | Vendor De-listing | 0
360-0216 | 360-0216 | Enphase, Engage AC Trunk Cable, 1-Ph (4-Wire) for M or S Inverters, Per Connector Qty, Continuous length in Landscape (67"), 60 Cell, ET17-240-BULK(1) | Inventory Item | 48 |  | No | Inverters | Vendor De-listing | 0
360-0217 | 360-0217 | Enphase, Engage AC Trunk Cable, 1-Ph (4-Wire) for M215 and M250, Per Connector Qty, Continuous length in Portrait (40"),Non-Cancelable/Non-Returnable on Cut Lengths, ET10-240-BULK(1) | Inventory Item | 39.6 |  | No | Inverters | Vendor De-listing | 20
360-0218 | 360-0218 | Enphase, Engage AC Trunk Cable, 3-Ph (5-Wire) for M or S Inverters, Per Connector Qty, Continuous length in Landscape (67"), Non-Cancelable/Non-Returnable on Cut Lengths, 60 Cell, ET17-208-BULK(1) | Inventory Item | 26.67 |  | No | Inverters | Vendor De-listing | 24.24
360-0219 | 360-0219 | Enphase, Engage AC Trunk Cable, 3-Ph (5-Wire) for M215 and M250, Per Connector Qty, Continuous length in Portrait (40"), Non-Cancelable/Non-Returnable on Cut Lengths , ET10-208-BULK(1) | Inventory Item | 39.6 |  | No | Inverters | Vendor De-listing | 20
360-0221 | 360-0221 | Fronius, Base Plate for CL Series Central Inverters, REQUIRED FOR ALL CL INVERTERS, 44,0240,0006 | Inventory Item | 381.6 |  | No | Inverters | Vendor De-listing | 0
360-0257 | 360-0257 | ABB, AC Trunk Cable, 1-Ph (4-Wire) 14.6mm OD for the MICRO-0.25/0.3, Continuous length in Portrait (41"), 10AWG, Qty.1 Connector, AC-TRUNK-41INCHES-(packaged in 50PLUG/spool) | Inventory Item | 36 |  | No | Inverters | Soligent De-listing | 0
360-0258 | 360-0258 | ABB, AC Trunk Cable, 1-Ph (4-Wire) 14.6mm OD for the MICRO-0.25/0.3, Continuous length in Landscape (67"), 10AWG, Qty. 1 Connector, AC-TRUNK-67INCHES-(packaged in 32PLUGS/spool) | Inventory Item | 52 |  | No | Inverters | Soligent De-listing | 0
360-0259 | 360-0259 | ABB, AC Trunk Cable, 1-Ph (4-Wire) 14.6mm OD for the MICRO-0.25/0.3, Continuous length in Landscape (81"), 10AWG, Qty. 1 Connector, AC-TRUNK-81INCHES-(packaged in 27PLUGS/spool) | Inventory Item | 59 |  | No | Inverters | Soligent De-listing | 0
360-0260 | 360-0260 | ABB, Optional 15 meters coax extension cable for CDD antennas, MOBILE-MARK-CABLE-ASSY-C25-26-15L | Inventory Item | 176 |  | No | Inverters | Soligent De-listing | 0
360-0268 | 360-0268 | ABB, Accessory, End Cap Branch Terminator for MICRO-0.25/0.3 AC Trunk Cable , Black, Qty. 1, AC-TRUNK-END-CAP | Inventory Item | 16 |  | No | Inverters | Soligent De-listing | 0
360-0269 | 360-0269 | ABB, Accessory, Water-tight Cap for MICRO-0.25/0.3 AC Trunk Cable, Qty. 1, AC-TRUNK-PLUG-CAP | Inventory Item | 3 |  | No | Inverters | Soligent De-listing | 0
360-0281 | 360-0281 | Solectria, Option, Factory Installed Neutral Connection, OPT-NTRL-PVI | Inventory Item | 612 |  | No | Inverters | Soligent De-listing | 0
360-0282 | 360-0282 | SMA, Sunny Boy REPLACEMENT Disconnect, Transformerless (unfused), for SB3000TLUS-22 to SB7700TLUS-22 Inverters, DC-DISCON2TLUS-10(Replacement) | Inventory Item | 465 |  | No | Inverters | Vendor De-listing | 0
360-0284 | 360-0284 | Solectria, Option, Stainless Steel Enclosure (316 Grade), for PVI 50-100KW inverters, OPT-SS316-PVI | Inventory Item | 22000 |  | No | Inverters | Soligent De-listing | 0
360-0285 | 360-0285 | SMA, Fan kit for use with Sunny Boy SB3000TLUS-22 to SB6000TLUS-22 Inverters only, FANKIT02-10 | Inventory Item | 181 |  | No | Inverters | Vendor De-listing | 0
360-0287 | 360-0287 | SMA, AC cable with 2 Male plugs, for SB240 Microinverter, 1.4m (55”) long, Qty. 1, 41-51921, SPECIAL PRICING - LIMITED QUANTITY - ONLY WHILE SUPPLIES LAST | Inventory Item | 26 |  | No | Inverters | Soligent De-listing | 0
360-0288 | 360-0288 | SMA, DC input adapter with MC4 plugs, for SB240 Microinverter, Qty. 1, 42-463312, SPECIAL PRICING - LIMITED QUANTITY - ONLY WHILE SUPPLIES LAST | Inventory Item | 23 |  | No | Inverters | Soligent De-listing | 0
360-0289 | 360-0289 | SMA, DC input adapter with TE F+M0 plugs, for SB240 Microinverter, Qty. 1, 42-46313, SPECIAL PRICING - LIMITED QUANTITY - ONLY WHILE SUPPLIES LAST | Inventory Item | 21 |  | No | Inverters | Soligent De-listing | 0
360-0291 | 360-0291 | ABB, Accessory, Joiner (splice kit) for MICRO-0.25/0.3 AC Trunk Cable , IP67, Black, Qty. 1, AC-TRUNK-CABLE-JOINER | Inventory Item | 18 |  | No | Inverters | Soligent De-listing | 0
360-0293 | 360-0293 | Solectria, Option, DC Surge Protection, For String Combiners, Must purchase Qty. 1 of these with Each Combiner, OPT-SRG-DISCOM | Inventory Item | 235 |  | No | Inverters | Soligent De-listing | 0
360-0294 | 360-0294 | Magnum, Mounting Bezel for ME-RC Remote, Qty. 1, ME-RC-BZ | Inventory Item | 16 |  | No | Inverters | Soligent De-listing | 0
360-0301 | 360-0301 | Solectria, Option, Integrated Sub-Combiner with DC Circuit Breakers, for PVI 50-100KW, 4 Fuses, 110-200A, Specify Fuse Size, OPT-BRKCOM-04X-110A-200A | Inventory Item | 2643.99 |  | No | Inverters | Soligent De-listing | 0
360-0302 | 360-0302 | Solectria, Option, Air Intake Filtering System, 1 Intake Vent, PVI 50-100KW (Customer to Specify Filter Merv Rating), OPT-AIFILTER-1X | Inventory Item | 765 |  | No | Inverters | Soligent De-listing | 0
360-0304 | 360-0304 | Enphase, Power Line Ethernet Bridge, Qty.2, EPLC-01 | Inventory Item | 80.2 |  | No | Inverters | Soligent De-listing | 0
360-0305 | 360-0305 | Solectria, Option, External Transformer, for SGI-750XTM-380, 750kVA, Single-Wound, 380D-480Y, NEMA 3R Enclosure, XT and XTM Only, OPT-XFMR-0750S-380D-480YN | Inventory Item | 31765 |  | No | Inverters | Soligent De-listing | 0
360-0306 | 360-0306 | Enphase, WiFi Adaptor for Gateway (ENV-120 M), Qty. 1, WF-01 | Inventory Item | 62.5 |  | No | Inverters | Soligent De-listing | 0
360-0307 | 360-0307 | Enphase, Envoy Communications Gateway, 120VAC, with Lifetime MyEnlighten System level monitoring, add ethernet bridge (#360-0304) or Wi-Fi (#360-0306), Qty. 1, ENV-120 M | Inventory Item | 875 |  | No | Inverters | Vendor De-listing | 0
360-0308 | 360-0308 | Enphase, Engage AC Trunk Cable for C250, 277/480Y VAC, Portrait (60/72 cell), BULK Pack containing 240 connectors, ET10-277-BULK | Inventory Item | 17000 |  | No | Inverters | Vendor De-listing | 9770.11
360-0309 | 360-0309 | Enphase, Engage AC Trunk Cable for C250, 277/480Y VAC, Landscape (60 cell), BULK Pack containing 240 connectors, ET17-277-BULK | Inventory Item | 28000 |  | No | Inverters | Vendor De-listing | 16091.95
360-0310 | 360-0310 | Enphase, Engage AC Trunk Cable for C250, 277/480Y VAC, Landscape (72 cell), 2110mm PITCH, 192 connectors, ET21-277-192-12AWG | Inventory Item | 16000 |  | No | Inverters | Vendor De-listing | 9195.4
360-0312 | 360-0312 | Solectria, Option, Internal Power Supply, AFDI String Combiners, 120VAC, ARCCOM Only, OPT-IPS-ARCCOM-M-120VAC | Inventory Item | 306 |  | No | Inverters | Soligent De-listing | 0
360-0313 | 360-0313 | ABB, Rapid Shutdown Device kits, For one string of modules (3kW inverter) or when there are two arrays more than 10' apart, 2 strings in, 1 combined string out, includes inverter power supply, 600VDC, Nema 4X, 10 Yr Warranty, Qty. 1, RS2-1CN6-KIT | Inventory Item | 417 |  | No | Inverters | Vendor De-listing | 0
360-0314 | 360-0314 | ABB, Rapid Shutdown Device kits, For two strings of modules (3kW - 6 kW inverters), 2 strings in, 2 strings out, no combining, includes inverter power supply, 600VDC, Nema 4X, 10 Yr Warranty, RS2-2PN6-KIT | Inventory Item | 439 |  | No | Inverters | Vendor De-listing | 0
360-0315 | 360-0315 | ABB, Rapid Shutdown Device kits, For three or four strings of PV modules (5-8.6KW inverters), 4 strings in, 2 combined strings out, includes inverter power supply, 600VDC, Nema 4X, 10 Yr Warranty, RS4-2CN6-KIT | Inventory Item | 511 |  | No | Inverters | Vendor De-listing | 0
360-0316 | 360-0316 | Solectria, Option, Integrated Sub-Combiner with DC Circuit Breakers, for PVI 50-100KW, 2 Fuses, 110-200A, Specify Fuse Size, OPT-BRKCOM-02X-110A-200A | Inventory Item | 3059 |  | No | Inverters | Soligent De-listing | 0
360-0317 | 360-0317 | ABB, CDD Microinverter acquisition tool for in-office, pre-commissioning of Microinverter projects, MICRO-PRE-INSTALLATION-KIT | Inventory Item | 247 |  | No | Inverters | Soligent De-listing | 0
360-0318 | 360-0318 | ABB, Rapid Shutdown Device, Rooftop junction box, 2 strings in, 1 combined string out, (power supply not included), NEMA4X, 10 year warranty, Qty. 1, RS2-1CN6 | Inventory Item | 314.8 |  | No | Inverters | Vendor De-listing | 0
360-0319 | 360-0319 | ABB, Rapid Shutdown Device, Rooftop junction box, 2 strings in, 2 strings out, no combining, (power supply not included), NEMA4X, 10 year warranty, Qty. 1, RS2-2PN6 | Inventory Item | 391 |  | No | Inverters | Vendor De-listing | 0
360-0320 | 360-0320 | ABB, Rapid Shutdown Device, Rooftop junction box, 4 strings in, 2 combined strings out, (power supply not included), NEMA4X, 10 year warranty, Qty. 1, RS4-2CN6 | Inventory Item | 473 |  | No | Inverters | Soligent De-listing | 0
360-0321 | 360-0321 | ABB, Rapid Shutdown, Inverter Power Supply Kit, 10 year warranty, PSK1.3 | Inventory Item | 82 |  | No | Inverters | Soligent De-listing | 0
360-0323 | 360-0323 | Enphase, Engage AC Trunk Cable, 1-Ph (4-Wire) for M and S series inverters, Continuous length of 240 connectors in Landscape (67"), ET17-240-BULK(240) | Inventory Item | 13879.99 |  | No | Inverters | Soligent De-listing | 0
360-0324 | 360-0324 | Enphase, Engage AC Trunk Cable, 1-Ph (4-Wire) for M and S series inverters, Continuous length of 240 connectors in Portrait (40"), ET10-240-BULK(240) | Inventory Item | 10409.99 |  | No | Inverters | Soligent De-listing | 0
360-0325 | 360-0325 | Enphase, Engage AC Trunk Cable, 3-Ph (5-Wire) for M and S series inverters, Continuous length of 240 connectors in Landscape (67"), ET17-208-BULK(240) | Inventory Item | 13879.99 |  | No | Inverters | Soligent De-listing | 0
360-0326 | 360-0326 | Enphase, Engage AC Trunk Cable, 3-Ph (5-Wire) for M and S series inverters, Continuous length of 240 connectors in Portrait (40"), ET10-208-BULK(240) | Inventory Item | 10409.99 |  | No | Inverters | Soligent De-listing | 0
360-0327 | 360-0327 | Suncrest MRB, INSTALL KIT FOR M215 & M250 (4 term, 1 disc tool, 5 water-tight caps), ENP-0003 | Inventory Item | 0 |  | No | Inverters | Soligent De-listing | 0
360-0328 : 360-0328 : 360-0328 : 360-0328 : 360-0328_U | 360-0328 : 360-0328 : 360-0328 : 360-0328_U | Enphase, IQ, Q-Cable, 240 Volt, for 60/72 cell 1.0m Portrait Module Pitch. Connector Pitch is 1.3m (51"), Continuous Length, Order by Number of Connectors, Q-12-10-240 | Inventory Item | 16.16 |  | No | Inverters | Soligent De-listing | 14.8
360-0329 : 360-0329 : 360-0329 : 360-0329 : 360-0329 : 360-0329 : 360-0329 : 360-0329_U | 360-0329 : 360-0329 : 360-0329 : 360-0329 : 360-0329 : 360-0329 : 360-0329_U | Enphase, IQ, Q-Cable, 240 Volt, for 60 cell 1.7m Landscape Module Pitch. Connector Pitch is 2.0m (78.7"), Continuous Length, Order by Number of Connectors, Q-12-17-240 | Inventory Item | 19.01 |  | No | Inverters | Soligent De-listing | 17.41
360-0330 | 360-0330 | Enphase, IQ, Q-Cable, 240 Volt, for 72 cell 2.0m Landscape module pitch. Connector Pitch is 2.3m (90.5"), Q-12-20-200 | Inventory Item | 37.99 |  | No | Inverters | Soligent De-listing | 0
360-0331 : 360-0331 : 360-0331_U | 360-0331 : 360-0331_U | Enphase, IQ Micro inverter Replacement Adaptor for MultiContact MC4 DC, Q-DCC-2 | Inventory Item | 9.67 |  | No | Inverters | Soligent De-listing | 9.06
360-0332 : 360-0332_U : 360-0332 : 360-0332 : 360-0332 : 360-0332_U | 360-0332 : 360-0332 : 360-0332 : 360-0332_U | Enphase, IQ, Female Sealing Cap for unused Q-Cable Connectors, Q-SEAL | Inventory Item | 3.77 |  | No | Inverters | Soligent De-listing | 3.23
360-0333 : 360-0333 : 360-0333 : 360-0333_U | 360-0333 : 360-0333 : 360-0333_U | Enphase, IQ, Terminator Cap for Q-Cable Ends, Qty. 1, Q-TERM-10 | Inventory Item | 16.72 |  | No | Inverters | Soligent De-listing | 15.68
360-0334 | 360-0334 | Enphase, IQ, Female Field-wireable connector for Q Cable open connector. Pack of 10 connector bodies with 25 Female MC4 Tool crimpable pins. Q-CONN-10F | Inventory Item | 170 |  | No | Inverters | Soligent De-listing | 106.25
360-0335 | 360-0335 | Enphase, IQ, Male Field-wireable connector for Q Cable. Pack of 10 connector bodies with 25 Male MC4 Tool crimpable pins Q-CONN-10M | Inventory Item | 170 |  | No | Inverters | Soligent De-listing | 106.25
360-0336 : 360-0336 : 360-0336 : 360-0336_U | 360-0336 : 360-0336 : 360-0336_U | Enphase, IQ, Male Sealing Cap for Branch Aggregator Unused Connections, Q-BA-CAP-10 | Inventory Item | 3.64 |  | No | Inverters | Vendor De-listing | 3.12
360-0337 | 360-0337 | Enphase, IQ, Q Cable, 12 AWG, no connectors, Use with Field Wireable M/FM Connectors, by the foot, Q-12-RAW | Inventory Item | 1855.99 |  | No | Inverters | Soligent De-listing | 0
360-0338 : 360-0338 : 360-0338_U | 360-0338 : 360-0338_U | Enphase, IQ, Q Cable, 12 AWG, no connectors, Use with Field Wireable M/FM Connectors, by the foot, Non-Cancelable/Non-Returnable on Cut Lengths, Q-12-RAW | Inventory Item | 1.32 |  | No | Inverters | Soligent De-listing | 1.2
360-0339 | 360-0339 | Enphase, IQ, Q-Cable, 240 Volt, for 72 cell 2.0m Landscape module pitch. Connector Pitch is 2.3m (90.5"), Q-12-20-200 | Inventory Item | 38.49 |  | No | Inverters | Soligent De-listing | 0
360-0340 : 360-0340 : 360-0340 : 360-0340 : 360-0340_U | 360-0340 : 360-0340 : 360-0340 : 360-0340_U | Enphase, IQ, Q-Cable, 240 Volt, for 72 cell 2.0m Landscape Module Pitch. Connector Pitch is 2.3m (90.5"), Continuous Length, Order by Number of Connectors, Q-12-20-200 | Inventory Item | 28.49 |  | No | Inverters | Soligent De-listing | 26.08
360-0341 | 360-0341 | Enphase, IQ, Female Field-Wireable Connector for Q Cable open connector. Pack of 10 connector bodies with 25 Female MC4 Tool crimpable pins, Q-CONN-10F | Inventory Item | 117.47 |  | No | Inverters | Soligent De-listing | 110.12
360-0342 | 360-0342 | Enphase, IQ, Male Field-Wireable Connector for Q Cable. Pack of 10 connector bodies with 25 Male MC4 Tool crimpable pins, Q-CONN-10M | Inventory Item | 117.47 |  | No | Inverters | Soligent De-listing | 110.12
360-0343 | 360-0343 | Yaskawa Solectria, Shade Cover and 15-Degree Rooftop Mounting Legs for PVI 25TL-480 Inverters Only, ROOFKIT-25TL-480 | Inventory Item | 266.67 |  | No | Inverters | Shippable | 229.89
360-0344 | 360-0344 | Magnum, Digital LCD Display Remote Panel with 50' Cable, Flush Mount, with lithium Upgrade, ME-RC50-L | Inventory Item | 238.5 |  | No | Inverters | Soligent De-listing | 132.5
360-0353 | 360-0353 | Aptos, Male AC End Cable, 12AWG, 2m, AC_End_Cable-M-2m | Inventory Item | 25.33 |  | No | Inverters | Vendor De-listing | 24.36
360-0355 | 360-0355 | Aptos, Male AC End Cable, 12AWG, 3m, AC_End_Cable-M-3m | Inventory Item | 37.33 |  | No | Inverters | Vendor De-listing | 35.9
360-0357 | 360-0357 | Generac, Modular Branch Cable, AWG 18, 650mm (~25.5”) (1 for each Micro), CP-MBC | Inventory Item | 12.59 |  | No | Inverters | Shippable | 11.85
360-0358 | 360-0358 | Generac, Modular Trunk Cable, AWG 10, 1025mm (~40”) for 60/72 Cell Portrait Modules, CP-MTC-1.025 | Inventory Item | 25.19 |  | No | Inverters | Shippable | 23.7
360-0359 | 360-0359 | Generac, Modular Trunk Cable, AWG 10, 1.7m (~67”) for 60 Cell Landscape Modules, CP-MTC-1.7 | Inventory Item | 29.77 |  | No | Inverters | Shippable | 28.01
360-0362 | 360-0362 | Generac, Modular Trunk Tool, CP-AC-TOOL | Inventory Item | 6.87 |  | No | Inverters | Shippable | 6.46
360-0363 | 360-0363 | Generac, MC-4 Unlocking Tool, CP-DC-TOOL | Inventory Item | 6.87 |  | No | Inverters | Shippable | 6.46
360-0366 | 360-0366 | Aptos, AC Trunk Port Disconnect Tool, AC_TRUNK PORT DISCONNECT TOOL | Inventory Item | 8 |  | No | Inverters | Shippable | 7.69
360-0367 | 360-0367 | Aptos, AC Trunk Connector Disconnect Tool, AC_TRUNK CONNECTOR UNLOCK TOOL | Inventory Item | 8 |  | No | Inverters | Shippable | 7.69
360-0368 | 360-0368 | Aptos, AC Trunk Connector, AC_TRUNK CONNECTO | Inventory Item | 13.33 |  | No | Inverters | Soligent De-listing | 12.82
360-0369 | 360-0369 | Aptos, AC Trunk Port Cap, AC_TRUNK PORT CAP | Inventory Item | 8 |  | No | Inverters | Shippable | 7.69
360-0371 | 360-0371 | Aptos, AC Extension Cable, 3 meter, AC_Ext_Cable-3m | Inventory Item | 43.33 |  | No | Inverters | Vendor De-listing | 41.67
360-0375 | 360-0375 | Aptos, Female AC Trunk Cable, 12 AWG 2.2M, Qty. 20 Cables, AC TRUNK CABLE_ 2.2M | Inventory Item | 686.67 |  | No | Inverters | Shippable | 660.26
360-0378 | 360-0378 | APsystems, Y3 AC Bus (Trunk) Cable for QT-2 Micro Inverters, (1 per Inverter), 10 AWG, 2m (78.7"), 2322600703 | Inventory Item | 40 |  | No | Inverters | Shippable | 35.29
370-0002 | 370-0002 | APsystems, Custom Quote, Enter Quote Number and Custom Price | Non-inventory Item |  |  | No | Inverters | Shippable | 0
370-0019 | 370-0019 | Xantrex, Minimum Order Fee to orders under $1000 | Non-inventory Item | 50 |  | Yes | Inverters | Vendor De-listing | 0
370-0025 | 370-0025 | Fronius, IG Plus Busbar to combine 6 inputs to 1 (need 2 per inverter), 42,0201,2923 | Inventory Item | 27 |  | No | Inverters | Vendor De-listing | 0
370-0055 | 370-0055 | Enphase, Accessory, Cable Disconnect Tool, M215 and M250, Qty. 1, ET-DISC-05 | Inventory Item | 13.99 |  | No | Inverters | Vendor De-listing | 0
370-0057 | 370-0057 | Fronius, RJ45 DatCom Termination Plug, 43,0003,0812 | Inventory Item | 9.86 |  | No | Inverters | Soligent De-listing | 0
370-0058 | 370-0058 | Fronius, DO NOT USE - WRONG ITEM TYPE. Custom Quote, Enter Quote Number and Custom Price | Inventory Item | 0 |  | No | Inverters | Soligent De-listing | 0
370-0060 : 370-0060 : 370-0060 : 370-0060_U | 370-0060 : 370-0060 : 370-0060_U | Enphase, IQ, Disconnect Tool for Q-Cable connectors, MC and Amphenol DC Connectors, Q-DISC | Inventory Item | 3.77 |  | No | Inverters | Soligent De-listing | 3.23
370-0072 | 370-0072 | Magnum, Replacement Top Cover, White, (Serial Number Required), TC-WHT | Inventory Item | 46.42 |  | No | Inverters | Vendor De-listing | 0
370-0073 | 370-0073 | Samlex, DO NOT USE - WRONG ITEM TYPE. Custom Quote, Enter Quote Number and Custom Price | Inventory Item | 0 |  | No | Inverters | Soligent De-listing | 0
370-0080 | 370-0080 | ABB, Accessory, Unlock and Disconnect Tool for MICRO-0.25/0.3 AC Trunk Cable, Qty. 1, AC-TRUNK-UNLOCK-TOOL | Inventory Item | 1 |  | No | Inverters | Soligent De-listing | 0
370-0088 | 370-0088 | SMA, Custom Inverter Item, Enter Quote Number and Custom Price | Non-inventory Item | 0 |  | No | Inverters | Soligent De-listing | 0
370-0089 | 370-0089 | Yaskawa Solectria, Custom Inverter system, SGI 225/250/266/300/500/500PE/500XT/500XTM/750XTM, Enter Quote Number and Custom Price | Non-inventory Item | 0 |  | No | Inverters | Shippable | 0
370-0091 | 370-0091 | APS, Custom Quote, Enter Quote Number and Custom Price | Non-inventory Item | 0 |  | No | Inverters | Shippable | 0
370-0093 | 370-0093 | SMA, DUPLICATE, Custom Inverter Item, Enter Quote Number and Custom Price | Non-inventory Item | 0 |  | No | Inverters | One-Off | 0
370-0094 | 370-0094 | Fronius, Custom Inverter Item, Enter Quote Number and Custom Price | Non-inventory Item | 0 |  | No | Inverters | Soligent De-listing | 0
370-0098 | 370-0098 | Yaskawa Solectria, Custom Inverter system, PVI 50kW- 100kW, Enter Quote Number and Custom Price | Non-inventory Item | 0 |  | No | Inverters | Soligent De-listing | 0
370-0105 | 370-0105 | Magnum, Optional Router Front Top Cover, for MP enclosure that has middle 8 truss head screws, MP-RFC | Inventory Item | 32 |  | No | Inverters | Soligent De-listing | 0
370-0106 | 370-0106 | SMA, Tripower Roofmount ReadyRack with AC Switch, for STP12000TL-US-10, STP-RACK-CU-AC4-12, the STP12000 and CU1000 must be purchased separately, 34-100900.01 | Inventory Item | 2968 |  | No | Inverters | Vendor De-listing | 0
370-0107 | 370-0107 | Schneider, Custom Item, Enter Quote Number and Custom Price | Non-inventory Item | 0 |  | No | Inverters | Shippable | 0
370-0114 | 370-0114 | Fronius, Primo/Symo, DC Positive combined input buss bar, 42,0201,4479 | Inventory Item | 26.11 |  | No | Inverters | Vendor De-listing | 24.48
370-0115 | 370-0115 | Fronius, Primo/Symo, DC Negative combined input buss bar, 42,0201,4480 | Inventory Item | 26.11 |  | No | Inverters | Vendor De-listing | 24.48
370-0116 | 370-0116 | SolarEdge, Dummy, 1-Ph Inverter Display Unit (non functional), Dummy 1Ø HD Wave Inverter | Inventory Item | 330.86 |  | No | Inverters | Soligent De-listing | 183.81
370-0117 | 370-0117 | Yaskawa Solectria, Fuse By-Pass Kit, PVI-28-36TL, Includes 2 terminals. Order 1 for Combined MPPT, 2 for Dual MPPT, OPT-FUSEBYPASS-PVI-28-36TL | Inventory Item | 80 |  | No | Inverters | Soligent De-listing | 45.98
370-0118 | 370-0118 | Yaskawa Solectria, Fuse By-Pass Kit, PVI50-60TL, 1 Set includes 6 pieces, for 1 inverter, OPT-FUSEBYPASS-PVI-50-60TL | Inventory Item | 104 |  | No | Inverters | Shippable | 89.66
370-0119 | 370-0119 | SolarEdge, HD-Wave EV Charging Cable, 40 Amp, Level 2 Electric Vehicle J1772 Charge Connector with 25 feet cable and holder, use with HD-Wave-EV Inverter, SE-EV-KIT-25J40-1 | Inventory Item | 651.24 |  | No | Inverters | Vendor De-listing | 0
370-0121 | 370-0121 | SMA, Core-1 Universal Mounting System Kit, UMS_KIT-10 | Inventory Item | 184 |  | No | Inverters | Shippable | 158.62
440-0078 | 440-0078 | Outback, Battery Cable Heatshrink, Qty. 12, White with Logo, OBHS-W | Inventory Item | 12.05 |  | No | Inverters | Vendor De-listing | 0
440-0194 | 440-0194 | OutBack, California Replacement Battery Fee, For any 6 or 12V replacement battery, not for new installations | Inventory Item | 0 |  | No | Inverters | Soligent De-listing | 0
450-0195 | 450-0195 | Storz Power, Indoor 20kWh Battery Cabinet for up to 4 5.12kWh LFP Batteries, 10252 | Inventory Item | 1050.4 |  | No | Inverters | Shippable | 1010
500-0019 | 500-0019 | Outback, FlexWare 500 AC Disconnect Box with Ground Bar & DIN Rail, 1 to 2 Inverters, FW500-AC | Inventory Item | 276.83 |  | No | Inverters | Soligent De-listing | 251.67
500-0020 | 500-0020 | Outback, FlexWare 500 DC Enclosure with Ground & Pos Bus, 500A DC Shunt, FW-BBUS, for 1 to 2 Inverters, FW500-DC | Inventory Item | 430.56 |  | No | Inverters | Shippable | 364.71
500-0025 | 500-0025 | Outback, FlexWare Charge Control Top Bracket for FW-500, FW1000, for 2 MX60's, FM60 or FM80 (Not compatible with FM100-300VDC charge controller), FW-CCB2-T | Inventory Item | 76 |  | No | Inverters | Soligent De-listing | 0
500-0026 | 500-0026 | Outback, FlexWare Input/Output/Bypass, 60A, 120VAC for Dual Inverter, FW-IOBD-120VAC | Inventory Item | 282 |  | No | Inverters | Soligent De-listing | 0
500-0027 | 500-0027 | Outback, FlexWare Input/Output/Bypass, 60A, 120/240VAC for Dual Inverter, FW-IOBD-120/240VAC | Inventory Item | 284.04 |  | No | Inverters | Soligent De-listing | 243.94
500-0029 | 500-0029 | Outback, FlexWare Input/Output/Bypass, 60A, 120/240VAC for Quad Inverter, FW-IOBQ-120/240VAC | Inventory Item | 723.61 |  | No | Inverters | Shippable | 612.94
500-0030 | 500-0030 | Outback, FlexWare Input/Output/Bypass, 60A, 120VAC for FW250 Only, FW-IOBS-120VAC | Inventory Item | 180.56 |  | No | Inverters | Shippable | 152.94
500-0031 | 500-0031 | Outback, FlexWare ROW Input/Output/Bypass Kit, Single Phase, 230VAC, FW-IOBS-230VAC | Inventory Item | 159.5 |  | No | Inverters | Soligent De-listing | 0
500-0032 | 500-0032 | Outback, FlexWare Input/Output/Bypass, 60A, 120/208VAC for Triple Inverter, FW-IOBT-120/208VAC | Inventory Item | 599.5 |  | No | Inverters | Soligent De-listing | 344.54
500-0038 | 500-0038 | Outback, Power System Rack, Spill Contain Tray, PSR-SCT | Inventory Item | 35.93 |  | No | Inverters | Soligent De-listing | 30.98
500-0044 | 500-0044 | Outback, Busbar, 180A, White, Long, TBB-WHITE | Inventory Item | 23.61 |  | No | Inverters | Shippable | 21.79
500-0046 | 500-0046 | Midnite Solar, E-Panel, 250A, 125VDC, Stretched Gray Steel for Outback Inverter, MNE250STS | Inventory Item | 823.9 |  | No | Inverters | Soligent De-listing | 514.94
500-0047 | 500-0047 | Midnite Solar, E-Panel, 175A, 120/240VAC, White Steel for Magnum Inverter, MNE175STM-240 | Inventory Item | 742.5 |  | No | Inverters | Shippable | 695.51
500-0051 | 500-0051 | Midnite Solar, E-Panel, Grey steel with 250A breaker for MS4024-MS2812, MNE250STM | Inventory Item | 661.49 |  | No | Inverters | Shippable | 617.67
500-0056 | 500-0056 | Outback, FlexWare ROW Input/Output/Bypass, 30A, 230/400VAC for Triple Inverter, FW-IOBT-230/400VAC | Inventory Item | 400 |  | No | Inverters | Soligent De-listing | 0
500-0059 | 500-0059 | Outback, Reversible Combiner Busbar for 12 150VDC breakers or 8 600VDC fuse holders, FW-CBUS-12 | Inventory Item | 56.94 |  | No | Inverters | Shippable | 48.24
500-0061 | 500-0061 | Midnite Solar, E-Panel, 175A, 125VDC, Stretched Aluminum for Outback Inverter with FM, MNE175AL-PLUS | Inventory Item | 720.95 |  | No | Inverters | Shippable | 673.19
500-0072 | 500-0072 | Magnum, DC Load Disconnect - Pigtail Adapter for 12VDC Load Disconnect Feature, ME-DCLD | Inventory Item | 35.1 |  | No | Inverters | Soligent De-listing | 20.17
500-0073 | 500-0073 | Magnum, Ignition Switch Lockout - Pigtail Adapter for 12V Ignition Switch Lockout Feature, ME-ISW | Inventory Item | 28 |  | No | Inverters | Soligent De-listing | 0
500-0074 | 500-0074 | Magnum, Pigtail Adapter - Auto Gen Start + 12V input, ME-PT1 | Inventory Item | 28 |  | No | Inverters | Soligent De-listing | 0
500-0075 | 500-0075 | Magnum, Pigtail Adapter - Auto Gen Start Two Contact Remote Control, ME-PT2 | Inventory Item | 35.1 |  | No | Inverters | Soligent De-listing | 20.17
500-0076 | 500-0076 | Magnum, Remote Switch Adapter - Pigtail Adapter for Remote Switch, SPST, ME-RSA | Inventory Item | 35.1 |  | No | Inverters | Soligent De-listing | 20.17
500-0079 | 500-0079 | Magnum, Remote 3 LED with 25' Cable - use with MM 612 only, MM-R25 | Inventory Item | 47.2 |  | No | Inverters | Soligent De-listing | 0
500-0080 | 500-0080 | Magnum, Remote 6 LED with 25' Cable - use with MM 612AE, MM 1212 and MM 1212AE, MM-RC25 | Inventory Item | 55.2 |  | No | Inverters | Soligent De-listing | 0
500-0097 | 500-0097 | Magnum, Mini Magnum, Panel with 175ADC breaker & 60A single pole AC input breaker, 120VAC, MMP175-60S | Inventory Item | 832.5 |  | No | Inverters | Soligent De-listing | 478.45
500-0099 | 500-0099 | Magnum, Panel Single Enclosure, LoPower for 1-2 inverters, with 60A single pole AC input breaker, MPSL250-60S | Inventory Item | 1138.5 |  | No | Inverters | Vendor De-listing | 654.31
500-0100 | 500-0100 | Magnum, Panel Single Enclosure, HiPower for max 3 inverters, with 30A dual pole AC input breaker, MPSH250-30D | Inventory Item | 1961.1 |  | No | Inverters | Soligent De-listing | 0
500-0101 | 500-0101 | Magnum, Panel Dual Enclosure, HiPower for max 4 inverters, with 30A dual pole AC input breaker, 250A Disconnect, MPDH250-30D | Inventory Item | 2057.58 |  | No | Inverters | Shippable | 1903.26
500-0102 | 500-0102 | Magnum, Panel Extension Box for MPSL/MPSH Right Side, 250ADC breaker, 30A 2-pole AC breaker, Wires, Hood, MPXS250-30D-R | Inventory Item | 430.65 |  | No | Inverters | Soligent De-listing | 371.25
500-0103 | 500-0103 | Magnum, Panel Extension Box for MPSL/MPSH Right Side, 250ADC breaker, 60A 1-pole AC breaker, Wires, Hood, MPXS250-60S-R | Inventory Item | 445.5 |  | No | Inverters | Vendor De-listing | 278.44
500-0107 | 500-0107 | Magnum, Panel Extension Conduit Box Only, without AC or DC breakers or wiring, MPX-CB | Inventory Item | 166.5 |  | No | Inverters | Vendor De-listing | 95.69
500-0108 | 500-0108 | Magnum, Panel Hood Only (included in MMP, MPSL), MP-HOOD | Inventory Item | 34.4 |  | No | Inverters | Soligent De-listing | 29.66
500-0109 | 500-0109 | Magnum, Digital LCD Display & Router, required for parallel stacking of the MS-PAE models, ME-RTR | Inventory Item | 431.1 |  | No | Inverters | Vendor De-listing | 0
500-0114 | 500-0114 | SMA, Multicluster Box, 3-Ph for 12 x 120V, 60 Hz, SI6048-US-10 and SI4548-US-10, 120/208V, add MC-PB, UL listed off-grid only, MCB-12U | Inventory Item | 11475.2 |  | No | Inverters | Shippable | 10327.68
500-0116 | 500-0116 | SMA, Multicluster Communications (Piggy-Back) Card, One for each SI Cluster Master, MC-PB | Inventory Item | 176.69 |  | No | Inverters | Shippable | 168.75
500-0122 | 500-0122 | Outback, Custom Quote, Enter Quote Number and Custom Price | Non-inventory Item | 0 |  | No | Inverters | Shippable | 0
500-0132 | 500-0132 | Outback, FLEXware Gen-Start Relay, 16 Amp Maximum, 30VDC/250VAC, with DIN Mount Base, OBR-16-DIN | Inventory Item | 93.99 |  | No | Inverters | Soligent De-listing | 0
500-0139 | 500-0139 | Xantrex, Connection Kit for use with PRXT854201500 | Inventory Item | 3.63 |  | No | Inverters | Soligent De-listing | 0
500-0140 | 500-0140 | Outback, FM100 GFDI Fuse Replacement Kit, 10mmx38mm, 0.75A, compatible with both FM100 models, SPARE-045 | Inventory Item | 104.5 |  | No | Inverters | Soligent De-listing | 60.06
500-0147 | 500-0147 | Outback, Radian DC Shunt Bus for GS Load Center, GS-SBUS | Inventory Item | 22.22 |  | No | Inverters | Shippable | 18.82
500-0149 | 500-0149 | Magnum, Panel Extension Box for MPSL/MPSH Left Side, 250ADC breaker, 30A 2-pole AC breaker, Wires, Hood, MPXS250-30D-L | Inventory Item | 345.96 |  | No | Inverters | Shippable | 298.24
500-0150 | 500-0150 | SMA, Bluetooth Communication Piggyback Plus Card with External Antenna, BTPB-EXTANT-NR/US | Inventory Item | 302 |  | No | Inverters | Soligent De-listing | 0
500-0151 | 500-0151 | Magnum, Panel Extension Box for MPDH Right Side, 250ADC breaker, 30A 2-pole AC breaker, Wires, Hood, MPXD250-30D-R | Inventory Item | 479.7 |  | No | Inverters | Soligent De-listing | 275.69
500-0152 | 500-0152 | Magnum, Panel Extension Box for MPDH Left Side, 250ADC breaker, 30A 2-pole AC breaker, Wires, Hood, MPXD250-30D-L | Inventory Item | 474.3 |  | No | Inverters | Soligent De-listing | 272.59
500-0181 | 500-0181 | Midnite Solar, E-Panel, 250ADC, No bypass, Yellow Aluminum for SMA Sunny Island Slave Inverter, No relay, MNE250SMA-SLAVE | Inventory Item | 961.76 |  | No | Inverters | Shippable | 889.63
500-0182 | 500-0182 | Midnite Solar, E-Panel Short Mounting Plate for XW & SMA Inverters and E-Panel, MNESMAXW-SHORT BP | Inventory Item | 255.68 |  | No | Inverters | Shippable | 238.74
500-0183 | 500-0183 | Outback, Busbar, 180A, White, Short, STBB-WHITE | Inventory Item | 20.9 |  | No | Inverters | Soligent De-listing | 12.01
500-0184 | 500-0184 | Magnum, Panel Dual Enclosure, HiPower for max 4 inverters, with 30A dual pole AC input breaker, 175A Disconnect, MPDH175-30D | Inventory Item | 2034.77 |  | No | Inverters | Shippable | 1754.11
500-0188 | 500-0188 | Midnite Solar, E-Panel, 250ADC, 120/240VAC, 120A dual bypass, Yellow Aluminum for SMA Sunny Island Quad Master Inverter, MNE250SMA-QUAD MSTR | Inventory Item | 1651.1 |  | No | Inverters | Soligent De-listing | 1031.94
500-0191 | 500-0191 | Magnum, Replacement, Battery temperature sensor, ME-BTS-15 | Inventory Item | 29 |  | No | Inverters | Soligent De-listing | 0
500-0193 | 500-0193 | Midnite Solar, E-Panel, 250ADC breaker, 120/240VAC, 60A dual bypass, Yellow Aluminum for SMA AC Coupled Sunny Island Single Inverter, MNE250SMA-AC-SINGLE | Inventory Item | 1373.51 |  | No | Inverters | Shippable | 1282.52
500-0198 | 500-0198 | Outback, Optional Fan for FLEXmax Extreme, FM Extreme Fan | Inventory Item | 128 |  | No | Inverters | Vendor De-listing | 0
500-0204 | 500-0204 | Magnum, Panel Single Enclosure, LoPower, w/175A fits 48VDC models, with 30A dual pole AC input breaker, fits 1-2 MS-PAE, MPSL175-30D | Inventory Item | 790.8 |  | No | Inverters | Shippable | 681.72
500-0205 | 500-0205 | Magnum, Panel Extension Box for MPSL/MPSH Left Side, 175ADC breaker, 30A 2-pole AC breaker, Wires, Hood, MPXS175-30D-L | Inventory Item | 470.7 |  | No | Inverters | Soligent De-listing | 270.52
500-0210 | 500-0210 | Midnite Solar, E-Panel, 250A breaker, for Schneider SW4024 inverter, MNE250SW | Inventory Item | 513.58 |  | No | Inverters | Soligent De-listing | 479.56
500-0213 | 500-0213 | Magnum, Panel Single Enclosure, High Power for 1-3 inverters, with 30A dual pole AC input breaker, MPSH250-30D | Inventory Item | 1379.4 |  | No | Inverters | Soligent De-listing | 1189.14
500-0219 | 500-0219 | Midnite Solar, E-Panel, 250A, 125VDC, White Steel for Schneider Conext XW+ inverter, MNE250XWP-SINGLE | Inventory Item | 927.67 |  | No | Inverters | Shippable | 799.71
500-0220 | 500-0220 | Midnite Solar, E-Panel, 175A, 125VDC, White Steel for Schneider Conext XW+ inverter, MNE175XWP-SINGLE | Inventory Item | 940.2 |  | No | Inverters | Soligent De-listing | 869.69
500-0222 | 500-0222 | Magnum, Panel Extension Box for MPSL/MPSH Right Side, 175ADC breaker, 30A 2-pole AC breaker, Wires, Hood, MPXS175-30D-R | Inventory Item | 470.7 |  | No | Inverters | Soligent De-listing | 270.52
500-0225 | 500-0225 | Midnite Solar, E-Panel, 175A breaker, for Schneider SW2524 or SW4048 inverter, MNE175SW | Inventory Item | 513.58 |  | No | Inverters | Soligent De-listing | 479.56
500-0226 | 500-0226 | Outback, FXR Replacement Control Board, 12V(A Models), SPARE-101 | Inventory Item | 352 |  | No | Inverters | Soligent De-listing | 202.3
500-0227 | 500-0227 | Outback, FXR Replacement Control Board, 12V(E Models), SPARE-102 | Inventory Item | 352 |  | No | Inverters | Soligent De-listing | 202.3
500-0228 | 500-0228 | Outback, FXR Replacement Control Board, 24V(A Models), SPARE-103 | Inventory Item | 352 |  | No | Inverters | Soligent De-listing | 202.3
500-0229 | 500-0229 | Outback, FXR Replacement Control Board, 24V(E Models), SPARE-104 | Inventory Item | 352 |  | No | Inverters | Soligent De-listing | 202.3
500-0230 | 500-0230 | Outback, FXR Replacement Control Board, 48V(A Models), SPARE-105 | Inventory Item | 352 |  | No | Inverters | Soligent De-listing | 202.3
500-0231 | 500-0231 | Outback, FXR Replacement Control Board, 48V(E Models), SPARE-106 | Inventory Item | 352 |  | No | Inverters | Soligent De-listing | 202.3
500-0232 | 500-0232 | Outback, FXR Replacement Control Board, 120V AC , SPARE-107 | Inventory Item | 352 |  | No | Inverters | Soligent De-listing | 202.3
500-0233 | 500-0233 | Outback, FXR Replacement Control Board, 230V AC, SPARE-108 | Inventory Item | 352 |  | No | Inverters | Soligent De-listing | 202.3
500-0234 | 500-0234 | Outback, FXR Replacement Control Board, 12V FET, SPARE-109 | Inventory Item | 715 |  | No | Inverters | Soligent De-listing | 410.92
500-0235 | 500-0235 | Outback, FXR Replacement Control Board, 24V FET, SPARE-110 | Inventory Item | 715 |  | No | Inverters | Soligent De-listing | 410.92
500-0236 | 500-0236 | Outback, FXR Replacement Control Board, 48V FET, SPARE-111 | Inventory Item | 715 |  | No | Inverters | Soligent De-listing | 410.92
500-0237 | 500-0237 | Outback, Option, FXR, Filter for EMIAC/ DC , FXR FILTER | Inventory Item | 647 |  | No | Inverters | Vendor De-listing | 0
500-0239 | 500-0239 | Outback, Specialty DC Shunt Bus for GS Load Center, Positive Battery, Right side, 303-0082-01-00 | Inventory Item | 22.76 |  | No | Inverters | Soligent De-listing | 19.51
500-0241 | 500-0241 | Outback, FX,GS Replacement Fan Kit, FX/GS FAN KIT | Inventory Item | 30.56 |  | No | Inverters | Shippable | 22.45
500-0246 | 500-0246 | OutBack, GS Radian Power Supply Board Replacement, SPARE-215 | Inventory Item | 176 |  | No | Inverters | Shippable | 151.72
500-0248 | 500-0248 | OutBack, VFX Filter Replacement, 856-0012-1 | Inventory Item | 8.09 |  | No | Inverters | Soligent De-listing | 3.57
500-0249 | 500-0249 | Magnum, Advanced Router/Display, required for parallel stacking of the MS-PAE models, ME-ARTR | Inventory Item | 348.61 |  | No | Inverters | Shippable | 300.53
500-0256 | 500-0256 | Outback, FM100-300VDC-AFCI Fan Replacement Kit, not compatible with previous FM100-300VDC, SPARE-046 | Inventory Item | 104.5 |  | No | Inverters | Soligent De-listing | 60.06
500-0258 | 500-0258 | Outback, GS7048E, GS3548E Replacement Board Assembly Stack, SPARE 202 | Inventory Item | 2796.2 |  | No | Inverters | Soligent De-listing | 1607.01
500-0259 | 500-0259 | Outback, GS7048E, GS3548E Replacement Power Module, SPARE-203 | Inventory Item | 2194.5 |  | No | Inverters | Soligent De-listing | 1261.21
500-0260 | 500-0260 | Outback, GS8048A, GS4048A Replacement Board Assembly Stack, SPARE 204 | Inventory Item | 2184 |  | No | Inverters | Shippable | 1882.76
500-0261 | 500-0261 | Outback, GS8048A, GS4048A Replacement Power Module, SPARE-205 | Inventory Item | 2260.5 |  | No | Inverters | Soligent De-listing | 1299.14
500-0541 | 500-0541 | Magnum, Charge Controller Bracket, (included with MMP, MPSL, MPSH, MPDH) used for installing second charge controller, MP-CCB | Inventory Item | 27.9 |  | No | Inverters | Soligent De-listing | 17.44
500-0542 | 500-0542 | Magnum, Replacement, Remote control connection cable, for ME-RC50 & ME-AR50, 50', ME-CA50' | Inventory Item | 24.3 |  | No | Inverters | Soligent De-listing | 0
500-0543 | 500-0543 | Outback, FM100 GFDI Fuse Replacement Kit, 10mmx38mm, 0.75A, compatible with both FM100 models, SPARE-045 | Inventory Item | 26.4 |  | No | Inverters | Soligent De-listing | 15.17
500-0544 | 500-0544 | Outback, FM100-300VDC-AFCI Fan Replacement Kit, not compatible with previous FM100-300VDC, SPARE-046 | Inventory Item | 104.5 |  | No | Inverters | Soligent De-listing | 60.06
500-0545 | 500-0545 | Outback, FM100-300VDC-AFCI AFCI Replacement Kit, not compatible with previous FM100-300VDC, SPARE-047 | Inventory Item | 192.5 |  | No | Inverters | Soligent De-listing | 110.63
500-0546 | 500-0546 | MidNite Solar, Back Plate for Schneider SW and E-Panel, MNSW-BP | Inventory Item | 213.4 |  | No | Inverters | Soligent De-listing | 185.57
500-0547 | 500-0547 | MidNite Solar, E-Panel Charge Controller Bracket to Mount any Classic Controller to Schneider SW E-Panel, MNCCB-SW | Inventory Item | 63.92 |  | No | Inverters | Soligent De-listing | 59.68
500-0549 | 500-0549 | Outback, Mojave OGHI8048A, Control Board - Includes: replacement control board, ribbon cable, screws, bracket, AUX plug, SPARE-501 | Inventory Item | 1044 |  | No | Inverters | Shippable | 900
500-0550 | 500-0550 | Outback, Mojave OGHI8048A, AC Board -includes: replacement AC board, ribbon cable, screws, SPARE-502 | Inventory Item | 2090.67 |  | No | Inverters | Shippable | 1802.3
500-0551 | 500-0551 | Outback, Mojave OGHI8048A, Power Carrier Board - Includes: replacement Carrier board, screws, washers, SPARE-504 | Inventory Item | 845.33 |  | No | Inverters | Shippable | 728.74
500-0552 | 500-0552 | Outback, Mojave OGHI8048A, Power Module - Includes: replacement power module, screws, washers, SPARE-506 | Inventory Item | 360 |  | No | Inverters | Shippable | 310.34
500-0553 | 500-0553 | Outback, Mojave OGHI8048A, Fan Module - Includes: replacement fans (2) connected to fan bracket, screws, SPARE-508 | Inventory Item | 124 |  | No | Inverters | Shippable | 116.25
500-0554 | 500-0554 | Outback, Mojave, CAN BUS Terminator, SPARE-509 | Inventory Item | 33.33 |  | No | Inverters | Shippable | 31.25
500-0555 | 500-0555 | Outback, Mojave, Antenna Kit - Includes: replacement Antenna, antenna cable, ziptie , SPARE-510 | Inventory Item | 41.33 |  | No | Inverters | Shippable | 38.75
501-0027 | 501-0027 | Fronius, DataLogger Card Easy, for 1 Inverter, RS232 ports, 4,240,003,Z | Inventory Item | 505 |  | No | Inverters | Vendor De-listing | 0
501-0028 | 501-0028 | Fronius, Datalogger Box Pro, for 1 to 100 Inverters, USB & RS232 ports, 4,240,102 | Inventory Item | 837 |  | No | Inverters | Vendor De-listing | 0
501-0032 | 501-0032 | Outback, Surge Protector for FlexWare 250, FW-SP-250 | Inventory Item | 270.99 |  | No | Inverters | Soligent De-listing | 0
501-0061 | 501-0061 | Fronius, Datalogger Web Box, Ethernet Interface, USB port, 4,240,123 | Inventory Item | 949.98 |  | No | Inverters | Vendor De-listing | 0
501-0156 | 501-0156 | SMA, DC Type 1-2 Surge Protection Module Kit 5, for Core-1 Inverter, DC_SPD_KIT5_T1T2 | Inventory Item | 147.2 |  | No | Inverters | Soligent De-listing | 126.9
501-0157 | 501-0157 | SMA, AC Type 1-2 Surge Protection Module Kit 2, for Core-1 Inverter, AC_SPD_KIT2_T1T2 | Inventory Item | 66.24 |  | No | Inverters | Soligent De-listing | 57.1
510-0000 | 510-0000 | Enphase, IQ Combiner-5 with IQ Gateway, Production CT, 2 Consumption CT’s and 1 Battery CT, Single Phase, Revenue Grade accuracy (ANSI C12.20 +/- 0.5%) Calibrated Solid-Core Production CT, Space for 4 PV Branch Circuits with Hold Down kits, Breakers NOT Included, X-IQ-AM1-240-5 | Inventory Item | 724.37 |  | No | Inverters | Shippable | 654.55
510-0017 | 510-0017 | SMA, Combiner Box, 6 Circuits, 90A, 600VDC, NEMA 3R, SBCB-6-3R | Inventory Item | 418 |  | No | Inverters | Vendor De-listing | 0
510-0021 | 510-0021 | Xantrex, Combiner box, 10 Circuits, 60VDC, NEMA 3R, 151258-01 | Inventory Item | 33.39 |  | No | Inverters | Soligent De-listing | 0
510-0022 | 510-0022 | Xantrex, Combiner box, 12 Circuits, 60VDC, 151260-01 | Inventory Item | 41.58 |  | No | Inverters | Soligent De-listing | 0
510-0036 | 510-0036 | Outback, FWPV-12 Combiner box, 12 Breakers or 8 Fuse holders, NEMA 3R | Inventory Item | 338.89 |  | No | Inverters | Shippable | 287.06
510-0037 | 510-0037 | SMA, Misc Parts Charge - not inverter, Enter Quote Number and Custom Price | Non-inventory Item | 0 |  | No | Inverters | Soligent De-listing | 0
510-0133 | 510-0133 | SMA, Combiner Box, Dual Fused 6 Input, with Single Output for SB6000TLUS-12 to SB11000TLUS-12 inverters, 56A, without fuses (20A max), NEMA 3R, SBCBTL6-10 | Inventory Item | 548.72 |  | No | Inverters | Vendor De-listing | 0
510-0242 | 510-0242 | Midnite Solar, Combiner Box Enclosure, for transformer-less 1000VDC grid tie inverters, accepts 10 1000VDC fuse holders & fuses- sold separately, NEMA 3R, Gray, MNPV10-1000 | Inventory Item | 252.7 |  | No | Inverters | Shippable | 233.75
510-0247 | 510-0247 | Outback, FWPV6 Combiner box, for up to 6 Fuse holders, Includes one ground bus bar, cable gland, and touch-safe distribution blocks, add fuse holders and fuses, FWPV6 | Inventory Item | 163 |  | No | Inverters | Soligent De-listing | 0
510-0248 | 510-0248 | Outback, FWPV4-FH600 Combiner box, with 4 Fuse holders, Includes one ground bus bar, cable gland, and touch-safe distribution blocks, add fuses, FWPV4-FH600 | Inventory Item | 323.61 |  | No | Inverters | Shippable | 274.12
510-0249 | 510-0249 | Outback, FWPV6-FH600 Combiner box, with 6 Fuse holders, Includes one ground bus bar, cable gland, and touch-safe distribution blocks, add fuses, FWPV6-FH600 | Inventory Item | 333.33 |  | No | Inverters | Shippable | 282.35
510-0252 | 510-0252 | Outback, Packaged ICS Plus PV rapid shutdown and AFCI system, 6 strings, Includes (1) FWPV6-FH600-SDA combiner box, (1) RSI, (1) BKR-CTRL-DC ,(1) PNL-75-DC-RT, ICSPLUS-1 | Inventory Item | 2420 |  | No | Inverters | Vendor De-listing | 0
510-0253 | 510-0253 | Outback, Packaged ICS Plus PV rapid shutdown and AFCI system, 12 strings, Includes (2) FWPV6-FH600-SDA combiner boxes, (1) RSI, (1) BKR-CTRL-DC , (1) PNL-75D-DC-RT, ICSPLUS-2 | Inventory Item | 3740 |  | No | Inverters | Vendor De-listing | 0
510-0255 | 510-0255 | Outback, ICS Plus PV rapid shutdown, AFCI, Combiner box pre-wired with six 600VDC fuse holders, Includes one ground bus bar, cable gland, touch-safe distribution blocks, add fuses, FWPV6-FH600-SDA | Inventory Item | 1446.5 |  | No | Inverters | Vendor De-listing | 0
510-0256 | 510-0256 | SolarEdge, Single Input Kit for 3 Phase Inverters Safety Switch, Qty. 1 pack of 5 units, DCD-3PH-1TBK | Inventory Item | 352.16 |  | No | Inverters | Soligent De-listing | 330.6
510-0257 | 510-0257 | Enphase, Envoy S Standard AC Combiner box with EnvoyS included, microinverter measurements, Pre-wired with three pre-installed 2-pole 20A/240VAC AC dinrail circuits, NEMA3R, Qty. 1, XAB-120 M | Inventory Item | 1000 |  | No | Inverters | Soligent De-listing | 0
510-0259 | 510-0259 | Yaskawa Solectria, Rapid Shutdown Combiner, 208-277Vac Line Powered, 600/1000Vdc, 1 MPPT Zone, 4 string, No fuses (use fuses from PVI 14-60TL) For 23-60TL Use With Fuse By-Pass Kit, Meets NEC 2014 RSD. Compatible with PVI 14-60TL inverters, Polycarbonate, RSDCOM-M-PC-1Z-4F | Inventory Item | 1880 |  | No | Inverters | Vendor De-listing | 0
510-0260 | 510-0260 | Yaskawa Solectria, Rapid Shutdown Combiner, 208-277Vac Line Powered, 600/1000Vdc, 1 MPPT Zone, 5 string, No fuses (use fuses from PVI 14-60TL) For 23-60TL Use With Fuse By-Pass Kit, Meets NEC 2014 RSD. Compatible with PVI 14-60TL inverters, Polycarbonate, RSDCOM-M-PC-1Z-5F | Inventory Item | 1890 |  | No | Inverters | Vendor De-listing | 0
510-0261 | 510-0261 | Yaskawa Solectria, Rapid Shutdown Combiner, 208-277Vac Line Powered, 600/1000Vdc, 2 MPPT Zones, 4 string each, No fuses (use fuses from PVI 14-60TL) For 23-60TL Use With Fuse By-Pass Kits, Meets NEC 2014 RSD. Compatible with PVI 14-60TL inverters, Fiberglass, RSDCOM-M-FG-2Z-4F | Inventory Item | 2150 |  | No | Inverters | Vendor De-listing | 0
510-0262 | 510-0262 | Yaskawa Solectria, Rapid Shutdown Combiner, 208-277Vac Line Powered, 600/1000Vdc, 2 MPPT Zones, 5 string each, No fuses (use fuses from PVI 14-60TL) For 23-60TL Use With Fuse By-Pass Kits, Meets NEC 2014 RSD. Compatible with PVI 14-60TL inverters, Fiberglass, RSDCOM-M-FG-2Z-5F | Inventory Item | 2170 |  | No | Inverters | Vendor De-listing | 0
510-0263 | 510-0263 | Yaskawa Solectria, Rapid Shutdown Combiner, 208-277Vac Line Powered, 600/1000Vdc, 3 MPPT Zones, 4 string each, No fuses (use fuses from PVI 14-60TL) For 23-60TL Use With Fuse By-Pass Kits, Meets NEC 2014 RSD. Compatible with PVI 14-60TL inverters, Fiberglass, RSDCOM-M-FG-3Z-4F | Inventory Item | 3280 |  | No | Inverters | Vendor De-listing | 0
510-0264 | 510-0264 | Yaskawa Solectria, Rapid Shutdown Combiner, 208-277Vac Line Powered, 600/1000Vdc, 3 MPPT Zones, 5 string each, No fuses (use fuses from PVI 14-60TL) For 23-60TL Use With Fuse By-Pass Kits, Meets NEC 2014 RSD. Compatible with PVI 14-60TL inverters, Fiberglass, RSDCOM-M-FG-3Z-5F | Inventory Item | 3300 |  | No | Inverters | Vendor De-listing | 0
510-0265 | 510-0265 | OutBack, ProHarvest, AC combiner splice box, NEMA4 enclosure. Includes 3 gland fittings for up to 3 inverter AC cables. Inverter AC cables must be ordered separately, PROSPL-60 | Inventory Item | 336.6 |  | No | Inverters | Vendor De-listing | 0
510-0266 | 510-0266 | Midnite Solar, Battery Combiner Box, for 2 High Voltage Batteries, with Fuse Holders, & 15A Fuses, MNTPW-2 | Inventory Item | 207.9 |  | No | Inverters | Soligent De-listing | 119.48
510-0267 | 510-0267 | Innovative-Solar, Rapid-Shutdown Pass-Through Box, 1000Vdc, 1 MPPT, 2 String, RS10-D1-P1-CAC | Inventory Item | 798 |  | No | Inverters | Soligent De-listing | 0
510-0268 | 510-0268 | Innovative-Solar, Rapid-Shutdown Pass-Through Box, 1000Vdc, 2 MPPT, 2 String (3-4 String with Branch Connectors) Polycarbonate, RS10-D2-P1-CAC | Inventory Item | 998 |  | No | Inverters | Soligent De-listing | 0
510-0269 | 510-0269 | Innovative-Solar, Rapid-Shutdown Pass-Through Box, 1000Vdc, 3 MPPT, 3 String (6 String with Branch Connectors) Polycarbonate, RS10-D3-P2-CAC | Inventory Item | 1498 |  | No | Inverters | Soligent De-listing | 0
510-0270 | 510-0270 | Innovative-Solar, Rapid-Shutdown Pass-Through Box, 1000Vdc, 4 MPPT, 4 String (8 String with Branch Connectors) Polycarbonate, RS10-D4-P2-CAC | Inventory Item | 1698 |  | No | Inverters | Soligent De-listing | 0
510-0271 | 510-0271 | Innovative-Solar, Rapid-Shutdown Combiner Box, 1000Vdc, 2 MPPT Output, 4 String Input per MPPT Channel, with 15A Fuses, Fiberglass, RSC10-2-4-F-15-P-X-X-D | Inventory Item | 1990 |  | No | Inverters | Soligent De-listing | 0
510-0277 | 510-0277 | OutBack, SkyBox, ICS Plus, PV Rapid Shutdown Package for SkyBox, Up to Three PV Strings, Includes 1 FWPV3-FH600-S2D Shutdown Box, 1 RSI, and 1 DC Power Supply, SkyBox-RSD-1 | Inventory Item | 1793 |  | No | Inverters | Soligent De-listing | 1030.46
520-0000 | 520-0000 | Schneider Electric, XW-MPPT60-150 Charge Controller, 60A, 150VDC, 12/24/48VDC, built-in GFI, Gray, RNW86510301 | Inventory Item | 872 |  | No | Inverters | Vendor De-listing | 0
520-0050 | 520-0050 | Schneider Electric, C12 Charge Controller, 12A, 12VDC, RNWC12 | Inventory Item | 149.58 |  | No | Inverters | Soligent De-listing | 0
520-0051 | 520-0051 | Schneider Electric, C35 Charge Controller, 35A, 12/24VDC, RNWC35 | Inventory Item | 179.08 |  | No | Inverters | Vendor De-listing | 0
520-0052 | 520-0052 | Schneider Electric, C40 Charge Controller, 40A, 12/24/48VDC, RNWC40 | Inventory Item | 216.98 |  | No | Inverters | Vendor De-listing | 0
520-0053 | 520-0053 | Schneider Electric, C60 Charge Controller, 60A, 12/24VDC, RNWC60 | Inventory Item | 304.62 |  | No | Inverters | Vendor De-listing | 0
520-0111 | 520-0111 | Outback, Control Board, 24V Vented Domestic Rplcmt Board | Inventory Item | 330 |  | No | Inverters | Vendor De-listing | 189.66
520-0119 | 520-0119 | Schneider Electric, XW-MPPT80-600 Charge Controller, 80A, 600VDC, 48VDC, (requires a SCP to program 865-1050-01,#341-0109), Gray, 865-1032 | Inventory Item | 2032 |  | No | Inverters | Vendor De-listing | 0
520-0131 | 520-0131 | Midnite Solar, 4kW DC Clipper, 4000 W DC Limiter for all Classic Controllers, MNCLIP4KDC | Inventory Item | 2200 |  | No | Inverters | Soligent De-listing | 1222.22
520-0132 | 520-0132 | Outback, FM Extreme-150VDC MPPT Sealed Charge Controller, 80A, 12/24/48/60VDC, built-in GFI, FM Extreme-150Vdc | Inventory Item | 2194 |  | No | Inverters | Vendor De-listing | 0
520-0154 | 520-0154 | Magnum, AC Load Diversion Controller, 4kW, 240VDC, ACLD-40 | Inventory Item | 1383.24 |  | No | Inverters | Vendor De-listing | 0
520-0155 | 520-0155 | Outback, SmartHarvest MPPT Charge Controller, 20A, 100VDC, with Load Control, SCCM20-100 | Inventory Item | 195 |  | No | Inverters | Vendor De-listing | 0
520-0156 | 520-0156 | Outback, SmartHarvest MPPT Charge Controller, 10A, 100VDC, with Load Control, SCCM10-100 | Inventory Item | 120 |  | No | Inverters | Vendor De-listing | 0
520-0157 | 520-0157 | Outback, SmartHarvest PWM Charge Controller, 10A, 50VDC, with Load Control, SCCP10-050 | Inventory Item | 72 |  | No | Inverters | Vendor De-listing | 0
520-0158 | 520-0158 | Outback, SmartHarvest PWM Charge Controller, 5A, 50VDC, with Load Control, SCCP05-050 | Inventory Item | 63 |  | No | Inverters | Vendor De-listing | 0
520-0171 | 520-0171 | Outback, FM100-300VDC MPPT Charge Controller, 100A, 300VDC, 24/36/48Vdc, 3R enclosure, built in GFCI, FM100-300VDC | Inventory Item | 997.86 |  | No | Inverters | Vendor De-listing | 0
530-0040 | 530-0040 | Outback, Circuit Breaker, 15A, 120VAC, 1-Pole, 0.5" Wide, DIN Mount, DIN-15-AC | Inventory Item | 42.99 |  | No | Inverters | Soligent De-listing | 0
530-0041 | 530-0041 | Outback, Circuit Breaker, 15A, 120/240VAC, 2-Pole, 1" Wide, DIN Mount, DIN-15D-AC | Inventory Item | 52 |  | No | Inverters | Soligent De-listing | 0
530-0042 | 530-0042 | Outback, Circuit Breaker, 15A, 150VDC, 1-Pole, 0.75" Wide, Panel Mount, PNL-15-AC/DC | Inventory Item | 33.99 |  | No | Inverters | Soligent De-listing | 0
530-0044 | 530-0044 | Outback, Circuit Breaker, 175A, 125VDC, 1-Pole, 1.5" Wide, Panel Mount, PNL-175-DC | Inventory Item | 174.99 |  | No | Inverters | Soligent De-listing | 0
530-0045 | 530-0045 | Outback, Circuit Breaker, 1A, 125VDC, 1-Pole, 0.5" Wide, DIN Mount, DIN-1-DC | Inventory Item | 18 |  | No | Inverters | Soligent De-listing | 0
530-0046 | 530-0046 | Outback, Circuit Breaker, 20A, 120VAC, 1-Pole, 0.5" Wide, DIN Mount, DIN-20-AC | Inventory Item | 42.99 |  | No | Inverters | Soligent De-listing | 0
530-0049 | 530-0049 | Outback, Circuit Breaker, 20A, 125VDC, 1-Pole, 0.5" Wide, DIN Mount, DIN-20-DC | Inventory Item | 42.99 |  | No | Inverters | Soligent De-listing | 0
530-0050 | 530-0050 | Outback, Circuit Breaker, 250A, 125VDC, 1-Pole, 1.5" Wide, Panel Mount, PNL-250-DC | Inventory Item | 174.99 |  | No | Inverters | Soligent De-listing | 0
530-0052 | 530-0052 | Outback, Circuit Breaker, 2A, 150VDC, 1-Pole, 0.5" Wide, DIN Mount, DIN-2-DC | Inventory Item | 20 |  | No | Inverters | Soligent De-listing | 0
530-0054 | 530-0054 | Outback, Circuit Breaker, 30A, 277/480VAC, 2-Pole, 1" Wide, DIN Mount, DIN-30D-AC-480 | Inventory Item | 49.5 |  | No | Inverters | Soligent De-listing | 28.45
530-0061 | 530-0061 | Outback, Circuit Breaker, 50A, 277VAC, 1-Pole, 0.5" Wide, DIN Mount, DIN-50-AC-277 | Inventory Item | 42.99 |  | No | Inverters | Soligent De-listing | 0
530-0063 | 530-0063 | Outback, Circuit Breaker, 50A, 277/480VAC, 2-Pole, 1" Wide, DIN Mount, DIN-50D-AC-480 | Inventory Item | 58 |  | No | Inverters | Soligent De-listing | 0
530-0068 | 530-0068 | Outback, Circuit Breaker, 5A, 150VDC, 1-Pole, 0.5" Wide, DIN Mount, DIN-5-DC | Inventory Item | 42.99 |  | No | Inverters | Soligent De-listing | 0
530-0069 | 530-0069 | Outback, Circuit Breaker, 60A, 150VDC, 1-Pole, 0.75" Wide, Panel Mount, PNL-60-AC/DC | Inventory Item | 31.99 |  | No | Inverters | Soligent De-listing | 0
530-0071 | 530-0071 | Outback, Circuit Breaker, 6A, 150VDC, 1-Pole, 0.5" Wide, DIN Mount, DIN-6-DC | Inventory Item | 27.5 |  | No | Inverters | Soligent De-listing | 0
530-0074 | 530-0074 | Outback, Circuit Breaker, 9A, 150VDC, 1-Pole, 0.5" Wide, DIN Mount, DIN-9-DC | Inventory Item | 27.5 |  | No | Inverters | Soligent De-listing | 15.8
530-0082 | 530-0082 | Xantrex, Circuit Breaker, 15A, for DC250 or DC175, CD15 ~ | Inventory Item | 52 |  | No | Inverters | Vendor De-listing | 0
530-0083 | 530-0083 | Xantrex, Circuit Breaker, 20A for DC250 or DC175, CD20 | Inventory Item | 52 |  | No | Inverters | Soligent De-listing | 0
530-0086 | 530-0086 | Xantrex, Circuit Breaker, Field Install, 250A, 125VDC, Qty. 1, GJ250 | Inventory Item | 107.64 |  | No | Inverters | Soligent De-listing | 0
530-0087 | 530-0087 | Xantrex, Ground Fault, 1-Pole, 100A, Assembly PVGFP-CF-1 | Inventory Item | 147.75 |  | No | Inverters | Vendor De-listing | 0
530-0092 | 530-0092 | Outback, Circuit Breaker, 80A, 150VDC, 1-Pole, 0.75" Wide, Panel Mount, PNL-80-DC | Inventory Item | 31.99 |  | No | Inverters | Shippable | 0
530-0116 | 530-0116 | Outback, Circuit Breaker, 50A, 277/480VAC, 3-Pole, 1.5" Wide, DIN Mount, DIN-50T-AC-480 | Inventory Item | 77 |  | No | Inverters | Soligent De-listing | 44.25
530-0121 | 530-0121 | Outback, PV Ground-Fault Detector Interrupter Breaker, 80A, 150VDC, 4-pole, Panel Mount, PNL-GFDI-80Q | Inventory Item | 157.33 |  | No | Inverters | Shippable | 135.63
530-0131 | 530-0131 | Enphase, Enpower 60A Encharge/Combiner Breaker, 10kAIC, Eaton BR260, BRK-60A-2P-240V | Inventory Item | 40 |  | No | Inverters | Soligent De-listing | 22.99
530-0134 | 530-0134 | Magnum, Circuit Breaker, AC 30A, Dual pole QOU, BR-AC30D | Inventory Item | 62.1 |  | No | Inverters | Soligent De-listing | 35.69
530-0135 | 530-0135 | Magnum, Circuit Breaker, AC 60A, Single pole QOU, BR-AC60S | Inventory Item | 36 |  | No | Inverters | Soligent De-listing | 0
530-0136 | 530-0136 | Magnum, Circuit Breaker, DC 75A, back mount, BR-DC75-BM | Inventory Item | 65.7 |  | No | Inverters | Soligent De-listing | 37.76
530-0138 | 530-0138 | Magnum, Circuit Breaker, DC 175A, front mount 3/8 bolt, BR-DC175 | Inventory Item | 112 |  | No | Inverters | Soligent De-listing | 0
530-0140 | 530-0140 | Enphase, Enpower 40A Encharge/Combiner Breaker, 10kAIC, Eaton BR240, BRK-40A-2P-240V-B | Inventory Item | 40 |  | No | Inverters | Shippable | 0
530-0142 | 530-0142 | Enphase, Enpower 30A Encharge/Combiner Breaker, 10kAIC, Eaton BR230, BRK-30A-2P-240V-B | Inventory Item | 40 |  | No | Inverters | Shippable | 22.99
530-0146 | 530-0146 | Enphase, Enpower 10A Encharge/Combiner Breaker, 10kAIC, Eaton BR210, BRK-10A-2P-240V | Inventory Item | 20 |  | No | Inverters | Soligent De-listing | 0
530-0159 | 530-0159 | Xantrex, DC Conduit Box, Long SW Plus with 250A Breaker | Inventory Item | 38.5 |  | No | Inverters | Soligent De-listing | 0
530-0160 | 530-0160 | Schneider Electric, Circuit Breaker, 250A, 160VDC, Qty. 1, 865-1065 | Inventory Item | 22.99 |  | No | Inverters | Vendor De-listing | 0
530-0206 | 530-0206 | Xantrex, Circuit Breaker, Panel Mount SW or XW, 60A, 160VDC, CD60, Qty. 1 | Inventory Item | 14.78 |  | No | Inverters | Soligent De-listing | 0
530-0211 | 530-0211 | Outback, Circuit Breaker, 30A, 250VAC, 1-Pole, 0.75" Wide, Panel Mount, PNL-30-AC | Inventory Item | 22 |  | No | Inverters | Soligent De-listing | 12.64
530-1098 | 530-1098 | Outback, Circuit Breaker, Relay-trip, 75A, 300VDC, 2-Pole, Panel Mount, PNL-75D-DC-RT | Inventory Item | 165 |  | No | Inverters | Soligent De-listing | 94.83
530-1099 | 530-1099 | Outback, Circuit Breaker, Relay-trip, 75A, 300VDC, 4-Pole, Panel Mount, PNL-75Q-DC-RT | Inventory Item | 274.8 |  | No | Inverters | Soligent De-listing | 157.93
530-1100 | 530-1100 | Schneider Electric, Circuit Breaker, 60A, 160VDC, 1-Pole, Panel Mount, For XW PDP, Qty. 1, 865-DCBRK-60 | Inventory Item | 64.9 |  | No | Inverters | Soligent De-listing | 37.3
530-1101 | 530-1101 | Schneider Electric, Circuit Breaker, 80A, 125VDC, 1-Pole, Panel Mount, For XW PDP, Qty. 1, 865-DCBRK-80 | Inventory Item | 64.9 |  | No | Inverters | Soligent De-listing | 37.3
530-1102 | 530-1102 | Schneider Electric, Circuit Breaker, 100A, 125VDC, 1-Pole, Panel Mount, For XW PDP, Qty. 1, 865-DCBRK-100 | Inventory Item | 73.7 |  | No | Inverters | Soligent De-listing | 46.06
540-0069 | 540-0069 | Outback, 400A Class T Fuse Block, OBTFB-400 | Inventory Item | 93.5 |  | No | Inverters | Soligent De-listing | 0
540-0071 | 540-0071 | Magnum, 200A Fuse Block Assembly, 32VDC, Class ANL, ME-200F | Inventory Item | 47.2 |  | No | Inverters | Soligent De-listing | 0
540-0072 | 540-0072 | Magnum, 300A Fuse Block Assembly, 48VDC, Class T, ME-300F | Inventory Item | 73.43 |  | No | Inverters | Shippable | 68.84
540-0073 | 540-0073 | Magnum, 400A Fuse Block Assembly, 48VDC, Class T, ME-400F | Inventory Item | 103.5 |  | No | Inverters | Soligent De-listing | 59.48
540-0074 | 540-0074 | Magnum, 125A Fuse Block Assembly, 32VDC, Class ANL, ME-125F | Inventory Item | 47.2 |  | No | Inverters | Soligent De-listing | 0
540-0103 | 540-0103 | Xantrex, Fuse, 15A, Mini Ceramic Fuse for ACB ~ | Inventory Item | 0.66 |  | No | Inverters | Vendor De-listing | 0
540-0106 | 540-0106 | Outback, Fuse 10A, 600VDC, Qty. 1, OBF-10-600VDC | Inventory Item | 2 |  | No | Inverters | Soligent De-listing | 0
540-0108 | 540-0108 | SMA, Fuse 30A KLKD-30 or ATM30, 600Vdc | Inventory Item | 11 |  | No | Inverters | Vendor De-listing | 0
540-0114 | 540-0114 | SMA, Fuse 15A for SB DC Disconnects | Inventory Item | 11 |  | No | Inverters | Soligent De-listing | 0
540-0131 | 540-0131 | Xantrex, Fuse 400A, Class T | Inventory Item | 25.44 |  | No | Inverters | Soligent De-listing | 0
540-0180 | 540-0180 | SMA, Fuse 1A, 600VDC Fuse, Qty. 1, KLKD-1 | Inventory Item | 14.99 |  | No | Inverters | Vendor De-listing | 0
540-0188 | 540-0188 | SolarEdge,Optional DC fusing for use with P-800 Optimizers, FLD 30 x 25A Fuses for Ext. Power 3-Ph Inv, Kit, 30 25A fuses, DCD, FLD-DCD-FUSE-S1 | Non-inventory Item | 429.99 |  | No | Inverters | Soligent De-listing | 0
550-0231 | 550-0231 | Xantrex, Conduit Box for TR series inverters. | Inventory Item | 324 |  | No | Inverters | Vendor De-listing | 0
550-0358 | 550-0358 | Outback, FLEXware MATE3 Flat Mount Wall Plate - with mounting screws, FW-MB3-F | Inventory Item | 31.53 |  | No | Inverters | Soligent De-listing | 27.18
550-0359 | 550-0359 | Outback, FLEXware MATE3 Surface Mount Wall Bracket - with mounting screws and bushing, FW-MB3-S | Inventory Item | 48.61 |  | No | Inverters | Shippable | 44.87
550-0507 | 550-0507 | SMA, AC female field plug, for split arrays or homeruns with SB240 Microinverter, Qty. 1, MI-ACCON-US-10 | Inventory Item | 16 |  | No | Inverters | Vendor De-listing | 0
550-0516 | 550-0516 | Solaredge, 2-Module Branch Cable, male units & female units, Qty. 1 bag of 20 pairs, SE-CBY-2MM | Inventory Item | 642 |  | No | Inverters | Soligent De-listing | 0
550-0525 | 550-0525 | Fronius, Symo 24.0, 6 MC-4 Positive & Negative String Connector Cables (Whips), 43,0004,5998 | Inventory Item | 70.8 |  | No | Inverters | Soligent De-listing | 40.69
550-9013 | 550-9013 | SMA, AC cable for split arrays or homeruns, 3-wire, #14 AWG, for SB240 Microinverter, Qty. 200m (656') cable roll, MG-ACCAB200-US-10 | Inventory Item | 2045 |  | No | Inverters | Soligent De-listing | 0
550-9014 | 550-9014 | SMA, AC Female field plug and AC Male protective cap to seal the AC connection, for SB240 Microinverter, Qty. 1, 95-7020, SPECIAL PRICING - LIMITED QUANTITY - ONLY WHILE SUPPLIES LAST | Inventory Item | 17 |  | No | Inverters | Soligent De-listing | 0
560-0001 | 560-0001 | Outback, Autotransformer with enclosure, 6000W, 120/240VAC, 60 Hz, PSX-240 | Inventory Item | 933.33 |  | No | Inverters | Shippable | 790.59
560-0021 | 560-0021 | Outback, Autotransformer with enclosure, cooling fan, relay assembly 4000W 120/240VAC 60Hz, PSX-240-RELAY | Inventory Item | 918.5 |  | No | Inverters | Soligent De-listing | 527.87
560-0059 | 560-0059 | SMA, Smartformer Pre-wired AC distribution box for Sunny Island, 120/240VAC, 8000 W, Bypass switch, Load shed relay, 2-pole 40A Sunny Boy breaker, 2-pole 60A Grid breaker, SI-TD-BOX-10 | Inventory Item | 3120.34 |  | No | Inverters | Vendor De-listing | 0
565-0107 | 565-0107 | SolarEdge, Optimizer 800W, Add-On Box for Two Modules, Single input, Series Connected Modules, 12.5-105V MPPT, 12.5A, 120Vdc Max, MC4-Compatible In/Out, 1000VDC, (Use only with 3-Ph 9kW to 33.3kW Inverters), P800S | Inventory Item | 104.48 | 800 | No | Inverters | Vendor De-listing | 0
565-0133 | 565-0133 | SolarEdge, Power Optimizer, 250W, per module Add-On Box, TE F+M0 in LC3 out, 5-60V, 10A, Qty. 1, PB250-AOB-TR3CUS | Inventory Item | 156 | 250 | No | Inverters | Vendor De-listing | 0
565-0149 | 565-0149 | SolarEdge, Power Optimizer, 250W, per module Add-On Box, MC4 in MC4 out, 5-60V, 10A, Qty. 1, PB250-AOB-MSMC | Inventory Item | 163 | 250 | No | Inverters | Vendor De-listing | 0
565-0159 | 565-0159 | SolarEdge, Power Optimizer, 250W, per module Add-On Box, MC4 In - MC4 Out, 5-55V, 10A, OP250-LV-MC4SM-2NA | Inventory Item | 114 | 250 | No | Inverters | Vendor De-listing | 0
565-0160 | 565-0160 | SolarEdge, Power Optimizer, 250W, per module Add-On Box, TE F+M0 In - MC4 Out, 5-55V, 10A, OP250-LV-TYCRM-2NA | Inventory Item | 122.64 | 250 | No | Inverters | Vendor De-listing | 0
565-0161 | 565-0161 | SolarEdge, Power Optimizer, 250W, per module Add-On Box, H4 In - MC4 Out, 5-55V, 10A, OP250-LV-AH4SM-2NA | Inventory Item | 112 | 250 | No | Inverters | Vendor De-listing | 0
565-0169 | 565-0169 | SolarEdge, Power Optimizer, 300W, per module Add-On Box, MC4 In - MC4 Out, 5-75V, 10A, OP300-MV-MC4SM-2NA | Inventory Item | 118 | 300 | No | Inverters | Vendor De-listing | 0
565-0170 | 565-0170 | SolarEdge, Power Optimizer, 300W, per module Add-On Box, TE F+M0 In - MC4 Out, 5-75V, 10A, OP300-MV-TYCRM-2NA | Inventory Item | 117.76 | 300 | No | Inverters | Vendor De-listing | 0
565-0171 | 565-0171 | SolarEdge, Power Optimizer, 300W, per module Add-On Box, H+S In - MC4 Out, 5-75V, 10A, OP300-MV-HSRRM-2NA | Inventory Item | 136 | 300 | No | Inverters | Vendor De-listing | 0
565-0172 | 565-0172 | SolarEdge, Power Optimizer, 300W, per module Add-On Box, H4 In - MC4 Out, 5-75V, 10A, OP300-MV-AH4SM-2NA | Inventory Item | 134 | 300 | No | Inverters | Vendor De-listing | 0
565-0173 | 565-0173 | SolarEdge, Power Optimizer, 400W, per module Add-On Box, MC4 In - MC4 Out, 5-75V, 10A, OP400-MV-MC4SM-2NA | Inventory Item | 124 | 400 | No | Inverters | Vendor De-listing | 0
565-0174 | 565-0174 | SolarEdge, Power Optimizer, 400W, per module Add-On Box, TE F+M0 In - MC4 Out, 5-75V, 10A, OP400-MV-TYCRM-2NA | Inventory Item | 124 | 400 | No | Inverters | Soligent De-listing | 0
565-0175 | 565-0175 | SolarEdge, Power Optimizer, 400W, per module Add-On Box, H+S In - MC4 Out, 5-75V, 10A, OP400-MV-HSRRM-2NA | Inventory Item | 124 | 400 | No | Inverters | Soligent De-listing | 0
565-0176 | 565-0176 | SolarEdge, Power Optimizer, 400W, per module Add-On Box, H4 In - MC4 Out, 5-75V, 10A, OP400-MV-AH4SM-2NA | Inventory Item | 124 | 400 | No | Inverters | Soligent De-listing | 0
565-0177 | 565-0177 | SolarEdge, Power Optimizer, 250W, per module Add-On Box, H+S In - MC4 Out, 5-55V, 10A, OP250-LV-HSRRM-2NA | Inventory Item | 112 | 250 | No | Inverters | Soligent De-listing | 0
565-0178 | 565-0178 | SolarEdge, Power Optimizer, 400W, per module Add-On Box, MC4 In - MC4 Out, Special Order | Inventory Item | 134 | 400 | No | Inverters | Soligent De-listing | 0
565-0179 | 565-0179 | SolarEdge, Power Optimizer, 400W, per module Add-On Box, H4 In - MC4 Out, 5-75V, 10A, Special Order | Inventory Item | 134 | 400 | No | Inverters | Soligent De-listing | 0
565-0181 | 565-0181 | SolarEdge, Power Optimizer, 600W, per 2 module Add-On Box, MC4 In - H4 Out, 12.5-96V, 10A, OP600-96V-MC4SA-2NAUL | Inventory Item | 158 | 600 | No | Inverters | Vendor De-listing | 0
565-0184 | 565-0184 | Solaredge, Optimizer 300W, Add-On Box for one 60 cell module, 8-48V, 10A, MC4-compatible In, H4 Out, 36" PV wire, UL 1000VDC, P300-2NM4ARS | Inventory Item | 112 | 300 | No | Inverters | Vendor De-listing | 0
565-0185 | 565-0185 | Solaredge, Optimizer 300W, Add-On Box for one 60 cell module, 8-48V, 10A, H4 In, H4 Out, 36" PV wire, UL 1000VDC, P300-2NA4ARS | Inventory Item | 105 | 300 | No | Inverters | Vendor De-listing | 0
565-0186 | 565-0186 | Solaredge, Optimizer 350W, Add-On Box for one 72 cell module, 8-60V, 10A, MC4 In, H4 Out, 47" PV wire, UL 1000VDC, P350-2NM4ARM | Inventory Item | 120 | 350 | No | Inverters | Vendor De-listing | 0
565-0187 | 565-0187 | Solaredge, Optimizer 350W, Add-On Box for one 72 cell module, 8-60V, 10A, H4 In, H4 Out, 47" PV wire, UL 1000VDC, P350-2NA4ARM | Inventory Item | 120 | 350 | No | Inverters | Vendor De-listing | 0
565-0188 | 565-0188 | Solaredge, Optimizer 400W, Add-On Box for one 72 or 96 cell module, 8-80V, 10A, MC4 In, H4 Out, 47" PV wire, UL 1000VDC, P400-2NM4ARM | Inventory Item | 105.3 | 400 | No | Inverters | Vendor De-listing | 0
565-0189 | 565-0189 | Solaredge, Optimizer 400W, Add-On Box for one 96 cell module, 8-80V, 10A, H4 In, H4 Out, 47" PV wire, UL 1000VDC, P400-2NA4ARM | Inventory Item | 124 | 400 | No | Inverters | Vendor De-listing | 0
565-0190 | 565-0190 | Solaredge, Optimizer 600W, Add-On Box for two 60 cell modules, 12-80V, 10A, MC4 In, H4 Out, 71" PV wire, UL 1000VDC, (Use only with 3-Ph 9kW to 20kW Inverters), P600-2NM4ARL | Inventory Item | 158 | 600 | No | Inverters | Vendor De-listing | 0
565-0191 | 565-0191 | Solaredge, Optimizer 600W, Add-On Box for two 60 cell modules, 12-80V, 10A, H4 In, H4 Out, 71" PV wire, UL 1000VDC, (Use only with 3-Ph 9kW to 33.3kW Inverters), P600-2NA4ARL | Inventory Item | 111 | 600 | No | Inverters | Vendor De-listing | 0
565-0192 | 565-0192 | SolarEdge, Power Optimizer, 250W, per module Add-On Box, MC4 In - MC4 Out, 5-55V, 10A, ZEP compatible, OP250-LV-MC4SM-ZU | Inventory Item | 114 | 250 | No | Inverters | Soligent De-listing | 0
565-0194 | 565-0194 | SolarEdge, Optimizer 405W, Add-On Box for thin film modules, 12-125V, 10.1A, MC4-Compatible In/Out, 47" PV wire, UL 1000VDC, P405 | Inventory Item | 136.3 | 400 | No | Inverters | Vendor De-listing | 73.28
565-0195 | 565-0195 | SolarEdge, Optimizer 700W, Add-On Box for two 72 cell modules, 12-105V, 10A, MC4 In, H4 Out, 71" PV wire, 1000VDC, (Use only with 3-Ph 9kW to 33.3kW Inverters), P700-2NM4ARX | Inventory Item | 167 | 700 | No | Inverters | Vendor De-listing | 0
565-0197 | 565-0197 | SolarEdge, Optimizer 300W, Add-On Box for one 60 cell module, 8-48V, 10A, MC4-compatible In/Out, 36" PV wire, UL 1000VDC, P300 | Inventory Item | 50.48 | 300 | No | Inverters | Vendor De-listing | 49.43
565-0198 | 565-0198 | Solaredge, Optimizer 400W, Add-On Box for one 72 or 96 cell module, 8-80V, 10A, MC4-compatible In, H4 Out, 47" PV wire, UL 1000VDC, P400-5NA4ARX | Inventory Item | 124 | 400 | No | Inverters | Vendor De-listing | 0
565-0199 | 565-0199 | SolarEdge, Optimizer 600W, Add-On Box for two 60 cell modules, 12-80V, 10A, MC4-compatible In/Out, 71" PV wire, UL 1000VDC, (Use only with 3-Ph 9kW to 33.3kW Inverters), P600 | Inventory Item | 119.99 | 600 | No | Inverters | Vendor De-listing | 0
565-0200 | 565-0200 | SolarEdge, Optimizer 700W, Add-On Box for two 72 cell modules, 12-105V, 10A, MC4-compatible In, H4 Out, 71" PV wire, 1000VDC, (Use only with 3-Ph 9kW to 20kW Inverters), P700-5NA4ARX | Inventory Item | 174 | 700 | No | Inverters | Soligent De-listing | 0
565-0202 | 565-0202 | SolarEdge, Power Optimizer, 300W, per module Add-On Box, MC4 In - MC4 Out, 5-75V, 10A, ZEP compatible, P300-2NM4AZS | Inventory Item | 134 | 300 | No | Inverters | Vendor De-listing | 0
565-0203 | 565-0203 | Solaredge, ARRA Optimizer 300W, Add-On Box for one 60 cell module, 8-48V, 10A, MC4-compatible In, H4 Out, 36" PV wire, UL 1000VDC, P300-2NM4ARS ARRA | Inventory Item | 111.6 | 300 | No | Inverters | Soligent De-listing | 0
565-0204 | 565-0204 | SolarEdge, Power Optimizer, 300W, per module Add-On Box, MC4-compatible In, H4 Out, 8-48V, 10A, ZEP compatible, P300-5NA4AZS | Inventory Item | 121.6 | 300 | No | Inverters | Vendor De-listing | 0
565-0205 | 565-0205 | SolarEdge, Optimizer 320W, Add-On Box for one 60 cell module, 8-48V, 11A, MC4-compatible In/Out, 36" PV wire, UL 1000VDC, P320 | Inventory Item | 62.82 | 320 | No | Inverters | Vendor De-listing | 61.42
565-0205-B | 565-0205-B | "B-Grade" SolarEdge, Optimizer 320W, Add-On Box for one 60 cell module, 8-48V, 11A, MC4-compatible In/Out, 36" PV wire, UL 1000VDC, P320 | Inventory Item | 55.8 | 320 | No | Inverters | Soligent De-listing | 52.98
565-0206 | 565-0206 | SolarEdge, Optimizer 400W, Add-On Box for one 72 or 96 cell module, 8-80V, 10.1A, MC4-compatible In/Out, 47" PV wire, UL 1000VDC, P400 | Inventory Item | 71.8 | 400 | No | Inverters | Vendor De-listing | 70.2
565-0207 | 565-0207 | Suncrest, 300W POWER OPTIMIZER, 5-SERIES, SLE-0018 | Inventory Item | 0 | 300 | No | Inverters | Soligent De-listing | 0
565-0208 | 565-0208 | SolarEdge, Optimizer 700W, Add-On Box for two 72 cell modules, 12-105V, 10.1A, MC4-Compatible In, MC4-Compatible Out, 1000VDC, (Use only with 3-Ph 9kW to 33.3kW Inverters), Series 5, P700 | Inventory Item | 109.5 | 700 | No | Inverters | Vendor De-listing | 0
565-0210 | 565-0210 | SolarEdge, Optimizer 800W, Add-On Box for two 96 cell modules, Dual input, Parallel Connection, 12.5-83V, 14A, MC4-Compatible In/Out, 1000VDC, (Use only with SolarEdge 3-Phase Inverters), P800P | Inventory Item | 115.92 | 800 | No | Inverters | Vendor De-listing | 60.38
565-0211 | 565-0211 | SolarEdge, Optimizer 370W, Add-On Box for one 60 or 72 cell module, 8-60V, 11A, MC4-compatible In/Out, 1000VDC, P370 | Inventory Item | 71.8 | 370 | No | Inverters | Vendor De-listing | 70.2
565-0212 | 565-0212 | SMA, TS4-R-S, Safety Module, Monitoring & RSD, Add-on- Module for 1 PV Module, Max 66Voc, 12A, 1.0m MC-4 cable, 15A Fuse, NEC 2014 RSD Compliant when used with, Cloud Connect & Gateway, -40 SMA inverters, 476-00240-00 | Inventory Item | 55.5 |  | No | Inverters | Vendor De-listing | 0
565-0213 | 565-0213 | SMA, TS4-R-O, Optimizer Module, Optimization, Monitoring & RSD, Add-on- Module for 1 PV Module, Max 90Voc, 12A, 1.0m MC-4 cable, 15A Fuse, NEC 2014 RSD Compliant when used with, Cloud Connect & Gateway, -40 SMA inverters, 471-00252-10 | Inventory Item | 76.9 |  | No | Inverters | Vendor De-listing | 39.23
565-0216 | 565-0216 | SMA, TS4-R-O, Optimizer Module, Optimization, Monitoring & RSD, Add-on- Module for 1 PV Module, Max 90Voc, 12A, 1.0m MC-4 cable, 15A Fuse, NEC 2014 RSD Compliant when used with, Cloud Connect & Gateway, 471-00252-40 | Inventory Item | 64.06 |  | No | Inverters | Vendor De-listing | 0
565-0217 | 565-0217 | SMA, TS4-R-S, Safety Module, Monitoring & RSD, Add-on-Module for 1 PV Module, Max 90Voc, 12A, 1.0m MC-4 cable, 15A Fuse, 1000V, NEC RSD Compliant when used with, Cloud Connect & Gateway, 476-00252-40 | Inventory Item | 60.86 |  | No | Inverters | Vendor De-listing | 31.05
565-0218 | 565-0218 | SMA, TS4-R-F, Fire Safety Shut Down Module, NEC 2017 SunSpec Compliant Module Level RSD when used with SunSpec Inverters (-41 SMA), Add-on-Module for 1 PV Module, Max 90Voc, 12.5A, 20A Fuse, 478-00252-40 | Inventory Item | 51.28 |  | No | Inverters | Soligent De-listing | 0
565-0219 | 565-0219 | SolarEdge, Optimizer 860W, Add-On Box for two 72 cell modules, Dual input, Parallel Connection Isc 11A Each, 12.5-60V MPPT, MC4-Compatible In/Out, Output 2.1m (82.7”), 2 Inputs 0.16m(6.3”) 1000VDC, (Use only with SolarEdge 3-Phase Inverters), P860 | Inventory Item | 71.19 | 860 | No | Inverters | Vendor De-listing | 68.16
565-0220 | 565-0220 | SolarEdge, Optimizer 340W, Add-On Box for one 60 cell module, 8-48V, 11A, MC4-compatible In/Out, 1000VDC, P340 | Inventory Item | 64.71 | 340 | No | Inverters | Vendor De-listing | 63.27
565-0222 | 565-0222 | Pika, PV-Link Sub-String Optimizer compatible with REbus DC Nanogrid, MC-4, Max 420Voc, S2501 | Inventory Item | 505.88 |  | No | Inverters | Vendor De-listing | 0
565-0223 | 565-0223 | Pika, PV-Link Sub-String Optimizer compatible with REbus DC Nanogrid, MC-4, Max 420Voc, S2502 | Inventory Item | 540.88 |  | No | Inverters | Vendor De-listing | 497.11
565-0224 | 565-0224 | SolarEdge, Optimizer 485W, Add-On Box for One Module, 12-105V MPPT, 125Voc Max, 11A, MC4-Compatible In/Out, 45" PV wire, UL 1000VDC, P485 | Inventory Item | 143.88 | 485 | No | Inverters | Soligent De-listing | 79.93
565-0225 | 565-0225 | SolarEdge, Optimizer 1600W, Add-On Box for four 60 or 72 cell modules, Dual input, Series/Parallel Connection, Isc 12.5A, 12.5-105V MPPT, MC4 In/Out, 1000VDC, (Use only with SolarEdge 480 volt 3-Phase Inverters), M1600 | Inventory Item | 116.11 | 1600 | No | Inverters | Vendor De-listing | 113.53
565-0226 | 565-0226 | SolarEdge, Optimizer 400W, Add-On Box for one 60 or 72 cell High Power module, 8-60V, 11.75A, MC4-compatible In/Out, 45" PV wire, UL 1000VDC, P401 | Inventory Item | 129.8 | 400 | No | Inverters | Vendor De-listing | 72.11
565-0227 | 565-0227 | SolarEdge, Optimizer 800W, Add-On Box for Two Modules, Single input, Series Connected Modules, 12.5-105V MPPT, 11A, 125Vdc Max, MC4 In/Out, 1000VDC, (Use only with SolarEdge 3-Phase Inverters), P801 | Inventory Item | 110.44 | 800 | No | Inverters | Vendor De-listing | 61.36
565-0229 : 565-0229 : 565-0229_S | 565-0229 : 565-0229_S | SolarEdge, Optimizer 485W, Add-On Box for One Module, 12-125V, 11A, MC4-Compatible In/Out, 45" PV wire, UL 1000VDC, P485 | Inventory Item | 84.2 | 485 | No | Inverters | Soligent De-listing | 82.33
565-0230 : 565-0230_S | 565-0230_S | SolarEdge, Optimizer 400W, Add-On Box for one 60 or 72 cell High Power module, 8-60V, 11.75A, MC4-compatible In/Out, 45" PV wire, UL 1000VDC, P401 | Inventory Item | 75.97 | 400 | No | Inverters | Soligent De-listing | 74.28
565-0231 | 565-0231 | SolarEdge, Long Lead Optimizer 800W, Add-On Box for Two Modules, Single input, Series Connected Modules, 12.5-105V MPPT, 11A, 125Vdc Max, MC4 In/Out, Output 2.2m, Input 1.3m, 1000VDC, (Use only with SolarEdge 3-Phase Inverters), P801-LONG | Inventory Item | 122.44 | 800 | No | Inverters | Soligent De-listing | 68.02
565-0232 | 565-0232 | SolarEdge, Long Lead Optimizer 850W, Add-On Box for Two Modules, Single input, Series Connected Modules, 12.5-105V MPPT, 12.5A, 120Vdc Max, MC4-Compatible In/Out, Output 2.2m, Input 1.6m, 1000VDC, (Use only with SolarEdge 3-Phase Inverters), P850-LONG | Inventory Item | 131.06 | 850 | No | Inverters | Soligent De-listing | 72.81
565-0233 | 565-0233 | SolarEdge, Long Lead Optimizer 860W, Add-On Box for two 72 cell modules, Dual input, Parallel Connection Isc 11A Each, 12.5-60V MPPT, MC4-Compatible In/Out, Output 2.2m(86.6”), 2 Inputs 1.6m, 0.16m (63”-6.3”), 1000VDC, (Use only with SolarEdge 3-Phase Inverters), P860-LONG | Inventory Item | 144.46 | 860 | No | Inverters | Vendor De-listing | 80.26
565-0234 | 565-0234 | SolarEdge, 2X Long Lead Optimizer 860W, Add-On Optimizer for two 72 cell modules, Dual input, Parallel Connection Isc 11A Each, 12.5-60V MPPT, MC4 In/Out, Output 2.2m (86.6”), 2 Input 1.6m (63”), 1000VDC, (Use only with SolarEdge 3-Phase Inverters), P860-2XLONG | Inventory Item | 144.46 | 860 | No | Inverters | Soligent De-listing | 80.26
565-0235 : 565-0235_S | 565-0235_S | SolarEdge, Optimizer 960W, Add-On Optimizer for two 72 cell modules, Dual input, Parallel Connection Isc 11.5A Each, 12.5-60V MPPT, MC4 In/Out, 1000VDC, (Use only with SolarEdge 3-Phase Inverters), P960 | Inventory Item | 84.27 | 960 | No | Inverters | Soligent De-listing | 82.4
565-0237 : 565-0237_S | 565-0237_S | SolarEdge, Optimizer 1100W, Add-On Box for two modules, Single Input, Series Connected Modules, Isc 14A, 125V Max, MC4 Output 2.4m, Input 1.6m, 1000VDC, (Use only with SolarEdge 3-Phase Inverters UL-3741 PVRSS), P1101 | Inventory Item | 89.77 | 1100 | No | Inverters | Soligent De-listing | 84.95
565-0241 | 565-0241 | SolarEdge, Optimizer 1200W, Add-On Box for two modules, Single Input, Series Connected Modules, Isc 15A, 125V Max, MC4 Output 5.3m, Input 1.6m, 1000VDC, (Use only with SolarEdge 3-Phase Inverters) Ground Mount,S1200 | Inventory Item | 92.57 | 1200 | No | Inverters | Shippable | 86.6
565-0242 | 565-0242 | SolarEdge, Optimizer 1200W, Add-On Box for two modules, Single Input, Series Connected Modules, Isc 15A, 125V Max, MC4 Output 5.3m, Input 1.6m, 1000VDC, (Use only with SolarEdge 3-Phase Inverters, UL-3741 PVRSS) Mount), S1201 | Inventory Item | 102.61 | 1200 | No | Inverters | Shippable | 95.99
565-0243 | 565-0243 | SolarEdge, Optimizer 600W, Add-On Box for one High Power Module, 12.5-65V, 14A, MC4 In/Out 47" PV wire, UL 1000VDC, P601 | Inventory Item | 94.36 | 600 | No | Inverters | Shippable | 88.27
565-0244 | 565-0244 | SolarEdge, Optimizer 500W, Add-On Box for One Module 12.5-105V MPPT, 125Voc Max, 15A, MC4, ~4” Input, ~90” Positive Output ~4” Negative Output PV wire, UL 1000VDC Max, S500B | Inventory Item | 97.14 | 500 | No | Inverters | Shippable | 94.44
570-0000 : 570-0000 : 570-0000 : 570-0000_U | 570-0000 : 570-0000 : 570-0000_U | APsystems, ECU-R Gateway, Standard ECU (Energy Communication Unit), ZigBee, Wi-Fi, No CTs, No RGM, 3 year Warranty, 209001 | Inventory Item | 249.33 |  | No | Inverters | Soligent De-listing | 214.94
570-0001 | 570-0001 | Fronius, COM Card Retrofit, 4,240,001Z | Inventory Item | 141.33 |  | No | Inverters | Vendor De-listing | 121.84
570-0003 : 570-0003 : 570-0003_U | 570-0003 : 570-0003_U | APsystems, ECU-C Gateway, Commercial-Grade ECU (Energy Communication Unit), Single or Three Phase, ZigBee, Wi-Fi, w/ Consumption Monitoring - No RGM, 3 year Warranty, 205001 | Inventory Item | 402.67 |  | No | Inverters | Soligent De-listing | 347.13
570-0006 | 570-0006 | Fronius, Interface Card for 3rd Party Sources, RS232 port, 4,240,009,Z | Inventory Item | 91 |  | No | Inverters | Vendor De-listing | 0
570-0007 | 570-0007 | Fronius, Interface Card Easy, for 208/240VAC only, No Datalogger or COM Card Required, 4,240,013,Z | Inventory Item | 211 |  | No | Inverters | Vendor De-listing | 0
570-0011 | 570-0011 | SolarEdge, RS-485 Surge Surge Protection kit, Qty. 1 Pack of 5, SE-RS485-SPD2-K1 | Inventory Item | 125.58 |  | No | Inverters | Vendor De-listing | 0
570-0014 | 570-0014 | NEP, BDG-256 External Package with Wi-Fi Dongle, Wi-Fi Booster and Outdoor Enclosure, NC0124-US-BK | Inventory Item | 396.89 |  | No | Inverters | Shippable | 358.64
570-0015 | 570-0015 | NEP, BDG-256 Cellular Package, Cellular Modem, Outdoor Enclosure, with 5 year ATT SIM Card, NC0124-US-CK | Inventory Item | 753.96 |  | No | Inverters | Shippable | 681.29
570-0016 | 570-0016 | MidNite Solar, Wi-Fi Dongle for MidNite DIY Series Inverters, MNDIYWIFI | Inventory Item | 55 |  | No | Inverters | Shippable | 51.56
570-0030 | 570-0030 | Xantrex, SWCA Serial Communications Interface Adapter, SWCA | Inventory Item | 85.7 |  | No | Inverters | Vendor De-listing | 0
570-0047 | 570-0047 | SolarEdge, / StorEdge, Consumption Meter with enclosure, 1-ph, 240V, 60Hz, RS485, NEMA3R, NO CT’s, Add 2, 200A or 400A CT’s, SE-MTR240-0-000-S2 | Inventory Item | 301.38 |  | No | Inverters | Vendor De-listing | 0
570-0068 | 570-0068 | Fronius, Datalogger Interface Box Open Protocol for 3rd Party Monitoring for 1-100 Inverters, USB & RS232 ports, 4,240,105 | Inventory Item | 951 |  | No | Inverters | Vendor De-listing | 0
570-0079 | 570-0079 | SolarEdge, Non-neutral CT adaptor (For CT's with non-neutral grid, Delta), ADPTR-CABLE-KIT-K1 | Inventory Item | 69.31 |  | No | Inverters | Soligent De-listing | 59.75
570-0104 | 570-0104 | Outback, Shunt for FlexWare 250, DC Current Shunt, 500A, with Terminal Busbar, FW-SHUNT250 | Inventory Item | 99 |  | No | Inverters | Soligent De-listing | 55.62
570-0106 | 570-0106 | Outback, Surge Protector with AC Adapter for Flexware Power Panel, FW-SP-ACA | Inventory Item | 286 |  | No | Inverters | Shippable | 0
570-0107 | 570-0107 | Outback, Surge Protector Replacement board for FW-SP-250 or FW-SP-ACA, FW-SP-R | Inventory Item | 270 |  | No | Inverters | Soligent De-listing | 0
570-0112 | 570-0112 | Outback, Communications Controller for FlexWare, Black Oval Case, MATE-B | Inventory Item | 383.99 |  | No | Inverters | Soligent De-listing | 0
570-0113 | 570-0113 | Outback, Communications Cable, CAT5e Cable, 300V, 3', OBCATV-3 | Inventory Item | 12.94 |  | No | Inverters | Soligent De-listing | 5.71
570-0117 | 570-0117 | SMA, Sunny Sensor Option, Ambient Temperature Sensor, TEMPSENSOR-AMB | Inventory Item | 92.34 |  | No | Inverters | Soligent De-listing | 0
570-0127 | 570-0127 | SMA, Sunny Sensor Box, with Irradiance and Module Temperature Sensors, RS485 Power Injector, Mounting Bracket, SUNNY SENSORBOX | Inventory Item | 805 |  | No | Inverters | Soligent De-listing | 0
570-0128 | 570-0128 | SMA, Web Box with RS-485 port, wired Ethernet, includes 120V plug pack, SUNNY WEBBOX | Inventory Item | 952 |  | No | Inverters | Vendor De-listing | 0
570-0129 | 570-0129 | SMA, Sunny Sensor Option, Anemometer Wind Speed Sensor, WINDSENSOR | Inventory Item | 302 |  | No | Inverters | Vendor De-listing | 0
570-0132 | 570-0132 | Xantrex, Cable, 4-Pair Twisted for Link Battery Monitors, 25 ft, 84-2014-00 | Inventory Item | 1.79 |  | No | Inverters | Soligent De-listing | 0
570-0133 | 570-0133 | Xantrex, Cable, 4-Pair Twisted for Link Battery Monitors, 50 ft, 84-2015-00 ~ | Inventory Item | 130 |  | No | Inverters | Soligent De-listing | 0
570-0137 | 570-0137 | Schneider Electric, Battery Temperature Sensor, 15 ft, for DR, SW and C Charge Controllers, 130-0004-01-01, | Inventory Item | 37 |  | No | Inverters | Vendor De-listing | 0
570-0138 | 570-0138 | Schneider Electric, Digital Meter, CM for C series Charge Controllers, RNWCM | Inventory Item | 126 |  | No | Inverters | Vendor De-listing | 0
570-0139 | 570-0139 | Schneider Electric, Remote Digital Meter, for C35, C40, C60, includes 100 ft cable, 125VDC, RNWCMR100 | Inventory Item | 186 |  | No | Inverters | Vendor De-listing | 0
570-0140 | 570-0140 | Xantrex, Remote Display, CM R50, includes 50 ft cable for C series Charge Controllers, RNWCMR50 | Inventory Item | 169.24 |  | No | Inverters | Soligent De-listing | 0
570-0141 | 570-0141 | Schneider Electric, Solar Inverter Monitor for GT Series, GT-MON, RNW8640203 | Inventory Item | 165 |  | No | Inverters | Soligent De-listing | 0
570-0142 | 570-0142 | Xantrex, Shunt Kit TM500A, 48V, RNWTM48 | Inventory Item | 76 |  | No | Inverters | Vendor De-listing | 0
570-0143 | 570-0143 | Xantrex, Battery Status Monitor with 500A Shunt, RNWTM500A | Inventory Item | 258.05 |  | No | Inverters | Vendor De-listing | 0
570-0146 | 570-0146 | SMA, Sunny Sensor Option, Additional Module Temperature Sensor, TEMPSENSOR-MODULE | Inventory Item | 96 |  | No | Inverters | Vendor De-listing | 0
570-0147 | 570-0147 | SMA, Sunny Boy PC Service Cable, with USB plug, for 0, -11, -12, TL-10/1 inverters, USBPBS | Inventory Item | 282 |  | No | Inverters | Soligent De-listing | 0
570-0148 | 570-0148 | Enphase, AC Combiner Box-3C with IQ Envoy, 80A, 240V Split-Phase, Revenue Grade accuracy (ANSI C12.20 +/- 0.5%) with Calibrated Solid-Core CT, Space for 4 Eaton BR 2 Pole Breakers NOT included, Consumption Metering available when used with Split Core CTs, with integrated LTE-M cell modem and 5 year data plan for up to 60 IQ Inverters for US, Puerto Rico, Canada, and Mexico, X-IQ-AM1-240-3C | Inventory Item | 1428 |  | No | Inverters | Vendor De-listing | 830.23
570-0149 | 570-0149 | Enphase, Three Phase Network Protection Relay Solution (For NA), NPR-3P-208-NA | Inventory Item | 1937.6 |  | No | Inverters | Shippable | 1689.77
570-0151 | 570-0151 | Enphase, Envoy IQ LTE-M1 Cell Modem with Ensemble Communication Kit, , includes 5 Year data plan for US, Puerto Rico, US Virgin Islands, Canada, Mexico up to 60 Inverters, COMMS-CELLMODEM-M1 | Inventory Item | 1060 |  | No | Inverters | Vendor De-listing | 609.2
570-0153 | 570-0153 | SMA, Sunny Multigate communication box without Ethernet hub for 1 branch of SB240 Microinverter, one 15A 2-P breaker, MG-XT1E-US-10, SPECIAL PRICING - LIMITED QUANTITY - ONLY WHILE SUPPLIES LAST | Inventory Item | 882 |  | No | Inverters | Vendor De-listing | 0
570-0154 | 570-0154 | SMA, Sunny Multigate communication box without Ethernet hub for 2 branches of SB240 Microinverter, two 15A 2-P breakers, MG-XT2E-US-10, SPECIAL PRICING - LIMITED QUANTITY - ONLY WHILE SUPPLIES LAST | Inventory Item | 1194 |  | No | Inverters | Vendor De-listing | 0
570-0155 | 570-0155 | SMA, Sunny Multigate communication box with Ethernet hub for 2 branches of SB240 Microinverter, two 15A 2-P breakers, MG-XT2S-US-10, SPECIAL PRICING - LIMITED QUANTITY - ONLY WHILE SUPPLIES LAST | Inventory Item | 1408 |  | No | Inverters | Vendor De-listing | 0
570-0158 | 570-0158 | Pika, Communications Module Kit to Enable Advanced Inverter Features, TOU function, Beacon | Inventory Item | 500 |  | No | Inverters | Vendor De-listing | 252.53
570-0159 | 570-0159 | Pika, Current Transformer (CT) Kit, 100A, Single Phase, Required for Self-Supply, and Zero-Export Modes, RJ45 Connector, Qty. 2 CT’s, CTK2-01 | Inventory Item | 250 |  | No | Inverters | Vendor De-listing | 126.26
570-0163 | 570-0163 | SolarEdge, Commercial RGM or Consumption Meter, 3-ph, 208V Delta, 60Hz, RS485, Add CT’s not included, SE-RGMTR-3D-208V-A | Inventory Item | 691.05 |  | No | Inverters | Soligent De-listing | 383.92
570-0164 | 570-0164 | SolarEdge, Commercial RGM or Consumption Meter, 3-ph, 208V WYE, 60Hz, RS485, Add CT’s not included, SE-RGMTR-3Y-208V-A | Inventory Item | 421.17 |  | No | Inverters | Shippable | 395.43
570-0165 | 570-0165 | SolarEdge, Commercial RGM or Consumption Meter, 3-ph, 480V WYE, 60Hz, RS485, Add CT’s not included, SE-RGMTR-3Y-480V-A | Inventory Item | 421.17 |  | No | Inverters | Shippable | 395.43
570-0166 | 570-0166 | SolarEdge, RS-485 Surge Protection kit, for 3 Phase Inverters, Pack of 5, SE-RS485-SPD3-B-K3 | Inventory Item | 139.34 |  | No | Inverters | Vendor De-listing | 77.41
570-0173 | 570-0173 | SolarEdge, Zigbee Repeater (range extender), SE1000-ZBRPT05-NA | Inventory Item | 302.9 |  | No | Inverters | Vendor De-listing | 168.28
570-0174 | 570-0174 | SolarEdge, Control and Communication Gateway, for Utility Controls, wired RS485 connection, SE1000-CCG-G | Inventory Item | 648.7 |  | No | Inverters | Vendor De-listing | 0
570-0175 | 570-0175 | SolarEdge, Firefighter Gateway, Red with interface to a kill switch, NEMA 3R, wired RS485 connection, SE1000-CCG-F | Inventory Item | 755.74 |  | No | Inverters | Vendor De-listing | 419.86
570-0177 | 570-0177 | SolarEdge, 150A CT, Current Transformer, used with Commercial Consumption/RGM Meter, Set of 3, SEACTL-1250-150-C3 | Inventory Item | 494.38 |  | No | Inverters | Soligent De-listing | 466.91
570-0178 | 570-0178 | SolarEdge, 300A CT, Current Transformer, used with Commercial Consumption/RGM Meter, Set of 3, SEACTL-1250-300-C3 | Inventory Item | 494.38 |  | No | Inverters | Soligent De-listing | 466.91
570-0179 | 570-0179 | SolarEdge, 600A CT, Current Transformer, used with Commercial Consumption/RGM Meter, Set of 3, SEACTL-1250-600-C3 | Inventory Item | 815.97 |  | No | Inverters | Soligent De-listing | 453.31
570-0180 | 570-0180 | SolarEdge, Control and Communication Gateway, for Utility Controls, wired RS485 or ZigBee connection, DIN Mount, 120V, SE1000-CCG-G-S1 | Inventory Item | 474.41 |  | No | Inverters | Shippable | 445.42
570-0181 | 570-0181 | SolarEdge, GSM Modem w/SIM, for inverters ≤ 11.4 kW, 5 Yr prepaid plan, works with T-Mobile, for use in US Only, Not for StorEdge, Qty. 1, SE-GSM-R05-US-S1, -serialized | Inventory Item | 555.99 |  | No | Inverters | Soligent De-listing | 0
570-0183 | 570-0183 | Chilicon, CP-100 Gateway, Single Phase, 7” Touch Screen, Ethernet/Wi-Fi, CP-GWY-100 | Inventory Item | 678 |  | No | Inverters | Soligent De-listing | 0
570-0184 | 570-0184 | Chilicon, CP-100 Gateway, 3 Phase, 7” Touch Screen, Ethernet/Wi-Fi, CP-GWY-100-3 | Inventory Item |  |  | No | Inverters | Soligent De-listing | 0
570-0187 | 570-0187 | SolarEdge, 300A CT, Current Transformer, used with Commercial Consumption/RGM Meter, Qty 1, SEACTL-1250-300-C3 | Inventory Item | 165.77 |  | No | Inverters | Soligent De-listing | 155.64
570-0195 | 570-0195 | Yaskawa Solectria, Ethernet Card, for PVI 25/36/50/60TL, Ethernet Network Card for Remote Troubleshooting and Update, 1 Per Site, Per 32 Inverters, ETHERNET-NETWORK-CARD | Inventory Item | 500 |  | No | Inverters | Vendor De-listing | 477.53
570-0196 | 570-0196 | Yaskawa Solectria, Software, for PVI 50/60TL, Enables, SolrenView Inverter Direct Monitoring, Per 32 Inverters (To be Installed by Customer), OPT-SRV-ID-COM4 | Inventory Item | 270 |  | No | Inverters | Vendor De-listing | 0
570-0197 | 570-0197 | Yaskawa Solectria, Software, for XGI 1000 Inverters. Enables SolrenView Inverter Direct Monitoring for up to 50 inverters (one network cluster), No hardware required, OPT-SRV-ID-COM5 | Inventory Item | 400 |  | No | Inverters | Vendor De-listing | 0
570-0198 | 570-0198 | SolarEdge, GSM Modem, for all SetApp Enabled Single Phase Inverters, 5 Yr Sprint Prepaid Data Plan, for use in US Only, Qty. 1, SE-CELL-B-R05-S-S2-serialized | Inventory Item | 552.8 |  | No | Inverters | Vendor De-listing | 0
570-0199 | 570-0199 | SolarEdge, GSM Modem, for all SetApp Enabled Single Phase Inverters, 12 Yr Sprint Prepaid Data Plan, for use in US Only, Qty. 1, SE-CELL-B-R12-S-S2-serialized | Inventory Item | 869.82 |  | No | Inverters | Vendor De-listing | 457.8
570-0229 | 570-0229 | Enphase, IQ, Single-Phase Branch Aggregator, 1-3 Female inputs, 60A Max 2L+PE output. Includes one Q-BA-CAP, Q-BA-3-1P-60 | Inventory Item | 201.11 |  | No | Inverters | Vendor De-listing | 192.07
570-0230 | 570-0230 | SolarEdge, Consumption Meter with Enclosure, 1-ph, 240V, 60Hz, RS485, NEMA3R, NO CT’s, Add 2, 200A or 400A CT’s, SE-MTR240 | Inventory Item | 301.38 |  | No | Inverters | Vendor De-listing | 158.62
570-0231 | 570-0231 | OutBack, SkyBox Split Core CT’s, 1 Pair, 100A, OBCT-100 | Inventory Item | 319 |  | No | Inverters | Soligent De-listing | 177.22
570-0232 | 570-0232 | OutBack, SkyBox Split Core CT’s, 1 Pair, 200A, OBCT-200 | Inventory Item | 204.91 |  | No | Inverters | Soligent De-listing | 195.7
570-0234 | 570-0234 | Schneider Electric, Conext GATEWAY, 865-0329 | Inventory Item | 487.84 |  | No | Inverters | Vendor De-listing | 451.25
570-0235 | 570-0235 | SolarEdge, GSM Modem, for up to 32 Commercial SetApp Enabled (208 or 480V) Inverters, up to 200kW-AC, 5 Yr Sprint Prepaid Data Plan, for use in US Only, SE-CELL-B-R05-S-S4 | Inventory Item | 1072.26 |  | No | Inverters | Vendor De-listing | 0
570-0236 | 570-0236 | SolarEdge, GSM Modem, for up to 32 Commercial SetApp Enabled (208 or 480V) Inverters, up to 1,000kW-AC, 5 Yr Sprint Prepaid Data Plan, for use in US Only, SE-CELL-B-R05-S-S5 | Inventory Item | 2517.1 |  | No | Inverters | Vendor De-listing | 0
570-0237 | 570-0237 | SolarEdge, GSM Modem w/SIM, for Inverters ≤ 11.4 kW, with a LCD display, 5 Yr prepaid plan, works with Sprint, for use in US Only, Not for StorEdge, Qty. 1, SE-CELL-R05-SS2 –serialized | Inventory Item | 552.8 |  | No | Inverters | Soligent De-listing | 0
570-0238 : 570-0238_S | 570-0238_S | SolarEdge, GSM Modem w/SIM, for up to 32 Commercial (208 or 480V) Inverters, or up to 1,000kW-AC, 5 Yr Sprint Prepaid Data Plan, for use in US Only, SE-CELL-R05-S-S5-serialized | Inventory Item | 1367.99 |  | No | Inverters | Soligent De-listing | 1310.99
570-0239 | 570-0239 | SolarEdge, & StorEdge, Single Phase Consumption Meter with Enclosure, 240V, 60Hz, RS485, NEMA 3R, NO CT’s, Add 2, 200A or 400A CT’s, SE-MTR240-NN-S-S1 | Inventory Item | 206.95 |  | No | Inverters | Vendor De-listing | 178.4
570-0241 | 570-0241 | SolarEdge, Cell Modem, for all SetApp Enabled Single Phase Inverters, 12 Yr Sprint Prepaid Data Plan, for use in US Only, CELL-B-R12-US-S-S2 | Inventory Item | 929.68 |  | No | Inverters | Vendor De-listing | 0
570-0243 | 570-0243 | SolarEdge, Cellular Plug-In, for Commercial SetApp Enabled (208 or 480V) Inverters, up to 1,000kW-AC, 5 Yr Sprint Prepaid Data Plan, for use in US Only, CELL-B-R05-US-S-S5 | Inventory Item | 1580.12 |  | No | Inverters | Shippable | 1483.56
570-0247 | 570-0247 | Outback, CSIP Bridge, (Common Smart Inverter Profile) Communications accessory compliant with CA Rule 21, Phase 2 (IEEE 2030.5), CSIP BRIDGE | Inventory Item | 500.5 |  | No | Inverters | Soligent De-listing | 278.06
570-0248 | 570-0248 | SolarEdge, Cell Modem, for all Single Phase Inverters with a Display, 5 Yr Data Plan, for use in US Only, CELL-A-R05-US-S-S2 | Inventory Item | 347.02 |  | No | Inverters | Shippable | 325.81
570-0249 | 570-0249 | SolarEdge, Cell Modem, for all Single Phase Inverters with a Display, 12 Yr Data Plan, for use in US Only, CELL-A-R12-US-S-S2 | Inventory Item | 929.68 |  | No | Inverters | Vendor De-listing | 516.49
570-0251 | 570-0251 | SolarEdge, Cellular Plug-In, for Commercial (208 or 480V) Inverters with a Display, up to 1,000kW-AC, 5 Yr Data Plan, for use in US Only, CELL-A-R05-US-S-S5 | Inventory Item | 1570.82 |  | No | Inverters | Soligent De-listing | 1483.56
570-0252 | 570-0252 | SolarEdge, Cellular Plug-In, for Synergy Commercial SetApp Enabled Synergy (208 or 480V) Inverters, up to 1,000kW-AC, 5 Yr Data Plan, for use in US Only, CELL-B-R05-US-T-S5 | Inventory Item | 2670.4 |  | No | Inverters | Shippable | 2119.37
570-0253 | 570-0253 | SolarEdge, Cellular Plug-In, for Commercial SetApp Enabled Synergy (208 or 480V) Inverters, up to 200kW-AC, 5 Yr Data Plan, for use in US Only, CELL-B-R05-US-T-S4 | Inventory Item | 1137.56 |  | No | Inverters | Shippable | 902.83
570-0333 | 570-0333 | Magnum, MagWeb Web Based Wireless Monitoring Kit, ME-MW-W | Inventory Item | 434.26 |  | No | Inverters | Shippable | 414.74
570-0334 | 570-0334 | Magnum, MagWeb Web Based Ethernet Monitoring Kit, ME-MW-E | Inventory Item | 311.09 |  | No | Inverters | Shippable | 297.11
570-0479 | 570-0479 | Schneider Electric, XW Configuration tool xanbus USB adapter, 865-1155-01 | Inventory Item | 698.13 |  | No | Inverters | Shippable | 601.84
570-0516 | 570-0516 | Xantrex, Communications Gateway datalogger for GT o XW, Wi-Fi & Ethernet, Widget based, RNW8651055 | Inventory Item | 826 |  | No | Inverters | Vendor De-listing | 0
570-0635 | 570-0635 | SMA, Sunny Beam with Bluetooth, Monitor up to 12 inverters [add Card for each], USBport, Sunny Beam-BT | Inventory Item | 362 |  | No | Inverters | Vendor De-listing | 0
570-0636 | 570-0636 | SMA, Bluetooth Communication Card with Internal Antenna, for -10, -11, -12 inverters, BTPBINV-NR | Inventory Item | 209 |  | No | Inverters | Soligent De-listing | 0
570-0647 | 570-0647 | Power One, PVI-DESKTOP portable monitor, wireless, touchscreen display, PVI-DESKTOP-US | Inventory Item | 671 |  | No | Inverters | Vendor De-listing | 0
570-0677 | 570-0677 | SMA, Web Box For SUNNYTOWER, SUNNY WEBBOX-208 | Inventory Item | 1214 |  | No | Inverters | Soligent De-listing | 0
570-0678 | 570-0678 | SMA, Sunny Beam Bluetooth Repeater, BTREP-IN | Inventory Item | 334 |  | No | Inverters | Vendor De-listing | 0
570-0740 | 570-0740 | Enphase, Environ Smart Thermostat with ZigBee Interface Kit, plus Zigbee interface for Envoy, EVRN-RT-01 | Inventory Item | 610 |  | No | Inverters | Vendor De-listing | 0
570-0741 | 570-0741 | Enphase, Environ Smart Thermostat with ZigBee Interface, additional Thermostat only, EVRN-RT-02 | Inventory Item | 570 |  | No | Inverters | Vendor De-listing | 0
570-0809 | 570-0809 | Xantrex, Remote for Inverter with 2 bank battery, LINK2000 | Inventory Item | 29 |  | No | Inverters | Soligent De-listing | 0
570-0819 | 570-0819 | Fronius, Smart Converter USB, 4,240,119 | Inventory Item | 291.8 |  | No | Inverters | Vendor De-listing | 0
570-0829 | 570-0829 | SMA, WebBox with Bluetooth, wired Ethernet, includes 120V plug pack, WEBBOX-BT-20 | Inventory Item | 1100 |  | No | Inverters | Vendor De-listing | 0
570-0830 | 570-0830 | Outback, Communications Controller for FlexWare, White Case, MATE3 | Inventory Item | 770 |  | No | Inverters | Vendor De-listing | 0
570-0843 | 570-0843 | Power One, PVI-DESKTOP-BT Portable Monitor, Bluetooth and wireless, touchscreen display, PVI-DESKTOP-BT-US | Inventory Item | 805 |  | No | Inverters | Vendor De-listing | 0
570-0858 | 570-0858 | Yaskawa Solectria, SolrenView Gateway, INDOOR, Rated for Indoor Installation, For PVI 1800-7500 & PVI 3800-7600TL, NEMA 1, SRV-LCD | Inventory Item | 664.71 |  | No | Inverters | Vendor De-listing | 634.83
570-0859 | 570-0859 | Yaskawa Solectria, SolrenView Gateway, OUTDOOR, NEMA 4, Rated for Outdoor Installation, For PVI 1800-7500 & PVI 3800-7600TL, SRV-LCD-OUTDOOR | Inventory Item | 1130 |  | No | Inverters | Soligent De-listing | 0
570-0908 | 570-0908 | SMA, Sunny Sensor Option, Power Injector with Bluetooth communication unit, BT-485-CON-DEV | Inventory Item | 464 |  | No | Inverters | Vendor De-listing | 0
570-1001 | 570-1001 | Enphase, Compatible GE i210+ Revenue Grade Meter (RGM) with integrated ZigBee wireless, Zigbee stick not included (#570-1003), RGM-MTR-01 | Inventory Item | 668 |  | No | Inverters | Vendor De-listing | 0
570-1002 | 570-1002 | Enphase, ZigBee Repeater for RGM (optional), RGM-RR-01 | Inventory Item | 150 |  | No | Inverters | Soligent De-listing | 0
570-1003 : 570-1003 : 570-1003_U | 570-1003 : 570-1003_U | Enphase, ZigBee USB stick for Envoy communication with RGM, RGM-ZGB-01 | Inventory Item | 87.78 |  | No | Inverters | Vendor De-listing | 79.8
570-1005 | 570-1005 | ABB, Monitoring Service and hardware, Aurora Logger Residential Monitoring Kit, Includes: Data Logger and Internet Gateway (use with up to 5 ABB Inverters only), External Power Supply, 10 Years of Monitoring Service, No Enclosure or Energy Meter or Agency Reporting, (VSN-MGR-RES-P1-US), VSN700-01-N0 | Inventory Item | 937 |  | No | Inverters | Soligent De-listing | 0
570-1013 | 570-1013 | ABB, Current transformer 100 A, 0.333VAC output, solid core, 1.0" window, VSN-MGR-AUX-CT100 | Inventory Item | 113 |  | No | Inverters | Soligent De-listing | 0
570-1016 | 570-1016 | ABB, Current transformer 400 A, 0.333VAC output, split core, 2.9" x 2.5" window, VSN-MGR-AUX-CT400SC | Inventory Item | 268 |  | No | Inverters | Soligent De-listing | 0
570-1021 | 570-1021 | ABB, Cable, RS485 to USB & RS485 for PC interface, includes power supply, PVI-USB-RS485-232 | Inventory Item | 188 |  | No | Inverters | Soligent De-listing | 0
570-1023 | 570-1023 | SMA, Configurator software for Off-grid inverters, SI-CONFIG-10-V | Inventory Item | 1068.76 |  | No | Inverters | Vendor De-listing | 0
570-1028 | 570-1028 | ABB, Monitoring Service and hardware, Aurora Logger Commercial Monitoring Kit, Includes: Data Logger and Internet Gateway (use with up to 10 ABB Inverters only), External Power Supply for the US, 10 Years of Monitoring Service, No Enclosure or Energy Meter or Agency Reporting, (VSN-MGR-CMML-P1-US), VSN700-03-N0 | Inventory Item | 1340 |  | No | Inverters | Vendor De-listing | 0
570-1029 | 570-1029 | Outback, Upgrade fee from Mate 2 to Mate 3 | Non-inventory Item | 770 |  | No | Inverters | Soligent De-listing | 0
570-1030 | 570-1030 | Outback, Upgrade fee from Mate 2 to Mate 3 Mounting Bracket | Non-inventory Item | 50.99 |  | No | Inverters | Soligent De-listing | 0
570-1032 | 570-1032 | ABB, Communications Adapter, RS485 to Modbus, for use with ABB Central Inverters, PVI-RS485-MODBUS-CENTRAL | Inventory Item | 671 |  | No | Inverters | Soligent De-listing | 0
570-1035 | 570-1035 | Fronius, Modbus Card for SunSpec RS485 protocol, retrofit, 208/240/277VAC, No Datalogger or COM Card Required, 4,240,021,Z | Inventory Item | 107.39 |  | No | Inverters | Soligent De-listing | 0
570-1038 | 570-1038 | ABB, Wireless Communication Datalogger Gateway for up to 30 MICRO/OPTI, with Lifetime Web-based Monitoring Subscription, RF comms, Wifi, PVI-CDD | Inventory Item | 522 |  | No | Inverters | Soligent De-listing | 0
570-1042 | 570-1042 | ABB, Data logger and Internet gateway, Ctek G6200 for SolarMagic system manager, use for commercial or residential, SM4555-C | Inventory Item | 1340 |  | No | Inverters | Soligent De-listing | 0
570-1043 | 570-1043 | ABB, Moxa logger UC-7110 LT - Replacement for FST Universals, VS001-10 | Inventory Item | 791 |  | No | Inverters | Soligent De-listing | 0
570-1045 | 570-1045 | ABB, Kit for handling TRIO inverters during installation. Includes four handles for manual lifting and two eyebolts for lifting with winch or crane, 1 kit is required per Job site, Qty. 1 kit, TRIO-LIFTING-KIT | Inventory Item | 58 |  | No | Inverters | Soligent De-listing | 0
570-1048 | 570-1048 | SMA, Communication RS-485 Data Module for TL-22 and STP Inverters, DM-485CB-US-10 | Inventory Item | 107.75 |  | No | Inverters | Shippable | 102.91
570-1050 | 570-1050 | SMA, Speedwire Webconnect communication interface data module, for TL-22 and STP Inverters, retrofit kit, SWDM-US-10 | Inventory Item | 271.46 |  | No | Inverters | Vendor De-listing | 0
570-1052 | 570-1052 | Schneider Electric, Conext COMBOX, 865-1058 | Inventory Item | 362 |  | No | Inverters | Vendor De-listing | 0
570-1054 | 570-1054 | Outback, Optional AXS Card for FLEXmax Extreme, Modbus/TCP Interface Card for remote system communication and control using Modbus over Ethernet - card only, AXS Card | Inventory Item | 192.5 |  | No | Inverters | Vendor De-listing | 0
570-1055 | 570-1055 | SMA, Cluster Controller for monitoring up to 75 inverters with Webconnect, optional sensor inputs, Ethernet, NEMA 1, CLCON-10 | Inventory Item | 1500 |  | No | Inverters | Vendor De-listing | 0
570-1058 | 570-1058 | Fronius, Datamanager plug-in card for IG, IG Plus A inverters, retrofit, includes ComCard and datalogger function, with Ethernet and Wireless LAN (WiFi) communications, 4,240,027,Z | Inventory Item | 682.19 |  | No | Inverters | Vendor De-listing | 0
570-1060 | 570-1060 | SolarEdge, Zigbee to Ethernet Gateway Kit with Extended Range Antenna & 1 Slave module, SE1000-ZBGW-K5-NA | Inventory Item | 459.46 |  | No | Inverters | Vendor De-listing | 241.82
570-1064 | 570-1064 | SMA, Speedwire Webconnect piggyback, plug-in for-10, -11, -12 inverters, SWPB-US-10 | Inventory Item | 150.35 |  | No | Inverters | Shippable | 143.6
570-1074 | 570-1074 | Fronius, Datamanager WLAN CL, IG 500 retrofit, RS422/Ethernet Interface, USB port, AC from the Fronius inverter, 4,240,026,Z | Inventory Item | 600 |  | No | Inverters | Vendor De-listing | 0
570-1077 | 570-1077 | Outback, USB communication card with Type B port for MATE3, includes 6’ USB Type A/B cable, MATE3-USB | Inventory Item | 123 |  | No | Inverters | Vendor De-listing | 0
570-1083 | 570-1083 | ABB, Weather Station - advanced, includes 1 ambient temperature sensor & 1 panel temp sensor, 1 attached irradiance sensor & 1 detached, and wind speed/direction sensor, NEMA3R, (VSN-ENVIRO-CMML), VSN800-14 | Inventory Item | 3353 |  | No | Inverters | Soligent De-listing | 0
570-1085 | 570-1085 | Outback, AXS Port Gateway- Modbus/TCP Interface for remote control and monitoring of Outback devices, for OPTICSre System, Ethernet, NEMA 1, AXS Port | Inventory Item | 434.5 |  | No | Inverters | Soligent De-listing | 244.1
570-1089 | 570-1089 | Solaredge, Rapid Shutdown Retrofit Kit for 1-Ph inverters, (NEC2014), 5 pack of cable pairs includes one re-useable Micro-SD card and SD card adapter with firmware files, Qty. 1 pack for 5 inverters, SE1000-RSD-S1 | Inventory Item | 301.2 |  | No | Inverters | Vendor De-listing | 0
570-1090 | 570-1090 | ABB, Monitoring Service and hardware, Data Logger, IEEE 802.11 b/g/n (2.4 GHz) WI-Fi certified, for all ABB string Inverters, 2 Year WARR, standard access to Aurora Vision Monitoring Portal for the duration of the inverter warranty, VSN300 | Inventory Item | 302 |  | No | Inverters | Soligent De-listing | 0
570-1092 | 570-1092 | Fronius, Datamanager2.0 WLAN plug-in card for Galvo, Symo, Primo inverters, with Ethernet and Wireless LAN (WiFi) communications, 4,240,038,Z | Inventory Item | 332 |  | No | Inverters | Vendor De-listing | 286.21
570-1093 | 570-1093 | Delta, Solivia Gateway, M1 G2 | Inventory Item | 471 |  | No | Inverters | Soligent De-listing | 0
570-1094 | 570-1094 | Fronius, Datamanager2.0 WLAN plug-in card for IG (PI) US inverters, with Ethernet and Wireless LAN (WiFi) communications, 4,240,034,Z | Inventory Item | 292.94 |  | No | Inverters | Vendor De-listing | 279.78
570-1095 | 570-1095 | SolarEdge, Rapid Shutdown Retrofit Kit for 3-Ph SE9kUS/SE10kUS/SE20kUS inverters, 5 pack of cable pairs includes one re-useable Micro-SD card & SD card adapter with firmware files, Qty. 1 pack for 5 inverters, SE1000-RSD-S3 | Inventory Item | 433.55 |  | No | Inverters | Vendor De-listing | 249.17
570-1097 | 570-1097 | Enphase, Envoy Communications Gateway, for C250 Commercial Midroinverter, Qty. 1, ENV-C250 M | Inventory Item | 990 |  | No | Inverters | Vendor De-listing | 0
570-1100 | 570-1100 | ABB, Monitoring Service and hardware, Aurora Logger Commercial & Utility Monitoring Kit, supports all ABB & 3rd party inverters and select meters, combiners, & weather stations, Includes: Data Logger and Internet Gateway, External Power Supply for the US, free standard access to Aurora Vision monitoring portal for the duration of the inverter warranty, SCADA integration, No Enclosure or Energy Meter or Agency Reporting, VSN700-05 | Inventory Item | 2010 |  | No | Inverters | Soligent De-listing | 0
570-1102 | 570-1102 | SolarEdge, SolarEdge Cellular CDMA Kit, includes 5-year prepaid Plan (non-extendable), works with Sprint and Verizon, for 1 inverter, does not require a gateway, SE1000-CDMA2005-S1 | Inventory Item | 588.82 |  | No | Inverters | Soligent De-listing | 0
570-1104 | 570-1104 | SolarEdge, ZigBee Wireless Card, Slave, Type 5 NA, use with SE1000-ZBGW-K5-NA, to plug into Inverter, With External Antenna, Digi International, SE1000-ZB05-SLV-NA | Inventory Item | 119.02 |  | No | Inverters | Soligent De-listing | 0
570-1106 | 570-1106 | Enphase, Envoy S Communications Gateway, Envoy S Standard, w/ Power Cord, 120VAC, Qty. 1, ENV-S-AB-120-A | Inventory Item | 848 |  | No | Inverters | Soligent De-listing | 0
570-1107 | 570-1107 | Enphase, Envoy S Communications Gateway, Envoy S Metered, with integrated Revenue Grade metering, 120VAC, Qty. 1, ENV-S-AM1-120 | Inventory Item | 486.6 |  | No | Inverters | Shippable | 464.73
570-1107_U | 570-1107_U | Enphase, Envoy S Communications Gateway, Envoy S Metered, with integrated Revenue Grade metering, 120VAC, Qty. 1, ENV-S-AM1-120 | Inventory Item | 450.96 |  | No | Inverters | Soligent De-listing | 430.7
570-1108 | 570-1108 | Enphase, Envoy S Metered AC Combiner box with Envoy included, Pre-wired with three pre-installed 2-pole 20A/240VAC AC dinrail circuits, NEMA3R, Qty. 1, XAM1-120 M | Inventory Item | 1050 |  | No | Inverters | Vendor De-listing | 530.3
570-1109 : 570-1109 : 570-1109 : 570-1109_U | 570-1109 : 570-1109 : 570-1109_U | Enphase, Envoy S, Envoy IQ Consumption Monitoring CT, split core current Transformers, Qty. 1, CT-200-SPLIT | Inventory Item | 20.73 |  | No | Inverters | Soligent De-listing | 20.02
570-1110 | 570-1110 | Enphase, Envoy S Cell Modem, Envoy IQ Cell Modem, Enphase Mobile Connect, Plug and Play modem, includes 5 Year ATT 3G data plan, up to 60 Inverters, Qty. 1, CELLMODEM-01 | Inventory Item | 544 |  | No | Inverters | Vendor De-listing | 0
570-1111 | 570-1111 | SMA, Inverter Manager, One Inverter Manager per 42 STP 60 or MLX Inverters, IM-10 | Inventory Item | 5232.5 |  | No | Inverters | Soligent De-listing | 0
570-1112 | 570-1112 | SolarEdge, Irradiance sensor 0-1.4V, SE1000-SEN-IRR-S1 | Inventory Item | 365.67 |  | No | Inverters | Soligent De-listing | 343.32
570-1113 | 570-1113 | SolarEdge, Ambient temperature sensor 0-10V, SE1000-SEN-TAMB-S1 | Inventory Item | 367 |  | No | Inverters | Vendor De-listing | 0
570-1114 | 570-1114 | SolarEdge, Module temperature sensor 4-20mA, SE1000-SEN-TMOD-S1 | Inventory Item | 407 |  | No | Inverters | Vendor De-listing | 0
570-1115 | 570-1115 | SolarEdge, Wind velocity sensor 4-20mA, SE1000-SEN-WIND-S1 | Inventory Item | 1211.6 |  | No | Inverters | Soligent De-listing | 673.11
570-1116 | 570-1116 | SolarEdge, Temperature sensor PSU 24V/1A, SE1000-SEN-PSU-S1 | Inventory Item | 42 |  | No | Inverters | Vendor De-listing | 0
570-1117 | 570-1117 | SolarEdge, StorEdge Consumption Meter without enclosure, 240V, 60Hz, RS485, includes CTs, (2 for Split Phase), choose CT item to add (2) to order: 200A (#570-1118) or 400A (#570-1119), SE-WNC-3D-240-MB | Inventory Item | 427 |  | No | Inverters | Vendor De-listing | 0
570-1118 | 570-1118 | SolarEdge, StorEdge Split-Core 200A CT for Consumption Meter, order this <<----FREE---->>CT part to be included with #570-1117 (SE-WNC-3D-240-MB ), SE-ACT-0750-200 | Inventory Item | 0 |  | No | Inverters | Vendor De-listing | 0
570-1119 | 570-1119 | SolarEdge, StorEdge Split-Core 400A CT for Consumption Meter, order this <<----FREE---->>CT part to be included with #570-1117 (SE-WNC-3D-240-MB ), SE-ACT-1250-400 | Inventory Item | 0 |  | No | Inverters | Vendor De-listing | 0
570-1120 | 570-1120 | SolarEdge, StorEdge Consumption Meter with enclosure, 1-ph, 240V, 60Hz, RS485, NEMA3R, includes 200A CT, SE-MTR240-2-200-S1 | Inventory Item | 593.62 |  | No | Inverters | Vendor De-listing | 0
570-1121 | 570-1121 | Yaskawa Solectria, Solrenview Monitoring, LCD Gateway-Outdoor , Inverter Direct Monitoring for up to 32 PVI-14TL-36TL inverters, SRV-LCD-3PTL-OUTDOOR | Inventory Item | 758.82 |  | No | Inverters | Shippable | 724.72
570-1123 | 570-1123 | SolarEdge, StorEdge Consumption Meter with enclosure, 1-ph, 240V, 60Hz, RS485, NEMA3R, includes 400A CT, SE-MTR240-2-400-S1 | Inventory Item | 875.88 |  | No | Inverters | Vendor De-listing | 0
570-1128 | 570-1128 | Enphase, Line Communication Filter 3-ph, 480VAC, 250A, with PLC Coupling, Qty. 1, LCF-250-PC | Inventory Item | 1082.81 |  | No | Inverters | Soligent De-listing | 1022.66
570-1129 | 570-1129 | SolarEdge, GSM Modem w/SIM, for inverters ≤ 11.4 kW, 12 Yr prepaid plan, works with T-Mobile, for use in US Only, Not for StorEdge, Qty. 1, SE-GSM-R12-US-S1 | Inventory Item | 837.9 |  | No | Inverters | Soligent De-listing | 0
570-1130 | 570-1130 | SolarEdge, GSM Modem w/SIM, for StorEdge 7.6 kW inverters, works with T-Mobile, 12 Yr prepaid plan, for use in US Only, Qty. 1, SE-GSM-R12-US-S2, MOQ of 10 | Inventory Item | 1247.99 |  | No | Inverters | Vendor De-listing | 0
570-1131 | 570-1131 | SolarEdge, Rapid Shutdown Retrofit Kit for 3-Ph SE9KUS & SE14.4KUS 208VAC inverters, (NEC2014), 5 pack of cable pairs with Ring terminal, includes one re-useable Micro-SD card and SD card adapter with firmware files, Qty. 1 pack for 5 inverters, SE1000-RSD-S2-B | Inventory Item | 435 |  | No | Inverters | Soligent De-listing | 0
570-1132 | 570-1132 | SolarEdge, Rapid Shutdown Retrofit Kit for 3-Ph SE14.4KUS & SE33.3KUS inverters, (NEC2014), 5 pack of cable pairs with Ring terminal, includes one re-useable Micro-SD card & SD card adapter with firmware files, Qty. 1 pack for 5 inverters, SE1000-RSD-S3-B | Inventory Item | 433.55 |  | No | Inverters | Vendor De-listing | 0
570-1136 | 570-1136 | Fronius, Smart Meter, 208/240V, 1-Ph or 3-Ph, 50-60Hz, for Primo/Galvo/Symo, 43,0001,3529 | Inventory Item | 240.78 |  | No | Inverters | Vendor De-listing | 229.96
570-1138 | 570-1138 | Suncrest, ZIGBEE TO ETHERNET GATEWAY KIT w/ EXTENDED RANGE ANTENNA + SLAVE KIT, SLE-0012 | Inventory Item | 0 |  | No | Inverters | Soligent De-listing | 0
570-1139 | 570-1139 | SolarEdge, GSM Modem w/SIM, for inverters ≤ 11.4 kW, 12 Yr prepaid plan, works with T-Mobile, for use in US Only, Not for StorEdge, Qty. 1, SE-GSM-R12-US-S1-serialized | Inventory Item | 869.82 |  | No | Inverters | Vendor De-listing | 0
570-1140 | 570-1140 | SolarEdge, GSM Modem w/SIM, for StorEdge 7.6 kW inverters, works with T-Mobile, 12 Yr prepaid plan, for use in US Only, Qty. 1, SE-GSM-R12-US-S2, MOQ of 10-serialized | Inventory Item | 1359.77 |  | No | Inverters | Vendor De-listing | 0
570-1141 | 570-1141 | SolarEdge, SolarEdge Cellular CDMA Kit, includes 5-year prepaid Plan (non-extendable), works with Sprint and Verizon, for 1 inverter, does not require a gateway, SE1000-CDMA2005-S1-serialized | Inventory Item | 545.54 |  | No | Inverters | Soligent De-listing | 0
570-1142 : 570-1142 : 570-1142 : 570-1142_U | 570-1142 : 570-1142 : 570-1142_U | Enphase, IQ Envoy, Single Phase, Metered Revenue Grade, accuracy (ANSI C12.20 +/- 0.5%) with Calibrated Solid-Core CT, Consumption Metering available when used with Split Core CTs, ENV-IQ-AM1-240 M | Inventory Item | 450.96 |  | No | Inverters | Soligent De-listing | 435.59
570-1143 | 570-1143 | Enphase, AC Combiner with IQ Envoy, Single Phase, Revenue Grade accuracy (ANSI C12.20 +/- 0.5%) with Calibrated Solid-Core CT, 3, 20A breakers included, 60A, Consumption Metering available when used with Split Core CTs, X-IQ-AM1-240-B M | Inventory Item | 750 |  | No | Inverters | Vendor De-listing | 0
570-1145 | 570-1145 | SolarEdge, GSM Modem w/SIM, for up to 32 Commercial (208 or 480V) Inverters, or up to 500kW-DC, works with T-Mobile, Monitoring Service MUST be purchased from SolarEdge directly, for use in US Only, SE-GSM-R05-US-S4-serialized | Inventory Item | 2338.7 |  | No | Inverters | Vendor De-listing | 1218.07
570-1146 | 570-1146 | SMA, TS4-R, Rooftop Communication Kit, includes Cloud Connect, Gateway, WLAN Antenna, use with TS4-R Add-on-Module & -40 SMA Inverters, NEC 2014 RSD Compliant, ROOFCOMMKIT-P1-US | Inventory Item | 192.99 |  | No | Inverters | Vendor De-listing | 0
570-1147 | 570-1147 | SMA, TS4-R, Cloud Connect Outdoor Kit, For Non SMA -40 Inverters, Includes: CCA, 1 Gateway, CCA 24 VDC power supply, outdoor enclosure with DIN rail for the CCA and power supply, 348-00000-00 | Inventory Item | 518.9 |  | No | Inverters | Vendor De-listing | 0
570-1149 | 570-1149 | SolarEdge, / StorEdge, Consumption Meter with enclosure, 1-ph, 240V, 60Hz, RS485, NEMA3R, NO CT’s, Add 2, 200A or 400A CT’s, SE-MTR240-0-000-S1 | Inventory Item | 468 |  | No | Inverters | Soligent De-listing | 0
570-1150 | 570-1150 | SolarEdge, 200A CT, 2 used with 240V Consumption Meter, SEACT0750-200NA-20 | Inventory Item | 30.22 |  | No | Inverters | Vendor De-listing | 28.54
570-1152 | 570-1152 | SolarEdge, Commercial Consumption Meter or RGM, with enclosure, 3-ph, 208V, 60Hz, RS485, NEMA3R, Add CT’s, not included, SE-RWND-3D-208-MB 3PH | Inventory Item | 670.92 |  | No | Inverters | Vendor De-listing | 0
570-1153 | 570-1153 | SolarEdge, Commercial RGM or Consumption Meter, 3-ph, 480V Delta, 60Hz, RS485, Add CT’s not included, SE-RWND-3D-480-MB | Inventory Item | 670.92 |  | No | Inverters | Vendor De-listing | 353.12
570-1154 | 570-1154 | SolarEdge, 150A CT, Current Transformer, used with Commercial Consumption/RGM Meter, Set of 3, SE-ACT-0750-150 | Inventory Item | 243.76 |  | No | Inverters | Vendor De-listing | 0
570-1155 | 570-1155 | SolarEdge, 300A CT, Current Transformer, used with Commercial Consumption/RGM Meter, Set of 3, SE-ACT-1250-300 | Inventory Item | 479.98 |  | No | Inverters | Soligent De-listing | 453.31
570-1157 | 570-1157 | Enphase, Envoy S Metered AC Combiner box with Envoy included, Pre-wired with 3 pre-installed 2-pole 20A/240V AC breakers, for 3 Inverter or 2 Inverter + 1 battery circuits, NEMA3R, Qty. 1, XAM1-120-B M | Inventory Item | 1443.99 |  | No | Inverters | Vendor De-listing | 0
570-1158 | 570-1158 | Enphase, Envoy S, Envoy IQ Cell Modem, Enphase Mobile Connect, Plug and Play modem, includes 12 Year ATT 4G data plan, up to 60 Inverters, Qty. 1, CELLMODEM-03 | Inventory Item | 1150 |  | No | Inverters | Vendor De-listing | 586.73
570-1160 | 570-1160 | SMA, Sensor Module for -40 inverters, MD.SEN-US-40 | Inventory Item | 144.08 |  | No | Inverters | Shippable | 137.61
570-1161 | 570-1161 | Enphase, Envoy S, Envoy IQ Cell Modem-Data Up-Grade, for an additional 1-60 Micros, use with Cell Modem 01 or 03, Qty. 1, CELLMODEM-ADD | Inventory Item | 300 |  | No | Inverters | Vendor De-listing | 0
570-1162 | 570-1162 | Enphase, Line Communication Filter 3-Phase 208Vac, 250A, Qty. 1, Q-LCF-250-3P | Inventory Item | 1299.98 |  | No | Inverters | Soligent De-listing | 747.11
570-1163 | 570-1163 | Enphase, Line Communication Filter 3-Phase 208Vac, 250A, Qty. 1, Q-LCF-250-3P | Inventory Item | 854.81 |  | No | Inverters | Shippable | 816.39
570-1165 | 570-1165 | Enphase, AC Combiner with IQ Envoy, Single Phase, Revenue Grade accuracy (ANSI C12.20 +/- 0.5%) with Calibrated Solid-Core CT, Space for 4 Eaton BR 20A 2P Breakers NOT included, 80A, Consumption Metering available when used with Split Core CTs, X-IQ-AM1-240-2 M | Inventory Item | 825 |  | No | Inverters | Vendor De-listing | 0
570-1166 | 570-1166 | Huawei, Custom Item, Enter Quote Number and Custom Price | Inventory Item | 825 |  | No | Inverters | Soligent De-listing | 0
570-1167 | 570-1167 | SMA, Speedwire Webconnect communication interface data module, for TL-22 and STP Inverters, retrofit kit, SWDM-US-10.00.01 | Inventory Item | 127.69 |  | No | Inverters | Vendor De-listing | 120.6
570-1169 | 570-1169 | SMA, Data Manager M, for monitoring up to 50 inverters with Webconnect/Speedwire, optional sensor inputs, Ethernet, NEMA 1, Requires 24Vdc Power Supply not included, EDMM-US-10 | Inventory Item | 877.85 |  | No | Inverters | Shippable | 838.39
570-1170 | 570-1170 | SMA, TS4-R, Rooftop Communication Kit Phase 2, includes, Gateway, Gateway Interface Board, use with TS4-R Add-on-Module & SB-40 Inverters, supports up to 3 Gateways, NEC 2014 RSD Compliant, ROOFCOMMKIT-P2-US | Inventory Item | 153.72 |  | No | Inverters | Vendor De-listing | 0
570-1171 | 570-1171 | OutBack, ProHarvest, Communication Gateway, 120V. Includes Ethernet Cable, memory card for logging and storage of results and 120V power cable, PROGW-A-120 | Inventory Item | 1188 |  | No | Inverters | Vendor De-listing | 0
570-1172 | 570-1172 | OutBack, ProHarvest, Communication Gateway, 277V. Includes Ethernet Cable, memory card for logging and storage of results and 277V power cable, PROGW-A-277 | Inventory Item | 1188 |  | No | Inverters | Vendor De-listing | 0
570-1173 | 570-1173 | OutBack, ProHarvest, Gateway Memory Card. Used for data logging, MCRD-A | Inventory Item | 39.6 |  | No | Inverters | Vendor De-listing | 0
570-1175 | 570-1175 | SMA, Energy Meter, 230/400V/50Hz Single or Three-Phase, Bidirectional Energy Management Meter, European Version, EMETER-20 | Inventory Item | 574.56 |  | No | Inverters | Vendor De-listing | 0
570-1176 | 570-1176 | SimpliPhi, AccESS with Schneider XW+ 6848, ComBox with LED on Door, SCH-865-1058 | Inventory Item | 500 |  | No | Inverters | Vendor De-listing | 0
570-1177 | 570-1177 | SMA, Revenue Grade Meter (RGM) RS485 Bundle for use w/o Cellular LTE Modem, for -40, -41 Single Phase Inverters, Includes 485 Module, SunSpec Certified, RGM05KIT-US-10-485 | Inventory Item | 437.27 |  | No | Inverters | Vendor De-listing | 0
570-1180 | 570-1180 | Enphase, AC Combiner-3 Replacement IQ Envoy PCB, XA-ENV-PCBA-3 | Inventory Item | 600 |  | No | Inverters | Soligent De-listing | 333.33
570-1181 | 570-1181 | Locus Energy, LGate 120, Revenue-Grade Meter, with 5 Year Verizon 4G-LTE Cellular Service, 1-Ph, 240VAC, 200A, NEMA 3R, Requires Form 2S (4-Jaw) Socket, No Ethernet Connection, Dealer must return New Dealer Form to Locus, LGate120-LTEx-5Y | Inventory Item | 1300 |  | No | Inverters | Vendor De-listing | 747.13
570-1182 | 570-1182 | Locus Energy, LGate 120, Revenue-Grade Meter, with 10 Year Verizon 4G-LTE Cellular Service, 1-Ph, 240VAC, 200A, NEMA 3R, Requires Form 2S (4-Jaw) Socket, No Ethernet Connection, Dealer must return New Dealer Form to Locus, LGate120-LTEx-10Y | Inventory Item | 2640 |  | No | Inverters | Vendor De-listing | 1517.24
570-1183 | 570-1183 | Enphase, IQ, Aggregator Replacement Fuse Board, Q-BA-3-1P-PCBA | Inventory Item | 132 |  | No | Inverters | Soligent De-listing | 0
570-1185 | 570-1185 | SMA, Revenue Grade Meter (RGM) for use with Cellular LTE Modem, for -40, -41 Single Phase Inverters, SunSpec Certified , RGM05KIT-US-10 | Inventory Item | 349.82 |  | No | Inverters | Soligent De-listing | 201.05
570-1186 | 570-1186 | SolarEdge, ZigBee to Ethernet Gateway Kit with Extended Range Antenna & 1 Slave Module, Use with SetApp Inverter only, SE-ZBGW-B-S1-NA | Inventory Item | 239.65 |  | No | Inverters | Vendor De-listing | 226.33
570-1187 | 570-1187 | SolarEdge, ZigBee Wireless Slave Card, use with SE-ZBGW-B-S1-NA Gateway Kit, with External Antenna, Use with SetApp Inverters only, SE-ZBSLV-B-S1-NA | Inventory Item | 74.84 |  | No | Inverters | Vendor De-listing | 70.68
570-1192 | 570-1192 | SolarEdge, & StorEdge, Single Phase Consumption Meter with Enclosure and 5 year Cellular Data Plan, 240V, 60Hz, NEMA 3R, NO CT’s, Add Current Transformers (CT’s), SE-MTR240-C-R05-S2 | Inventory Item | 908.7 |  | No | Inverters | Vendor De-listing | 0
570-1195 | 570-1195 | Enphase, Envoy IQ LTE-M1 Cell Modem, Enphase Mobile Connect, Plug and Play modem, includes 5 Year data plan for Bermuda, up to 60 Inverters, CELLMODEM-02 M | Inventory Item | 320 |  | No | Inverters | Vendor De-listing | 309.09
570-1197 | 570-1197 | Enphase, AC Combiner Box-3C-ES with IQ Envoy, and 2 Split Core Consumption CT’s, 80A, 240V Split-Phase, Revenue Grade accuracy (ANSI C12.20 +/- 0.5%) with Calibrated Solid-Core Production CT, Space for 4 Eaton BR 2 Pole Breakers NOT included, with integrated LTE-M cell modem and 5 year data plan for up to 60 IQ Inverters for US, Puerto Rico, Canada, and Mexico, X-IQ-AM1-240-3C-ES | Inventory Item | 1522 |  | No | Inverters | Soligent De-listing | 874.71
570-1198 | 570-1198 | Tesla Backup Gateway 2, 120/240Vac, RGM, Ethernet, Cellular (3G, LTE/4G), Wi-Fi, for up to 10 Powerwall 2 AC coupled units, RGM, NEMA 3R, Powerwall Backup Gateway 2 | Inventory Item | 1000 |  | No | Inverters | Soligent De-listing | 0
570-1200 | 570-1200 | SMA, Data Manager M Lite, for monitoring up to 5 Devices, Inverters, I/O Interface, Max 30kVA total PV Inverters, Ethernet, RS-485, NEMA 1, Requires 24Vdc Power Supply not included, EDMM-10.A | Inventory Item | 356.94 |  | No | Inverters | Shippable | 340.9
570-1201 | 570-1201 | SolarEdge, RS-485 Surge Protection kit, for 3 Phase Inverters, Pack of 5, SE-RS485-SPD3-B-K4 | Inventory Item | 86.95 |  | No | Inverters | Soligent De-listing | 82.12
570-1205 | 570-1205 | Schneider Electric, Insight Facility (Gateway), 865-0335 | Inventory Item | 810.88 |  | No | Inverters | Shippable | 750.06
570-1221 | 570-1221 | Enphase, Mobile Connect, LTE CAT M1 Cell Modem, Plug and Play Modem, includes 5 Year ATT Data Plan for US, Puerto Rico, US Virgin Islands, Canada, Mexico up to 60 Inverters, CELLMODEM-M1-06-AT-05 | Inventory Item | 357.73 |  | No | Inverters | Shippable | 345.53
570-1223 | 570-1223 | Enphase, Mobile Connect, MTUC LTE CAT M1 Cell Modem, with Internal Antenna, USB Interface, includes 5 Year Data Plan for US, Puerto Rico, US Virgin Islands, up to 60 Inverters, CELLMODEM-M1-B | Inventory Item | 357.73 |  | No | Inverters | Vendor De-listing | 345.53
570-1224 | 570-1224 | Enphase, Solid Core 200A Current Transformer (CT), +/- 2.5% Accuracy, Qty. 1, CT-200-SOLID | Inventory Item | 22.36 |  | No | Inverters | Shippable | 21.6
570-1225 | 570-1225 | Enphase, Line Communication Filter 3-ph, 250A, Without PLC Coupling, Qty. 1, LCF-250 | Inventory Item | 1350.92 |  | No | Inverters | Vendor De-listing | 1266.49
570-1227 | 570-1227 | Enphase, IQ Combiner-4 with IQ Gateway and 2 Split Core Consumption CTs, Single Phase, Revenue Grade accuracy (ANSI C12.20 +/- 0.5%) Calibrated Solid-Core Production CT, Space for 4 PV Branch Circuits with Hold Down kits, Breakers NOT included, 80A, with integrated Cell Modem and 5 Year Sprint Data Plan for US, Puerto Rico and Canada, Use with IQ-6, IQ-7 or IQ-8, X-IQ-AM1-240-4C | Inventory Item | 1051.07 |  | No | Inverters | Soligent De-listing | 949.76
570-1231 | 570-1231 | SolarEdge, Replacement 4G Cell Modem, for all SetApp Enabled Commercial (208 or 480) 3 Phase Inverters, up to 200kW-AC, with Sprint CDMA and T-Mobile GSM 3G Networks, for use in US Only, CELL-B-R05-US-P-S4 | Inventory Item | 673.11 |  | No | Inverters | Shippable | 631.98
570-1232 | 570-1232 | SolarEdge, Replacement 4G Cell Modem, for all SetApp Enabled Commercial (208 or 480) 3 Phase Inverters, up to 1MW-AC, with Sprint CDMA and T-Mobile GSM 3G Networks, for use in US Only, CELL-B-R05-US-P-S5 | Inventory Item | 1580.12 |  | No | Inverters | Shippable | 1483.56
570-1234 | 570-1234 | SolarEdge, Replacement 4G Cell Modem, for all Commercial (208 or 480) 3 Phase Inverters with a Display, up to 200kW-AC, with Sprint CDMA and T-Mobile GSM 3G Networks, for use in US Only, CELL-A-R05-US-P-S4 | Inventory Item | 673.11 |  | No | Inverters | Shippable | 631.98
570-1235 | 570-1235 | SolarEdge, Replacement 4G Cell Modem, for all Commercial (208 or 480) 3 Phase Inverters with a Display, up to 1MW-AC, with Sprint CDMA and T-Mobile GSM 3G Networks, for use in US Only, CELL-A-R05-US-P-S5 | Inventory Item | 1580.12 |  | No | Inverters | Shippable | 1483.56
570-1236 | 570-1236 | SolarEdge, Gateway (Wi-Fi) Antenna, for additional Inverters, SE-ANT-ZB-WIFI-01 | Inventory Item | 23.67 |  | No | Inverters | Vendor De-listing | 22.22
570-1238 | 570-1238 | SMA, Data Manager M, for monitoring up to 50 inverters with Ethernet, NO WLAN (Wi-FI), optional sensor inputs, Ethernet, NEMA 1, Requires 24Vdc Power Supply not included, EDMM-US-10X | Inventory Item | 877.85 |  | No | Inverters | Shippable | 838.39
570-1239 | 570-1239 | Yaskawa Solectria, G-4 Ethernet Card, for PVI 25/36/50/60TL, Ethernet Network Card for Remote Troubleshooting and Update, 1 Per Site, up to 32 Inverters, ENC-G4 | Inventory Item | 1133.33 |  | No | Inverters | Vendor De-listing | 1062.5
570-1241 | 570-1241 | Yaskawa Solectria, Connectivity Package includes: ENC-G4 hardware, Portal Access and Cellular SIM, for PVI 25/36/50/60TL, for Monitoring, Remote Troubleshooting and Update, 1 Per Site, up to 10 Inverters, ENC-PORT-C510 | Inventory Item | 2186.67 |  | No | Inverters | Shippable | 2050
570-1242 | 570-1242 | Solis, Cellular 4G Data-Logging Stick SOLIS-DLS-C-5 | Inventory Item | 301.2 |  | No | Inverters | Shippable | 287.36
570-1243 | 570-1243 | Solis, Wi-Fi Data-Logging Stick, SOLIS-DLS-WIFI | Inventory Item | 48.19 |  | No | Inverters | Shippable | 45.98
570-1249 | 570-1249 | Yaskawa Solectria, G-5 Ethernet Card, for PVI 25/36/50/60TL, Ethernet Network Card for Remote Troubleshooting and Update, 1 Per Site, up to 32 Inverters, ENC-G5 | Inventory Item | 1526.67 |  | No | Inverters | Shippable | 1316.09
570-2232 | 570-2232 | Generac, Plug to add Line 2 and Line 3 to a CP-GWY-100, CP-100-3PH-ADPTR | Inventory Item | 11.45 |  | No | Inverters | Shippable | 10.77
570-2233 | 570-2233 | Generac, ZW095-A Power Meter, CP-HEM | Inventory Item | 189.02 |  | No | Inverters | Shippable | 177.83
570-2234 | 570-2234 | Generac, ZW117 Repeater, CP-ZW-REP | Inventory Item | 72.16 |  | No | Inverters | Shippable | 67.89
570-2235 | 570-2235 | Aptos, Data Transfer Unit, (DTU) with 4G Cell Modem, DTU_MAC_4G | Inventory Item | 270.59 |  | No | Inverters | Shippable | 261.36
570-2238 | 570-2238 | APsystems, 4G LTE Cellular Dongle for ECU, 12136130010 | Inventory Item | 425.33 |  | No | Inverters | Shippable | 375.29
570-2242 | 570-2242 | Outback, Communications Controller for Radian/FXR, NO Internet/Optics RE, Modbus Interface, MATE3SL | Inventory Item | 354.22 |  | No | Inverters | Shippable | 337.93
575-0175 | 575-0175 | Battery Monitor | Inventory Item | 15.95 |  | No | Inverters | Soligent De-listing | 0
575-0199 | 575-0199 | SMA, Sunny Beam Power Supply, BEAM-BT-SUPPLY | Inventory Item | 93 |  | No | Inverters | Vendor De-listing | 0
575-0222 | 575-0222 | Yaskawa Solectria, SolrenView Monitoring Subscription, 1001kW-2000kW, 10 Years , SRV-SERVICE-2000KW-10Y | Non-inventory Item | 10399.99 |  | Yes | Inverters | Initiating | 0
575-0223 | 575-0223 | Yaskawa Solectria, SolrenView Monitoring Subscription, 501kW-1000kW, 5 Years, SRV-SERVICE-1000KW-05Y | Non-inventory Item | 3099.99 |  | Yes | Inverters | Shippable | 0
577-0237 | 577-0237 | Enphase, Clipper-Creek, AZF Hardwired EV Charger, 240V, 32A Charging with 25’ Gen-2 J17772 Connector, Hardwired, A01-0401-00-000 | Inventory Item | 550.67 |  | No | Inverters | Shippable | 509.88
577-0238 | 577-0238 | Enphase, Clipper-Creek, AZF-40-LC-C13-P6-L25-13 Plug-In EV Charger, 240V, 32A Charging with 25’ Gen-2 J17772 Connector, with NEMA 14-50 Plug, A01-0402-00-000 | Inventory Item | 568 |  | No | Inverters | Shippable | 525.93
577-0250 | 577-0250 | Enphase, Clipper-Creek, HCS Level 2 EV Charger, Hardwired 240V 48A with 25’ Gen-2 J17772 Connector, HCS-60 (0920-00-000) | Inventory Item | 1054.67 |  | No | Inverters | Shippable | 909.2
580-0000 | 580-0000 | Storz Power, Tigo TS4-A-2F, Rapid Shutdown Module, Add-on- Module for 2 PV Modules, 16-80V, 25Isc (per channel), MC-4, Requires Tigo RSS Transmitter, 10330 | Inventory Item | 56.45 |  | No | Inverters | Shippable | 53.91
580-0002 : 580-0002 : 580-0002_U | 580-0002 : 580-0002_U | APsmart, Transmitter-PLC, 29mm ID Dual Core NO Power Supply, SunSpec Certified, 406000 | Inventory Item | 39.33 |  | No | Inverters | Soligent De-listing | 33.91
580-0003_U | 580-0003_U | APsmart, Transmitter-PLC, 29mm ID Single Core NO Power Supply, SunSpec Certified, 406001 | Inventory Item | 34.53 |  | No | Inverters | Soligent De-listing | 29.77
580-0004 | 580-0004 | APsmart, Rapid Shutdown PLC Device (RSD-S-PLC), 1000V UL/TUV, 8-80Vdc Input, 250mm (~9.8”) Input/1200mm (~47”) Output Cable, MC4, IP68, SunSpec Certified, 405002 | Inventory Item | 21.81 |  | No | Inverters | Shippable | 20.83
580-0004 : 580-0004 : 580-0004 : 580-0004_U | 580-0004 : 580-0004 : 580-0004_U | APsmart, Rapid Shutdown PLC Device (RSD-S-PLC), 1000V UL/TUV, 8-80Vdc Input, 250mm (~9.8”) Input/1200mm (~47”) Output Cable, MC4, IP68, SunSpec Certified, 405002 | Inventory Item | 24.41 |  | No | Inverters | Vendor De-listing | 23.31
580-0045 | 580-0045 | Schneider Electric, MPPT Disconnect RS with Integrated PLC transmitter, Compatible with Tigo TS4-F, UL 1699B Arc fault detection, 865-1036 | Inventory Item | 836.73 |  | No | Inverters | Shippable | 721.32
580-0046 | 580-0046 | Schneider Electric, Rapid Shutdown Initiator Switch, 865-1039 | Inventory Item | 76.27 |  | No | Inverters | Shippable | 71.5
580-0047 | 580-0047 | SMA, Combiner Disconnect Switch, 600VDC, 30A, fused with 4 10A Fuses Included, COMBI-SWITCH-10 | Inventory Item | 456 |  | No | Inverters | Vendor De-listing | 0
580-0049 | 580-0049 | APsmart, Transmitter-PLC Outdoor Kit, includes PLC-Transmitter with 29mm ID Dual Cores, IP65 Outdoor Enclosure, 85-264VAC Power Supply, SunSpec Certified, 408007 | Inventory Item | 186.8 |  | No | Inverters | Vendor De-listing | 107.36
580-0052 | 580-0052 | APsmart, Transmitter-PLC Outdoor Kit, includes PLC-Transmitter with 29mm ID Single Core, IP65 Outdoor Enclosure, 180-550VAC Power Supply, SunSpec Certified, 408004 | Inventory Item | 232.8 |  | No | Inverters | Vendor De-listing | 133.79
580-0055 | 580-0055 | APsmart, Transmitter-PLC Outdoor Kit, includes PLC-Transmitter with 29mm ID Dual Cores, IP65 Outdoor Enclosure, 180-550VAC Power Supply, SunSpec Certified, 408005 | Inventory Item | 159.07 |  | No | Inverters | Shippable | 137.13
580-0061 | 580-0061 | Yaskawa Solectria, Wiring Box for PVI 25TL-208 Transformerless Inverter, 6 Fused Inputs (2 per Zone), 20A Fuses Included, includes PLC Transmitter and Bleed-Down Circuit for Module-Level Rapid Shutdown with APsmart Receiver, [MUST ADD INVERTER], PVI-25TL-208WB-APS | Inventory Item | 2306.67 |  | No | Inverters | Shippable | 1988.51
580-0061 : 580-0061_S | 580-0061_S | Yaskawa Solectria, Wiring Box for PVI 25TL-208 Transformerless Inverter, 6 Fused Inputs (2 per Zone), 20A Fuses Included, includes PLC Transmitter and Bleed-Down Circuit for Module-Level Rapid Shutdown with APsmart Receiver, [MUST ADD INVERTER], PVI-25TL-208WB-APS | Inventory Item | 1933.33 |  | No | Inverters | Soligent De-listing | 1666.67
580-0074 | 580-0074 | SMA, RS485 Power Injector supply unit, Includes plug-in power supply and mounting materials, Power-Injector | Inventory Item | 185 |  | No | Inverters | Vendor De-listing | 0
580-0102 | 580-0102 | SMA, Sunny Boy REPLACEMENT Disconnect, Transformerless (unfused), for SB6000TLUS-12 to SB11000TLUS-12 Inverters (with AFCI), DC-DISCONTLUS-12(Replacement) | Inventory Item | 400.82 |  | No | Inverters | Vendor De-listing | 0
580-0104 | 580-0104 | SMA, Sunny Boy Disconnect, Transformerless, Included with SB3000TLUS-22 to SB7700TLUS-22 Inverters: Add this item to inverter order, Box 2 of 2, DC-DISCON2TLUS-10(included) | Inventory Item | 400.44 |  | No | Inverters | Soligent De-listing | 0
580-0105 | 580-0105 | SMA, Sunny Boy Disconnect, Transformerless, Included with SB6000 to SB11000TL-US-12 Inverters:Add this item to inverter order, Box 2 of 2, DC-DISCONTLUS-12(included) | Inventory Item | 89.07 |  | No | Inverters | Vendor De-listing | 81.8
580-0113 | 580-0113 | SMA, Sunny Tripower DC Connection Unit, order this item separately in addition to STP 12/ 15/ 20/ 24000TL-US-10 inverters, 600V & 1000V, (add 16 midget 1000VDC fuses #540-0090), CU1000-US-10 | Inventory Item | 710.14 |  | No | Inverters | Vendor De-listing | 0
580-0114 | 580-0114 | Fronius, Rapid Shutdown Box, Single String, for all single phase inverters 1.5 kw to 8.2 kw, 2 ports for 3/4" conduit, 12.5A, 600VDC, No DC Disconnect switch, includes mounting Bracket, 4,240,151 | Inventory Item | 314.32 |  | No | Inverters | Vendor De-listing | 0
580-0117 | 580-0117 | OutBack, 16 Amp DIN mount Relay for IMO FireRaptor Shutdown Switch Connection, OBR-16-24-DIN | Inventory Item | 25 |  | No | Inverters | Shippable | 23.08
580-0118 | 580-0118 | SMA, Sunny Boy Disconnect, Transformerless, Included with 8000TL/9000TL/10000TL-US-10 Inverters (without AFCI), Box 2 of 2, DC-DISCONTLUS-10(included) | Inventory Item | 0 |  | No | Inverters | Vendor De-listing | 0
580-0119 | 580-0119 | SMA, Sunny Boy Disconnect, with 4x15A fused inputs, Included with SB3000 to SB8000US-10 inverters (without AFCI), Box 2 of 2, DC DISCONU-21(included) | Inventory Item | 0 |  | No | Inverters | Vendor De-listing | 0
580-0120 | 580-0120 | SMA, Sunny Boy Disconnect, with 4x15A fused inputs, Included with SB3000 to SB8000US-12 inverters (with AFCI or for SB3000-8000US-10 inverters (without AFCI)): Add to inverter order, Box 2 of 2, DC-DISCONU-22(included) | Inventory Item | 0 |  | No | Inverters | Soligent De-listing | 0
580-0121 | 580-0121 | Fronius, Rapid Shutdown Box, Multi String, for all 600 Volt inverters 3.8 kW to 15 kW, 4 strings in, 2 channels out, 25A, 600VDC, Integrated DC Disconnect switch, includes mounting Bracket, 4,240,152 | Inventory Item | 529.28 |  | No | Inverters | Vendor De-listing | 0
580-0122 | 580-0122 | SMA, Rapid Shutdown Box, 600V, 4 strings, 2 in parallel per channel, RSB-2S-US-10 | Inventory Item | 511.28 |  | No | Inverters | Vendor De-listing | 0
580-0123 | 580-0123 | SMA, Rapid Shutdown Controller, RSC-1X-US-10 | Inventory Item | 87.5 |  | No | Inverters | Vendor De-listing | 0
580-0124 | 580-0124 | Outback, ICS Plus Rapid Shutdown Initiator (RSI), AFCI, RSI | Inventory Item | 548.61 |  | No | Inverters | Shippable | 464.71
580-0125 | 580-0125 | Outback, ICS Plus breaker control module, includes DC Power supply, provides isolated 24VDC from a 24VDC or 48VDC nominally-rated battery bank, BKR-CTRL-DC | Inventory Item | 462 |  | No | Inverters | Soligent De-listing | 265.52
580-0126 | 580-0126 | Yaskawa Solectria, Wiring Box Standard, for PVI 50/60TL Transformerless Inverter, 15 Fused Inputs (5 per Zone), 20A fuses included, PVI-50-60TL-BX-S20 | Inventory Item | 2400 |  | No | Inverters | Shippable | 2068.97
580-0127 | 580-0127 | Yaskawa Solectria, Wiring Box H-4, for PVI 50/60TL Transformerless Inverter, 15 Fused Inputs (5 per Zone), 15A fuses included, with Amphenol H4 PV Connectors, PVI-50-60TL-BX-H | Inventory Item | 2880 |  | No | Inverters | Soligent De-listing | 1655.17
580-0128 | 580-0128 | Fronius, Rapid Shutdown Box, Multi String, for all 600 Volt inverters 3.8 kW to 15 kW, 4 strings in, 2 channels out, 25A, 600VDC, Integrated DC Disconnect switch, includes mounting Bracket, 4,240,152 | Inventory Item | 314.32 |  | No | Inverters | Vendor De-listing | 0
580-0129 | 580-0129 | Yaskawa Solectria, Wiring Box Standard, for XGI 1000-65-UL and XGI 1000-60-UL Transformerless Inverter, 16 Fused Inputs (4 per MPPT Zone), 15A fuses included, WB-16-STD-15A | Inventory Item | 2714.29 |  | No | Inverters | Soligent De-listing | 2235.29
580-0130 | 580-0130 | Fronius, Rapid Shutdown Box-QUATTRO, Multi String, for all 600 Volt inverters 3.8 kW to 15 kW, 2 strings in (4 when used with Branch Connectors), MC-4, 2 Channels out, 25A/25A, 600VDC, includes mounting Bracket, 4,240,154 | Inventory Item | 225.28 |  | No | Inverters | Vendor De-listing | 215.49
580-0131 | 580-0131 | Fronius, Rapid Shutdown Box-DUO, Single/Dual String, for all 600 Volt inverters 3.8 kW to 15 kW, 1 string in (2 when used with Branch Connectors), MC-4, 1 Channel Out, 25A, 600VDC, includes mounting Bracket, 4,240,153 | Inventory Item | 156.97 |  | No | Inverters | Vendor De-listing | 135.32
580-0132 | 580-0132 | SMA, Sunny Tripower DC Connection Unit, order this item separately in addition to STP 12/15/20/24/30000TL-US inverters, 1000V, (Includes integration kit), CU1000-US-11 | Inventory Item | 973.99 |  | No | Inverters | Vendor De-listing | 263.16
580-0133 | 580-0133 | Midnite Solar, 90-305VAC Shut Off Box (SOB) Transmitter, up to 6 Strings, use with SOB Receiver, MNLSOB-T1-AC | Inventory Item | 66.44 |  | No | Inverters | Vendor De-listing | 61.88
580-0134 | 580-0134 | Midnite Solar, 600VDC Shut Off Box (SOB) Receiver, for String or Module Level Shutdown, use with SOB Transmitter, MNLSOB-R1-600 | Inventory Item | 91.3 |  | No | Inverters | Soligent De-listing | 52.47
580-0136 | 580-0136 | Midnite Solar, 12VDC Shut Off Box (SOB) Transmitter, up to 6 Strings, use with SOB Receiver, MNLSOB-T1-600 | Inventory Item | 79.2 |  | No | Inverters | Soligent De-listing | 45.52
580-0137 | 580-0137 | Midnite Solar, Shut Off Box (SOB) Bleed Down Box, Use where Inverter cannot Bleed-Down Caps in 30 seconds, MNBLEEDER | Inventory Item | 302.5 |  | No | Inverters | Soligent De-listing | 173.85
580-0138 | 580-0138 | Innovative-Solar, Rapid-Shutdown Emergency Stop Button, ISI-ESTOP | Inventory Item | 150 |  | No | Inverters | Soligent De-listing | 0
580-0139 | 580-0139 | Innovative-Solar, Rapid-Shutdown Emergency Stop Switch, ISI-DCSWITCH | Inventory Item | 150 |  | No | Inverters | Soligent De-listing | 0
580-0141 | 580-0141 | OutBack, SkyBox, DC Power Supply, 24Vdc from 48Vdc Nominal Battery Bank, use with SkyBox RSD Box, PWRSPLY-24 | Inventory Item | 65.28 |  | No | Inverters | Shippable | 60.26
580-0142 | 580-0142 | OutBack, SkyBox, AC Power Supply, 24Vdc from 120/240VAC Grid Source, use with SkyBox RSD Box, PWRSPLY-24-A | Inventory Item | 220 |  | No | Inverters | Vendor De-listing | 126.44
580-0143 | 580-0143 | Yaskawa Solectria, Wiring Box, for PVI 50/60TL Transformerless Inverter, 15 Fused Inputs (5 per Zone), 20A fuses included, with PLC Transmitter, Use with Tigo-F Modules, PVI-50-60TL-WIREBOX-BX-R | Inventory Item | 3280 |  | No | Inverters | Vendor De-listing | 1885.06
580-0144 | 580-0144 | Pika, SnapRS, In-line RSD Disconnect Installed between each PV Module for NEC 2017 RSD, RS801 | Inventory Item | 30 |  | No | Inverters | Vendor De-listing | 0
580-0145 | 580-0145 | Outback, AC-Coupled Generator Back-Up Protection Relay Kit, Protects connected generators from incidental current back-feed, GS-AC-GEN-KIT | Inventory Item | 216.67 |  | No | Inverters | Shippable | 183.53
580-0151 | 580-0151 | OutBack, IMO FireRaptor Kit, 16 OBFRS-01 Module Level Shutdown Devices, 1 OBFRS-ESW1 Shutdown Switch and 24V Relay, NEC-2017 RSD, OutBack FireRaptor Kit | Inventory Item | 1414.76 |  | No | Inverters | Vendor De-listing | 0
580-0154 | 580-0154 | IMO, FireRaptor Single Rapid Shutdown Unit, NEC-2017 RSD, 1 per PV Module, FRS-01 | Inventory Item |  |  | No | Inverters | Shippable | 0
580-0155 | 580-0155 | IMO, FireRaptor, Emergency Shutdown Switch, with 24V Power Supply, for up to 20 FireRaptor Shutdown Modules, FRS-ESW1 | Inventory Item |  |  | No | Inverters | Shippable | 0
580-0156 | 580-0156 | IMO, FireRaptor, Emergency Shutdown Switch, with 24V Power Supply, for up to 50 FireRaptor Shutdown Modules, FRS-ESW1-24 | Inventory Item |  |  | No | Inverters | Shippable | 0
580-0157 | 580-0157 | IMO, FireRaptor, Emergency Shutdown Switch, with 24V Power Supply, for up to 75 FireRaptor Shutdown Modules, FRS-ESW1-310 | Inventory Item |  |  | No | Inverters | Shippable | 0
580-0158 | 580-0158 | IMO, FireRaptor, Emergency Shutdown Switch, with 24V Power Supply, for up to 125 FireRaptor Shutdown Modules, FRS-ESW1-610 | Inventory Item |  |  | No | Inverters | Shippable | 0
580-0159 | 580-0159 | IMO, FireRaptor, Emergency Shutdown Switch, with 24V Power Supply, for up to 20 FireRaptor Shutdown Modules, with Key Lock, FRS-ESW1-K | Inventory Item |  |  | No | Inverters | Shippable | 0
580-0160 | 580-0160 | IMO, FireRaptor, Emergency Shutdown Switch, with 24V Power Supply, for up to 50 FireRaptor Shutdown Modules, with Key Lock, FRS-ESW1-24-K | Inventory Item |  |  | No | Inverters | Shippable | 0
580-0161 | 580-0161 | IMO, FireRaptor, Emergency Shutdown Switch, with 24V Power Supply, for up to 75 FireRaptor Shutdown Modules, with Key Lock, FRS-ESW1-310-K | Inventory Item |  |  | No | Inverters | Shippable | 0
580-0162 | 580-0162 | IMO, FireRaptor, Emergency Shutdown Switch, with 24V Power Supply, for up to 125 FireRaptor Shutdown Modules, with Key Lock, FRS-ESW1-610-K | Inventory Item |  |  | No | Inverters | Shippable | 0
580-0163 | 580-0163 | IMO, FireRaptor, 70" Signal Cable, Tyco Female Connector, FRS-SIGCAB1.8-F | Inventory Item |  |  | No | Inverters | Shippable | 0
580-0164 | 580-0164 | IMO, FireRaptor, Bleed Down Box, for Inverters that do not have built in Bleed Down Circuitry, FRS-BLD | Inventory Item |  |  | No | Inverters | Shippable | 0
580-0170 | 580-0170 | Yaskawa Solectria, APsmart Module-Level Rapid Shutdown Receiver, SunSpec Compliant, RSD-APS Receivers only with Compatible Versions of PVI 25TL and PVI 50-60TL Inverters, RSD-APS | Inventory Item | 32.4 |  | No | Inverters | Shippable | 27.93
580-0171 | 580-0171 | Yaskawa Solectria, Wiring Box Standard, for PVI 50/60TL Transformerless Inverter, 15 Fused Inputs (5 per Zone), 20A Fuses Included, PVI-50-60TL-WB-S20 | Inventory Item | 2940 |  | No | Inverters | Vendor De-listing | 1689.66
580-0172 | 580-0172 | Yaskawa Solectria, Wiring Box, for PVI 50/60TL Transformerless Inverter, 15 Fused Inputs (5 per Zone), 15A Fuses Included, Includes PLC Transmitter and Bleed-Down Circuit for Module-Level Rapid Shutdown with Tigo-TS-4-A-F Receiver, PVI-50-60TL-BX-R | Inventory Item | 1766.67 |  | No | Inverters | Shippable | 1522.99
580-0173 | 580-0173 | Yaskawa Solectria, Wiring Box, for PVI 50/60TL Transformerless Inverter, 15 Fused Inputs (5 per Zone), 20A Fuses Included, Includes PLC Transmitter and Bleed-Down Circuit for Module-Level Rapid Shutdown with Tigo-TS-4-A-F Receiver, PVI-50-60TL-WB-TGO | Inventory Item | 2506.67 |  | No | Inverters | Shippable | 2160.92
580-0174 | 580-0174 | Yaskawa Solectria, Wiring Box, for PVI 50/60TL Transformerless Inverter, 15 Fused Inputs (5 per Zone), 20A Fuses Included, Includes PLC Transmitter and Bleed-Down Circuit for Module-Level Rapid Shutdown with APsmart Receiver, PVI-50-60TL-WB-RA20 | Inventory Item | 3280 |  | No | Inverters | Vendor De-listing | 1885.06
580-0176 | 580-0176 | Schneider Electric, Conext SW Remote On/Off Switch, 865-1052 | Inventory Item | 90 |  | No | Inverters | Vendor De-listing | 0
580-0177 | 580-0177 | Yaskawa Solectria, Wiring Box, for PVI 50/60TL Transformerless Inverter, 15 Fused Inputs (5 per Zone), 20A Fuses Included, includes PLC Transmitter and Bleed-Down Circuit for Module-Level Rapid Shutdown with APsmart Receiver, PVI-50-60TL-WB-APS | Inventory Item | 2506.67 |  | No | Inverters | Shippable | 2160.92
580-0177 : 580-0177_S | 580-0177_S | Yaskawa Solectria, Wiring Box, for PVI 50/60TL Transformerless Inverter, 15 Fused Inputs (5 per Zone), 20A Fuses Included, includes PLC Transmitter and Bleed-Down Circuit for Module-Level Rapid Shutdown with APsmart Receiver, PVI-50-60TL-WB-APS | Inventory Item | 2186.67 |  | No | Inverters | Soligent De-listing | 1885.06
580-0178 : 580-0178 : 580-0178 : 580-0178 : 580-0178 : 580-0178_U | 580-0178 : 580-0178 : 580-0178 : 580-0178 : 580-0178_U | APsmart, Rapid Shutdown PLC Device (RSD-S-PLC), 1000V UL/TUV, 8-80Vdc Input, 250mm (~9.8”) Input/1200mm (~47”) Output Cable, MC4, IP68, SunSpec Certified, SMA Approved, 415002 | Inventory Item | 24.41 |  | No | Inverters | Soligent De-listing | 23.31
580-0179 | 580-0179 | APsmart, Rapid Shutdown PLC Device, Dual Input (RSD-D-PLC), 1000V UL/TUV, 8-80Vdc Input, Dual 500mm (~19.7”) Input / 2200mm (~86”) Output Cable, MC4, IP68, SunSpec Certified, 412013 | Inventory Item | 62 |  | No | Inverters | Vendor De-listing | 34.83
580-0180 | 580-0180 | Yaskawa Solectria, Wiring Box for PVI 25TL-208 Transformer Less Inverter, 6 Fused Inputs (2 per Zone), 20A Fuses Included, includes PLC Transmitter and Bleed-Down Circuit for Module-Level Rapid Shutdown with Tigo-TS-4-A-F Receiver, [MUST ADD INVERTER], PVI-25TL-208WB-TGO | Inventory Item | 2306.67 |  | No | Inverters | Shippable | 1988.51
580-0180 : 580-0180_S | 580-0180_S | Yaskawa Solectria, Wiring Box for PVI 25TL-208 Transformer Less Inverter, 6 Fused Inputs (2 per Zone), 20A Fuses Included, includes PLC Transmitter and Bleed-Down Circuit for Module-Level Rapid Shutdown with Tigo-TS-4-A-F Receiver, [MUST ADD INVERTER], PVI-25TL-208WB-TGO | Inventory Item | 1933.33 |  | No | Inverters | Soligent De-listing | 1666.67
580-0237 | 580-0237 | Yaskawa Solectria, XGI 1000 Wiring Box INDEPENDENT MODE, for XGI 60 or 65 Transformerless Inverters, 16 Fused Inputs (4 per MPPT), 20A Fuses Included,WB-1000-16X20A-L-IND | Inventory Item | 4940 |  | No | Inverters | Vendor De-listing | 3920.63
580-0238 | 580-0238 | Yaskawa Solectria, XGI 1000 Wiring Box COMBINED MODE, for XGI 60 or 65 Transformerless Inverters, 16 Fused Inputs (1 MPPT), 20A Fuses Included WB-1000-16X20A-L-COM | Inventory Item | 4940 |  | No | Inverters | Vendor De-listing | 3920.63
590-0015 | 590-0015 | Xantrex, Ground Fault, 1-Pole, 100A, PVGFP1 | Inventory Item | 15.13 |  | No | Inverters | Vendor De-listing | 0
590-0016 | 590-0016 | Xantrex, Ground Fault, 2-Pole, 100A, PVGFP2 | Inventory Item | 421.98 |  | No | Inverters | Soligent De-listing | 0
590-0017 | 590-0017 | Xantrex, Ground Fault, 3-Pole, 100A, PVGFP3 | Inventory Item | 485.98 |  | No | Inverters | Soligent De-listing | 0
590-0018 | 590-0018 | Xantrex, Ground Fault, 4-Pole, 100A, PVGFP4 | Inventory Item | 24.58 |  | No | Inverters | Vendor De-listing | 0
590-0097 | 590-0097 | SolarEdge, Grounding Lug, for rails or non-metallic structures, Qty. 1 lug, SE-GNDLUG5-100 | Inventory Item | 2.21 |  | No | Inverters | Soligent De-listing | 0.97
600-0000 | 600-0000 | ApSystems, Custom Quote, Enter Quote Number and Custom Price | Non-inventory Item |  |  | No | Inverters | Shippable | 0
600-0001 | 600-0001 | Sol-Ark, Custom Quote, Enter Quote Number and Custom Price | Non-inventory Item |  |  | No | Inverters | Shippable | 0
600-0005 | 600-0005 | Fronius, Custom Quote, Enter Quote Number and Custom Price | Non-inventory Item |  |  | No | Inverters | Shippable | 0
600-0006 | 600-0006 | SMA, Custom Quote, Enter Quote Number and Custom Price | Non-inventory Item |  |  | No | Inverters | Shippable | 0
600-0007 | 600-0007 | SolarEdge, Custom Quote, Enter Quote Number and Custom Price | Non-inventory Item |  |  | No | Inverters | Shippable | 0
600-0008 | 600-0008 | Yaskawa Solectria, Custom Quote, Enter Quote Number and Custom Price | Non-inventory Item |  |  | No | Inverters | Shippable | 0
600-0020 | 600-0020 | Enphase, Custom Quote, Enter Quote Number and Custom Price | Non-inventory Item |  |  | No | Inverters | Shippable | 0
600-0034 | 600-0034 | Storz Power, Custom Quote, Enter Quote Number and Custom Price | Non-inventory Item |  |  | No | Inverters | Shippable | 0
600-0043 | 600-0043 | Apsystems, Custom Quote, Enter Quote Number and Custom Price | Inventory Item |  |  | No | Inverters | Shippable | 0
600-0047 | 600-0047 | Savant, Custom Quote, Enter Quote Number and Custom Price | Non-inventory Item |  |  | No | Inverters | Shippable | 0
600-0049 | 600-0049 | NEP, Custom Quote, Enter Quote Number and Custom Price | Non-inventory Item |  |  | No | Inverters | Shippable | 0
600-0050 | 600-0050 | Outback, Custom Quote, Enter Quote Number and Custom Price | Non-inventory Item |  |  | No | Inverters | Shippable | 0
990-0152 | 990-0152 | Price Adjustments - Inverters | Service | 0 |  | No | Inverters | Shippable | 0
CERT-402190 | CERT-402190 | SM ENDCLAMP C DRK AL (CT Module - 35mm frame) | Inventory Item | 2.16 |  | No | Inverters | Soligent De-listing | 1.99
CERT-402191 | CERT-402191 | SM BND MIDCLAMP BC DRK SS (CT Module - 35mm frame) | Inventory Item | 2.52 |  | No | Inverters | Soligent De-listing | 2.32
CERT-402423 | CERT-402423 | CertainTeed, M250 | Inventory Item | 108.57 | 250 | No | Inverters | Soligent De-listing | 104.4
CERT-402706 | CERT-402706 | CertainTeed, PV MICRO MNT BND T-BOLT | Inventory Item | 0.87 |  | No | Inverters | Soligent De-listing | 0.75
CERT-405156 | CERT-405156 | CertainTeed, Enphase Q- Cable, Portrait | Inventory Item | 14.67 |  | No | Inverters | Soligent De-listing | 12.64
CERT-405157 | CERT-405157 | CertainTeed, Enphase-IQ-Sealing Cap | Inventory Item | 3.47 |  | No | Inverters | Soligent De-listing | 2.99
CERT-405158 | CERT-405158 | CertainTeed, Enphase-IQ-Branch Terminator | Inventory Item | 17.33 |  | No | Inverters | Soligent De-listing | 14.94
CERT-405163 | CERT-405163 | Enphase IQ AC Combiner Box With IQ Envoy | Inventory Item | 800 |  | No | Inverters | Soligent De-listing | 689.66
CERT-405188 | CERT-405188 | Enphase Q-Cable, Landscape | Inventory Item | 26.67 |  | No | Inverters | Soligent De-listing | 22.99
CERT-405189 | CERT-405189 | Enphase IQ 6 | Inventory Item | 108.57 |  | No | Inverters | Soligent De-listing | 104.4
CERT-407836 | CERT-407836 | CertainTeed, Enphase IQ7 Microinverter, 250VA, MC4 connectors | Inventory Item | 124.57 |  | No | Inverters | Soligent De-listing | 119.78
CERT-408203 | CERT-408203 | Enphase AC Combiner Box w/ IQ Envoy_Gen 2 | Inventory Item | 526.67 |  | No | Inverters | Soligent De-listing | 454.02
CERT-408479 | CERT-408479 | CertainTeed, Enphase Envoy IQ / AC Combiner Box Gen 3 | Inventory Item | 660 |  | No | Inverters | Soligent De-listing | 568.97
CERT-410375 | CERT-410375 | CertainTeed, Sealing Cap | Inventory Item | 3.75 |  | No | Inverters | Soligent De-listing | 2.92
CERT-410376 | CERT-410376 | CertainTeed, Branch Terminator | Inventory Item | 16.33 |  | No | Inverters | Soligent De-listing | 14.08
CERT-410377 | CERT-410377 | CertainTeed, Engage Coupler | Inventory Item | 40.77 |  | No | Inverters | Soligent De-listing | 35.15
CERT-410511 | CERT-410511 | CertainTeed, 240VAC Trunk Cable, BULK Pack, Portrait | Inventory Item | 18 |  | No | Inverters | Soligent De-listing | 15.52
CERT-410512 | CERT-410512 | CertainTeed, 240VAC Trunk Cable, BULK Pack, Landscape | Inventory Item | 26.67 |  | No | Inverters | Soligent De-listing | 22.99
CERT-410553 | CERT-410553 | CertainTeed, Enphase Cable Clips stainless | Inventory Item | 0.87 |  | No | Inverters | Soligent De-listing | 0.68
CERT-411074 | CERT-411074 | CertainTeed, Envoy Communication Gateway, 120VAC hardwired | Inventory Item | 411.76 |  | No | Inverters | Soligent De-listing | 393.26
CPF-M215-60-2LL-S22 | CPF-M215-60-2LL-S22 | CPF Lease Program, Enphase, M215 Microinverter, 215W, 240/208VAC, 60Hz, 16-45VDC for 60 cell modules, H4 PV in, M215-60-2LL-S22, (321-0164) | Inventory Item | 130 | 215 | No | Inverters | Soligent De-listing | 0
CPF-M215-60-2LL-S24 | CPF-M215-60-2LL-S24 | CPF Lease Program, Enphase, M215 Microinverter, 215W, 240/208VAC, 60Hz, 16-45VDC for 60 cell modules, SMK PV in, 16" Engage Cable out, 25 Yr Warr, M215-60-2LL-S24, (321-0168) | Inventory Item | 0 | 215 | No | Inverters | Soligent De-listing | 0
CPF-SB3000US | CPF-SB3000US | CPF Lease Program, SMA, Sunny Boy 3000US 1-Ph Grid Tied Inverter, 3000W, 208/240VAC, 60Hz, DC Discon, 4x15A Fused Input, Please note: lease provider will deduct a unit price of $1,146 from contract value, SB3000US,(310-0031) | Inventory Item | 1146 | 3000 | No | Inverters | Soligent De-listing | 0
CPF-SB4000US | CPF-SB4000US | CPF Lease Program, SMA, Sunny Boy 4000US 1-Ph Grid Tied Inverter, 4000W, 208/240VAC, 60Hz, DC Discon, 4x15A Fused Input, Please note: lease provider will deduct a unit price of $1,528 from contract value, SB4000US, (310-0034) | Inventory Item | 1528 | 4000 | No | Inverters | Soligent De-listing | 0
CPF-SB5000US | CPF-SB5000US | CPF Lease Program, SMA, Sunny Boy 5000US 1-Ph Grid Tied Inverter, 5000W, 208/240/277VAC, 60Hz, DC Discon, 4x15A Fused Input, Please note: lease provider will deduct a unit price of $1,910 from contract value, SB5000US (310-0035) | Inventory Item | 1910 | 5000 | No | Inverters | Soligent De-listing | 0
CPF-SB6000US | CPF-SB6000US | CPF Lease Program, SMA, Sunny Boy 6000US 1-Ph Grid Tied Inverter, 6000W, 208/240/277VAC, 60Hz, DC Discon, 4x15A Fused Input, Please note: lease provider will deduct a unit price of $2,292 from contract value, SB6000US,(310-0036) | Inventory Item | 2292 | 6000 | No | Inverters | Soligent De-listing | 0
DONOTUSE-310-0000 | DONOTUSE-310-0000 | Fronius, IG2000 1-Ph Grid Tied Inverter, 2000W, 240VAC, 60Hz, DC/AC Discon, 3 Unfused Input, 1 MPPT, 10 Yr Warr, Neg Gnd, 4,200,102,800 | Inventory Item | 2236.67 | 2000 | No | Inverters | Soligent De-listing | 0
DONOTUSE-310-0002 | DONOTUSE-310-0002 | Fronius, IG3000 1-Ph Grid Tied Inverter, 2700W, 240VAC, 60Hz, DC/AC Discon, 3 Unfused Input, 1 MPPT, 10 Yr Warr, Neg Gnd, 4,200,103,800 | Inventory Item | 2714.28 | 2700 | No | Inverters | Soligent De-listing | 0
DONOTUSE-310-0003 | DONOTUSE-310-0003 | Fronius, IG4000 1-Ph Grid Tied Inverter, 4000W, 240VAC, 60Hz, DC/AC Discon, 3 Unfused Input, 1 MPPT, 10 Yr Warr, Neg Gnd, 4,200,104,800 | Inventory Item | 3751.16 | 4000 | No | Inverters | Soligent De-listing | 0
DONOTUSE-310-0005 | DONOTUSE-310-0005 | Fronius, IG5100 1-Ph Grid Tied Inverter, 5100W, 240VAC, 60Hz, DC/AC Discon, 3 Unfused Input, 1 MPPT, 10 Yr Warr, Neg Gnd, 4,200,105,800 | Inventory Item | 4174.27 | 5100 | No | Inverters | Soligent De-listing | 0
DONOTUSE-310-0009 | DONOTUSE-310-0009 | Power One, PVI- 5000 1-Ph Grid Tied Inverter, 5000W, 208/240/277VAC, 60Hz, DC Discon, 4 Unfused Input, 2 MPPT, 10 Yr Warr, Ungrounded, RS485, PVI-5000-OUTD-US | Inventory Item | 3881.87 | 5000 | No | Inverters | Soligent De-listing | 0
DONOTUSE-310-0010 | DONOTUSE-310-0010 | Power One, PVI- 6000 1-Ph Grid Tied Inverter, 6000W, 208/240/277VAC, 60Hz, DC Discon, 4 Unfused Input, 2 MPPT, 10 Yr Warr, Ungrounded, RS485, PVI-6000-OUTD-US | Inventory Item | 4317.68 | 6000 | No | Inverters | Soligent De-listing | 0
DONOTUSE-310-0017 | DONOTUSE-310-0017 | PV Powered, PVP4800 1-Ph Grid Tied Inverter, 4800W, 240VAC, 60Hz, No Discon, 1 Unfused Input, 1 MPPT, 10 Yr Warr, Neg Gnd, PVP4800-ND-240 | Inventory Item | 4273.5 | 4800 | No | Inverters | Soligent De-listing | 0
DONOTUSE-310-0031 | DONOTUSE-310-0031 | SMA, Sunny Boy 3000US 1-Ph Grid Tied Inverter, 3000W, 208/240VAC, 60Hz, DC Discon, 4 Fused Input, 1 MPPT, 10 Yr Warr, Neg Gnd Config, SB3000US | Inventory Item | 2659.16 | 3000 | No | Inverters | Soligent De-listing | 0
DONOTUSE-310-0034 | DONOTUSE-310-0034 | SMA, Sunny Boy 4000US 1-Ph Grid Tied Inverter, 4000W, 208/240VAC, 60Hz, DC Discon, 4 Fused Input, 1 MPPT, 10 Yr Warr, Neg Gnd Config, SB4000US | Inventory Item | 3291.42 | 4000 | No | Inverters | Soligent De-listing | 0
DONOTUSE-310-0035 | DONOTUSE-310-0035 | SMA, Sunny Boy 5000US 1-Ph Grid Tied Inverter, 5000W, 208/240/277VAC, 60Hz, DC Discon, 4 Fused Input, 1 MPPT, 10 Yr Warr, Neg Gnd Config, SB5000US | Inventory Item | 4304.91 | 5000 | No | Inverters | Soligent De-listing | 0
DONOTUSE-310-0036 | DONOTUSE-310-0036 | SMA, Sunny Boy 6000US 1-Ph Grid Tied Inverter, 6000W, 208/240/277VAC, 60Hz, DC Discon, 4 Fused Input, 1 MPPT, 10 Yr Warr, Neg Gnd Config, SB6000US | Inventory Item | 4587.08 | 6000 | No | Inverters | Soligent De-listing | 0
DONOTUSE-310-0037 | DONOTUSE-310-0037 | SMA, Sunny Boy 7000US 1-Ph Grid Tied Inverter, 7000W, 208/240/277VAC, 60Hz, DC Discon, 4 Fused Input, 1 MPPT, 10 Yr Warr, Neg Gnd Config, SB7000US | Inventory Item | 4998.33 | 7000 | No | Inverters | Soligent De-listing | 0
DONOTUSE-310-0043 | DONOTUSE-310-0043 | Xantrex, LIMITED SUPPLY, GT 5.0 Inverter, Refurbished 5000W, Grid Tied, DC/AC Disconnect, 208/240VAC, 60Hz, GT5.0 ~ | Inventory Item | 4822.95 | 5000 | No | Inverters | Soligent De-listing | 0
DONOTUSE-310-0062 | DONOTUSE-310-0062 | Solectria, PVI4000 1-Ph Grid Tied Inverter, 3900W, 208/240VAC, 60Hz, DC/AC Discon, 4 Fused Input, 1 MPPT, 10 Yr Warr, Neg Gnd Config, RS485, PVI 4000 DC INVERTE SOLECTR 3900W.. | Inventory Item | 3353 | 3900 | No | Inverters | Soligent De-listing | 0
DONOTUSE-310-0066 | DONOTUSE-310-0066 | Solectria, PVI5300 1-Ph Grid Tied Inverter, 5300W, 208/240VAC, 60Hz, DC/AC Discon, 4 Fused Input, 1 MPPT, 10 Yr Warr, Neg Gnd Config, RS485, PVI 5300 | Inventory Item | 4179 | 5300 | No | Inverters | Soligent De-listing | 0
DONOTUSE-310-0071 | DONOTUSE-310-0071 | Fronius, LIMITED SUPPLY, REPLACED BY 310-0309, IG Plus 7.5-1 UNI 1-Ph Grid Tied Inverter, 7500W, 208/240/277 VAC, 60Hz, DC Discon, 6 Fused i/p, 1 MPPT, 10 Yr Warr, Neg Gnd Config, Comm Opts, 4210105800 | Inventory Item | 4892.68 | 7500 | No | Inverters | Soligent De-listing | 0
DONOTUSE-310-0072 | DONOTUSE-310-0072 | Fronius, LIMITED SUPPLY, REPLACED BY 310-0311, IG Plus 10.0-1 UNI 1-Ph Grid Tied Inverter, 9995W, 208/240/277 VAC, 60Hz, DC Discon, 6 Fused i/p, 1 MPPT, 10 Yr Warr, Neg Gnd Config, Comm Opts, 4210108800 | Inventory Item | 6364.23 | 9995 | No | Inverters | Soligent De-listing | 0
DONOTUSE-310-0074 | DONOTUSE-310-0074 | Fronius, LIMITED SUPPLY, REPLACED BY 310-0312, IG Plus 11.4-3 Delta 3-Ph Grid Tied Inverter, 11.4kW, 208/240 VAC, 60Hz, DC Discon, 6 Fused i/p, 1 MPPT, 10 Yr Warr, Neg Gnd Config, Comm Opts, 4210109800 | Inventory Item | 7675.8609 | 11400 | No | Inverters | Soligent De-listing | 0
DONOTUSE-310-0077 | DONOTUSE-310-0077 | Power One, PVI- 3.0 1-Ph Grid Tied Inverter, 3000W, 208/240/277VAC, 60Hz, DC Discon, 2 Unfused Input, 2 MPPT, 10 Yr Warr, Ungrounded, RS485, PVI-3.0-OUTD-S-US | Inventory Item | 2783.7 | 3000 | No | Inverters | Soligent De-listing | 0
DONOTUSE-310-0079 | DONOTUSE-310-0079 | Power One, PVI- 3.6 1-Ph Grid Tied Inverter, 3600W, 208/240/277VAC, 60Hz, DC Discon, 2 Unfused Input, 2 MPPT, 10 Yr Warr, Ungrounded, RS485, PVI-3.6-OUTD-S-US | Inventory Item | 3102.54 | 3600 | No | Inverters | Soligent De-listing | 0
DONOTUSE-310-0081 | DONOTUSE-310-0081 | Power One, PVI- 4.2 1-Ph Grid Tied Inverter, 4200W, 208/240/277VAC, 60Hz, DC Discon, 2 Unfused Input, 2 MPPT, 10 Yr Warr, Ungrounded, RS485, PVI-4.2-OUTD-S-US | Inventory Item | 3376.02 | 4200 | No | Inverters | Soligent De-listing | 0
DONOTUSE-310-0088 | DONOTUSE-310-0088 | PV Powered, PVP2000 1-Ph Grid Tied Inverter, 2000W, 240VAC, 60Hz, DC/AC Discon, 3 Unfused Input, 1 MPPT, 10 Yr Warr, Neg Gnd, PVP2000-SD-240 | Inventory Item | 2775 | 2000 | No | Inverters | Soligent De-listing | 0
DONOTUSE-310-0089 | DONOTUSE-310-0089 | PV Powered, PVP2500 1-Ph Grid Tied Inverter, 2500W, 240VAC, 60Hz, DC/AC Discon, 3 Unfused Input, 1 MPPT, 10 Yr Warr, Neg Gnd, PVP2500-SD-240 | Inventory Item | 3108 | 2500 | No | Inverters | Soligent De-listing | 0
DONOTUSE-310-0093 | DONOTUSE-310-0093 | PV Powered, PVP4800 1-Ph Grid Tied Inverter, 4800W, 240VAC, 60Hz, DC/AC Discon, 3 Unfused Input, 1 MPPT, 10 Yr Warr, Neg Gnd, PVP4800-SD-240 | Inventory Item | 4440 | 4800 | No | Inverters | Soligent De-listing | 0
DONOTUSE-310-0190 | DONOTUSE-310-0190 | SMA, Sunny Boy 8000US 1-Ph Grid Tied Inverter, 8000W, 240/277VAC, 60Hz, DC Discon, 4 Fused Input, 1 MPPT, 10 Yr Warr, Neg Gnd Config, SB8000US | Inventory Item | 5441.29 | 8000 | No | Inverters | Soligent De-listing | 0
DONOTUSE-310-0191 | DONOTUSE-310-0191 | SMA, Sunny Boy 2000HFUS 1-Ph Grid Tied Inverter, 2000W, 208/240VAC, 60Hz, DC Discon, 1 Unfused Input, 1 MPPT, 10 Yr Warr, Neg Gnd Config, Bluetooth, SB2000HFUS-30 | Inventory Item | 2530.8 | 2000 | No | Inverters | Soligent De-listing | 0
DONOTUSE-310-0192 | DONOTUSE-310-0192 | SMA, Sunny Boy 2500HFUS 1-Ph Grid Tied Inverter, 2500W, 208/240VAC, 60Hz, DC Discon, 1 Unfused Input, 1 MPPT, 10 Yr Warr, Neg Gnd Config, Bluetooth, SB2500HFUS-30 | Inventory Item | 2657.34 | 2500 | No | Inverters | Soligent De-listing | 0
DONOTUSE-310-0193 | DONOTUSE-310-0193 | SMA, Sunny Boy 3000HFUS 1-Ph Grid Tied Inverter, 3000W, 208/240VAC, 60Hz, DC Discon, 1 Unfused Input, 1 MPPT, 10 Yr Warr, Neg Gnd Config, Bluetooth, SB3000HFUS-30 | Inventory Item | 2783.88 | 3000 | No | Inverters | Soligent De-listing | 0
DONOTUSE-310-0239 | DONOTUSE-310-0239 | Kaco, LIMITED SUPPLY, Blue Planet XP100 grid tied inverter, 3-Ph, 100kW, 480VAC, 60Hz, 600VDC, DC/AC Discon, 5 Yr Warr, Neg Gnd, RS485/Ethernet, XP-100-H4 | Inventory Item | 62437.5 | 100000 | No | Inverters | Soligent De-listing | 0
DONOTUSE-310-0248 | DONOTUSE-310-0248 | SolarEdge, LIMITED SUPPLY, SE5000US 1-Ph Grid Tied Inverter, 5000W, 208/240VAC, 60Hz, DC Discon, Unfused, No MPPT, 12 Yr Warr, Ungrounded, RS485 and Ethernet, SE5000-ER-US | Inventory Item | 2788.88 | 5000 | No | Inverters | Soligent De-listing | 0
DONOTUSE-310-0266 | DONOTUSE-310-0266 | Power One, PVI- 3.8 1-Ph Grid Tied Inverter, 3800W, 208/240/277VAC, 60Hz, DC Discon, 2 Unfused Input, 2 MPPT, 10 Yr Warr, Neg Gnd Config, RS485, PVI-3.8-I-OUTD-S-US | Inventory Item | 3422.06 | 3800 | No | Inverters | Soligent De-listing | 0
DONOTUSE-310-0270 | DONOTUSE-310-0270 | SMA, Sunny Boy 8000TL-US 1-Ph Grid Tied Inverter, 8000W, 208VAC, 60Hz, DC Discon, 1 Unfused Input, 1 MPPT, 10 Yr Warr, Ungrounded, SB8000TLUS-NO-CB | Inventory Item | 5124.45 | 8000 | No | Inverters | Soligent De-listing | 0
DONOTUSE-310-0275 | DONOTUSE-310-0275 | Fronius, IG Plus V 11.4-1 UNI 1-Ph Grid Tied Inverter, 11.4kW, 208/240/277VAC, 60Hz, DC Discon, 6 Fused Input, 1 MPPT, 10 Yr Warr, Neg Gnd Config, 4,210,117,800 | Inventory Item | 7659 | 11400 | No | Inverters | Soligent De-listing | 0
DONOTUSE-310-0305 | DONOTUSE-310-0305 | Fronius, IG Plus V 3.0-1 UNI 1-Ph Grid Tied Inverter, 3000W, 208/240/277VAC, 60Hz, DC Discon, 6 Fused Input , 1 MPPT, 10 Yr Warr, Neg Gnd Config, 4,210,111,800 | Inventory Item | 2440 | 3000 | No | Inverters | Soligent De-listing | 0
DONOTUSE-310-0306 | DONOTUSE-310-0306 | Fronius, IG Plus V 3.8-1 UNI 1-Ph Grid Tied Inverter, 3800W, 208/240/277VAC, 60Hz, DC Discon, 6 Fused Input, 1 MPPT, 10 Yr Warr, Neg Gnd Config, 4,210,112,800 | Inventory Item | 3153 | 3800 | No | Inverters | Soligent De-listing | 0
DONOTUSE-310-0307 | DONOTUSE-310-0307 | Fronius, IG Plus V 5.0-1 UNI 1-Ph Grid Tied Inverter, 5000W, 208/240/277VAC, 60Hz, DC Discon, 6 Fused Input, 1 MPPT, 10 Yr Warr, Neg Gnd Config, 4,210,113,800 | Inventory Item | 3869 | 5000 | No | Inverters | Soligent De-listing | 0
DONOTUSE-310-0308 | DONOTUSE-310-0308 | Fronius, IG Plus V 6.0-1 UNI 1-Ph Grid Tied Inverter, 6000W, 208/240/277VAC, 60Hz, DC Discon, 6 Fused Input, 1 MPPT, 10 Yr Warr, Neg Gnd Config, 4,210,114,800 | Inventory Item | 4490 | 6000 | No | Inverters | Soligent De-listing | 0
DONOTUSE-310-0309 | DONOTUSE-310-0309 | Fronius, IG Plus V 7.5-1 UNI 1-Ph Grid Tied Inverter, 7500W, 208/240/277VAC, 60Hz, DC Discon, 6 Fused Input, 1 MPPT, 10 Yr Warr, Neg Gnd Config, 4,210,115,800 | Inventory Item | 5474 | 7500 | No | Inverters | Soligent De-listing | 0
DONOTUSE-310-0310 | DONOTUSE-310-0310 | Fronius, IG Plus V 12.0-3 WYE 277 3-Ph Grid Tied Inverter, 12kW, 277VAC, 60Hz, DC Discon, 6 Fused Input, 1 MPPT, 10 Yr Warr, Neg Gnd Config, 4,210,116,800 | Inventory Item | 8526 | 12000 | No | Inverters | Soligent De-listing | 0
DONOTUSE-310-0311 | DONOTUSE-310-0311 | Fronius, IG Plus V 10.0-1 UNI 1-Ph Grid Tied Inverter, 9995W, 208/240/277VAC, 60Hz, DC Discon, 6 Fused Input, 1 MPPT, 10 Yr Warr, Neg Gnd Config, 4,210,118,800 | Inventory Item | 6965 | 9995 | No | Inverters | Soligent De-listing | 0
DONOTUSE-310-0312 | DONOTUSE-310-0312 | Fronius, IG Plus V 11.4-3 Delta 3-Ph Grid Tied Inverter, 11.4kW, 208/240VAC, 60Hz, DC Discon, 6 Fused Input, 1 MPPT, 10 Yr Warr, Neg Gnd Config, 4,210,119,800 | Inventory Item | 8071 | 11400 | No | Inverters | Soligent De-listing | 0
DONOTUSE-310-0322 | DONOTUSE-310-0322 | SMA, Sunny Boy 3800US 1-Ph Grid Tied Inverter, 3800W, 240VAC, 60Hz, DC Discon, 4 Fused Input, 1 MPPT, 10 Yr Warr, Neg Gnd Config, SB3800-US | Inventory Item | 3290.04 | 3800 | No | Inverters | Soligent De-listing | 0
DONOTUSE-310-0330 | DONOTUSE-310-0330 | SMA, Ont FIT, Sunny Boy 5000US 1-Ph Grid Tied Inverter, 5000W, 208/240/277VAC, 60Hz, DC Discon, 4x15A Fused Input, 1 MPPT, 10 Yr Warr, Neg Gnd Config, Lo Temp (-40C), SB 5000US-11 ORA INVERTE SMA.... 5000W.. | Inventory Item |  | 5000 | No | Inverters | Soligent De-listing | 0
DONOTUSE-310-0331 | DONOTUSE-310-0331 | SMA, Ont FIT, Sunny Boy 6000US 1-Ph Grid Tied Inverter, 6000W, 208/240/277VAC, 60Hz, DC Discon, 4x15A Fused Input, 1 MPPT, 10 Yr Warr, Neg Gnd Config, Lo Temp (-40C), SB6000US-11 | Inventory Item |  | 6000 | No | Inverters | Soligent De-listing | 0
DONOTUSE-310-0335 | DONOTUSE-310-0335 | Fronius, IG Plus V 10.0-3 Delta 3-Ph Grid Tied Inverter, 9995W, 208/240VAC, 60Hz, DC Discon, 6 Fused Input, 1 MPPT, 10 Yr Warr, Neg Gnd Config, 4,210,120,800 | Inventory Item | 6947 | 9995 | No | Inverters | Soligent De-listing | 0
DONOTUSE-310-0365 | DONOTUSE-310-0365 | Solectria, PVI6500 1-Ph Grid Tied Inverter, 6500W, 208/240/277VAC, 60Hz, DC/AC Discon, 5 Fused Input, 1 MPPT, 10 Yr Warr, Neg Gnd Config, RS485, PVI 6500 | Inventory Item | 4665 | 6500 | No | Inverters | Soligent De-listing | 0
DONOTUSE-310-0366 | DONOTUSE-310-0366 | Solectria, PVI 7500 1-Ph Grid Tied Inverter, 7500W, 208/240/277VAC, 60Hz, DC/AC Discon, 5 Fused Input, 1 MPPT, 10 Yr Warr, Neg Gnd Config, RS485, PVI 7500 DC INVERTE SOLECTR 7500W.. | Inventory Item | 4956 | 7500 | No | Inverters | Soligent De-listing | 0
DONOTUSE-310-0368 | DONOTUSE-310-0368 | SolarEdge, SE3800A 1-Ph Grid Tied Inverter, 3800W, 208/240VAC, 60Hz, DC/AC Discon, 2 Unfused Input, No MPPT, 12 Yr Warr, Ungrounded, RS485 and Ethernet, SE3800A-US | Inventory Item | 2331 | 3800 | No | Inverters | Soligent De-listing | 0
DONOTUSE-310-0369 | DONOTUSE-310-0369 | SolarEdge, SE5000A 1-Ph Grid Tied Inverter, 5000W, 208/240/277VAC, 60Hz, DC/AC Discon, 2 Unfused Input, No MPPT, 12 Yr Warr, Ungrounded, RS485 and Ethernet, SE5000A-US | Inventory Item | 2497.5 | 5000 | No | Inverters | Soligent De-listing | 0
DONOTUSE-310-0370 | DONOTUSE-310-0370 | SolarEdge, SE6000A 1-Ph Grid Tied Inverter, 6000W, 240/277VAC, 60Hz, DC/AC Discon, 2 Unfused Input, No MPPT, 12 Yr Warr, Ungrounded, RS485 and Ethernet, SE6000A-US | Inventory Item | 2597.4 | 6000 | No | Inverters | Soligent De-listing | 0
DONOTUSE-310-0382 | DONOTUSE-310-0382 | SolarEdge, Ont FIT, SE3800US 1-Ph Grid Tied Inverter, 3800W, 208/240VAC, 60Hz, DC Discon, 2 Unfused Input, No MPPT, 12 Yr Warr, Ungrounded, RS485/Ethernet, SE3800US-ER-US-CAN | Inventory Item |  | 3800 | No | Inverters | Soligent De-listing | 0
DONOTUSE-310-0384 | DONOTUSE-310-0384 | SolarEdge, Ont FIT, SE6000US 1-Ph Grid Tied Inverter, 6000W, 208/240VAC, 60Hz, DC Discon, 2 Unfused Input, No MPPT, 12 Yr Warr, Ungrounded, RS485/Ethernet, SE6000US-ER-US-CAN | Inventory Item |  | 6000 | No | Inverters | Soligent De-listing | 0
DONOTUSE-311-0005 | DONOTUSE-311-0005 | Outback, GTFX2524 battery inverter, 2500W, 120VAC, 60Hz, 50A Transfer, 24VDC, Sinewave, Grid Tied, 5 Yr Warr, 55A Charger, with BTS, GTFX2524 DC/SD INVERTE OUTBACK 2500W.. | Inventory Item | 2734.7736 | 2500 | No | Inverters | Soligent De-listing | 0
DONOTUSE-311-0006 | DONOTUSE-311-0006 | Outback, GTFX3048 battery inverter, 3000W, 120VAC, 60Hz, 50A Transfer, 48VDC, Sinewave, Grid Tied, 5 Yr Warr, 35A Charger, with BTS, GTFX3048 | Inventory Item | 2734.7736 | 3000 | No | Inverters | Soligent De-listing | 0
DONOTUSE-311-0008 | DONOTUSE-311-0008 | Outback, GVFX3648 battery inverter, 3600W, 120VAC, 60Hz, 50A Transfer, 48VDC, Sinewave, Grid Tied, 5 Yr Warr, 45A Charger, with BTS, GVFX3648 | Inventory Item | 2965.65 | 3600 | No | Inverters | Soligent De-listing | 0
DONOTUSE-311-0014 | DONOTUSE-311-0014 | Xantrex, XW4024-120/240-60 battery inverter, 4000W, 120/240VAC, 60Hz, 60A Transfer, 24VDC, Sinewave, Grid Tied, 150A Charger, 5 Yr Warr, with BTS, RNW8651010 | Inventory Item | 4741.7 | 4000 | No | Inverters | Soligent De-listing | 0
DONOTUSE-311-0015 | DONOTUSE-311-0015 | Xantrex, XW4548-120/240-60 battery inverter, 4500W, 120/240VAC, 60Hz, 60A Transfer, 48VDC, Sinewave, Grid Tied, 85A Charger, 5 Yr Warr, with BTS, RNW8651005 | Inventory Item | 4218.18 | 4500 | No | Inverters | Soligent De-listing | 0
DONOTUSE-311-0016 | DONOTUSE-311-0016 | Xantrex, XW6048-120/240-60 battery inverter, 6000W, 120/240VAC, 60Hz, 60A Transfer, 48VDC, Sinewave, Grid Tied, 100A Charger, 5 Yr Warr, with BTS, RNW865100001 | Inventory Item | 5574.42 | 6000 | No | Inverters | Soligent De-listing | 0
DONOTUSE-311-0019 | DONOTUSE-311-0019 | SMA, Sunny Island 5048 battery ROW Inverter, 5000W, 230VAC, 50Hz, 56A Transfer, 48VDC, Sinewave, Grid Tied, 100A Charger, 5 Yr Warr, with BTS, SI 5048 ROW DC INVERTE SMA.... 5000W.. | Inventory Item | 6641.463 | 5000 | No | Inverters | Soligent De-listing | 0
DONOTUSE-311-0022 | DONOTUSE-311-0022 | Xantrex, XW4024-230-50 battery ROW Inverter, 4000W, 230VAC, 50Hz, 56A Transfer, 24VDC, Sinewave, Grid Tied, 150A Charger, 5 Yr Warr, with BTS, RNW8651045 | Inventory Item | 4758.64 | 4000 | No | Inverters | Soligent De-listing | 0
DONOTUSE-311-0029 | DONOTUSE-311-0029 | Xantrex, XW6048-230-50 battery ROW Inverter, 6000W, 230VAC, 50Hz, 56A Transfer, 48VDC, Sinewave, Grid Tied, 100A Charger, 5 Yr Warr, with BTS, RNW865103561 | Inventory Item | 5934.06 | 6000 | No | Inverters | Soligent De-listing | 0
DONOTUSE-311-0031 | DONOTUSE-311-0031 | Outback, GVFX3648LA battery inverter, 3600W, 127VAC, 60Hz, 50A Transfer, 48VDC, Sinewave, Grid Tied, 5 Yr Warr, 45A Charger, with BTS, NOT INTENDED FOR USE IN THE U.S. OR CANADA, GVFX3648LA ORA INVERTE OUTBACK 3600W.. | Inventory Item | 2538.5256 | 3600 | No | Inverters | Soligent De-listing | 0
DONOTUSE-311-0033 | DONOTUSE-311-0033 | Outback, GVFX3024E battery ROW Inverter, 3000W, 230VAC, 50Hz, 25A Transfer, 24VDC, Sinewave, Grid Tied, 5 Yr Warr, 80A Charger, with BTS, GVFX3024E | Inventory Item | 2965.65 | 3000 | No | Inverters | Soligent De-listing | 0
DONOTUSE-311-0040 | DONOTUSE-311-0040 | SMA, Sunny Island 6048 battery inverter, 5750W, 120VAC, 60Hz, 56A Transfer, 48VDC, Sinewave, 100A Charger, 5 Yr Warr, with BTS, SI6048-US-10 | Inventory Item | 7937.99 | 5750 | No | Inverters | Soligent De-listing | 0
DONOTUSE-320-0001 | DONOTUSE-320-0001 | Outback, FX2012MT battery inverter, 2000W, 120VAC, 60Hz, 40A Transfer, 12VDC, Sinewave, Off Grid, 5 Yr Warr, 80A Charger, with BTS & Switched Ground, FX2012MT DC/SD INVERTE OUTBACK 2000W.. | Inventory Item | 2734.7736 | 2000 | No | Inverters | Soligent De-listing | 0
DONOTUSE-320-0007 | DONOTUSE-320-0007 | Outback, FX2524T battery inverter, 2500W, 120VAC, 60Hz, 50A Transfer, 24VDC, Sinewave, Off Grid, 5 Yr Warr, 55A Charger, with BTS, FX2524T | Inventory Item | 2734.77 | 2500 | No | Inverters | Soligent De-listing | 0
DONOTUSE-320-0009 | DONOTUSE-320-0009 | Outback, FX3048T battery inverter, 3000W, 120VAC, 60Hz, 50A Transfer, 48VDC, Sinewave, Off Grid, 5 Yr Warr, 35A Charger, with BTS, FX3048T | Inventory Item | 2734.7736 | 3000 | No | Inverters | Soligent De-listing | 0
DONOTUSE-320-0011 | DONOTUSE-320-0011 | Outback, VFX2812 battery inverter, 2800W, 120VAC, 60Hz, 40A Transfer, 12VDC, Sinewave, Off Grid, 5 Yr Warr, 125A Charger, with BTS, VFX2812 | Inventory Item | 2965.6536 | 2800 | No | Inverters | Soligent De-listing | 0
DONOTUSE-320-0015 | DONOTUSE-320-0015 | Outback, VFX3048E battery ROW Inverter, 3000W, 230VAC, 50Hz, 25A Transfer, 48VDC, Sinewave, Off Grid, 5 Yr Warr, 45A Charger, with BTS, VFX3048E | Inventory Item | 2808.79 | 3000 | No | Inverters | Soligent De-listing | 0
DONOTUSE-320-0016 | DONOTUSE-320-0016 | Outback, VFX3524 battery inverter, 3500W, 120VAC, 60Hz, 50A Transfer, 24VDC, Sinewave, Off Grid, 5 Yr Warr, 85A Charger, with BTS, VFX3524 | Inventory Item | 2965.6536 | 3500 | No | Inverters | Soligent De-listing | 0
DONOTUSE-320-0018 | DONOTUSE-320-0018 | Outback, VFX3648 battery inverter, 3600W, 120VAC, 60Hz, 50A Transfer, 48VDC, Sinewave, Off Grid, 5 Yr Warr, 45A Charger, with BTS, VFX3648 | Inventory Item | 2965.6536 | 3600 | No | Inverters | Soligent De-listing | 0
DONOTUSE-320-0045 | DONOTUSE-320-0045 | Magnum, MMS1012 battery inverter, 1000W, 120VAC, 60Hz, 20A Transfer, 12VDC, Sinewave, Off Grid, 2 Yr Warr, 50A Charger, with BTS, MMS1012 | Inventory Item | 1197.8 | 1000 | No | Inverters | Vendor De-listing | 0
DONOTUSE-320-0063 | DONOTUSE-320-0063 | Magnum, MS2000 battery inverter, 2000W, 120VAC, 60Hz, 30A Transfer, 12VDC, Sinewave, Off Grid, 2 Yr Warr, 100A Charger, with BTS & 2x15A AC Breakers, MS2000-15B | Inventory Item | 2096.9 | 2000 | No | Inverters | Vendor De-listing | 0
DONOTUSE-320-0083 | DONOTUSE-320-0083 | Magnum, MS4024PAE battery inverter, 4000W, 120/240VAC, 60Hz, 2x30A Transfer, 24VDC, Sinewave, Off Grid, 2 Yr Warr, 105A Charger, with BTS, MS4024PAE | Inventory Item | 2696.3 | 4000 | No | Inverters | Soligent De-listing | 0
DONOTUSE-320-0084 | DONOTUSE-320-0084 | Magnum, MS4448PAE battery inverter, 4400W, 120/240VAC, 60Hz, 2x30A Transfer, 48VDC, Sinewave, Off Grid, 2 Yr Warr, 60A Charger, with BTS, MS4448PAE | Inventory Item | 2696.3 | 4400 | No | Inverters | Soligent De-listing | 0
DONOTUSE-321-0008 | DONOTUSE-321-0008 | Samlex, PST Series 150W Pure Sine Wave Inverter, 12VDC 120VAC, PST-15S-12A | Inventory Item | 167.39 | 150 | No | Inverters | Soligent De-listing | 0
DONOTUSE-321-0074 | DONOTUSE-321-0074 | Samlex, LIMITED SUPPLY, VR Series 800W Modified Sine Wave ROW Inverter, 12VDC 220VAC 50Hz, SI-A2-VR800 | Inventory Item | 77.66 | 800 | No | Inverters | Soligent De-listing | 0
DONOTUSE-321-0097 | DONOTUSE-321-0097 | Morningstar, SureSine battery ROW Inverter, 300W, 220VAC, 50Hz, No Transfer, 12VDC, Sinewave, Off Grid, 2 Yr Warr, No Charger, internal BTS, SI-300-220V | Inventory Item | 310.8 | 300 | No | Inverters | Soligent De-listing | 0
DONOTUSE-321-0100 | DONOTUSE-321-0100 | Enphase, LIMITED SUPPLY, M190 Microinverter, 190W, 208VAC, 60Hz, 22-56VDC for 60 & 72 cell modules, H4 PV in, 70" AC cable in/out, 15 Yr Warr, M190-72-208-S12 | Inventory Item | 266.4 | 190 | No | Inverters | Soligent De-listing | 0
DONOTUSE-321-0128 | DONOTUSE-321-0128 | Enphase, LIMITED SUPPLY, D380 TwinPack Microinverter, 208/240VAC, 60Hz, 22-56VDC for 60 & 72 cell modules, H4 PV in, 14" AC cable out, 15 Yr Warr, D380-72-2LL-S12 | Inventory Item | 521.7 | 380 | No | Inverters | Soligent De-listing | 0
DONOTUSE-321-0129 | DONOTUSE-321-0129 | Enphase, D380 TwinPack Microinverter, 208/240VAC, 60Hz, 22-56VDC for 60 & 72 cell modules, TE F+M0 PV in, 14" AC cable out, 15 Yr Warr, D380-72-2LL-S13 | Inventory Item | 521.7 | 380 | No | Inverters | Soligent De-listing | 0
DONOTUSE-321-0164 | DONOTUSE-321-0164 | Enphase, M215 Microinverter, 215W, 240/208VAC, 60Hz, 16-45VDC for 60 cell modules, H4 PV in, 16" Engage Cable out, 25 Yr Warr, M215-60-2LL-S22 | Inventory Item | 261.96 | 215 | No | Inverters | Soligent De-listing | 0
DONOTUSE-321-0166 | DONOTUSE-321-0166 | Enphase, M215 Microinverter, 215W, 240/208VAC, 60Hz, 16-45VDC for 60 cell modules, TE F+M0 PV in, 16" Engage Cable out, 25 Yr Warr, M215-60-2LL-S23 | Inventory Item | 261.96 | 215 | No | Inverters | Soligent De-listing | 0
DONOTUSE-321-0168 | DONOTUSE-321-0168 | Enphase, M215 Microinverter, 215W, 240/208VAC, 60Hz, 16-45VDC for 60 cell modules, SMK PV in, 16" Engage Cable out, 25 Yr Warr, M215-60-2LL-S24 | Inventory Item | 261.96 | 215 | No | Inverters | Soligent De-listing | 0
DONOTUSE-321-0171 | DONOTUSE-321-0171 | Enphase, Ont FIT, M190 Microinverter, 190W, 240VAC, 60Hz, 22-56VDC for 60 & 72 cell modules, H4 PV in, 70" AC cable in/out, 15 Yr Warr, M190-72-240-S12-NA | Inventory Item | 292.33 | 190 | No | Inverters | Soligent De-listing | 0
DONOTUSE-330-0040 | DONOTUSE-330-0040 | Xantrex, XW6048-120/240-60, 5 Year Warranty Extension - 10 year total ~ 865-1000 | Service | 400 |  | No | Inverters | Soligent De-listing | 0
DONOTUSE-330-0041 | DONOTUSE-330-0041 | Xantrex, XW 4024-120/240-60, 5 Year Warranty Extension - 10 year total ~ 865-1010 | Service | 400 |  | No | Inverters | Soligent De-listing | 0
DONOTUSE-330-0042 | DONOTUSE-330-0042 | Xantrex, XW4548-120/240-60, 5 Year Warranty Extension - 10 year total ~ 865-1005 | Service | 400 |  | No | Inverters | Soligent De-listing | 0
DONOTUSE-370-0019 | DONOTUSE-370-0019 | Xantrex, Minimum Order Fee to orders under $1000 | Service | 50 |  | No | Inverters | Soligent De-listing | 0
DONOTUSE-370-0023 | DONOTUSE-370-0023 | Magnum, Drop Ship Fee | Service | 50 |  | No | Inverters | Soligent De-listing | 0
DONOTUSE-SUNCAP-M215-60-2LL-S22 | DONOTUSE-SUNCAP-M215-60-2LL-S22 | SunCap Lease Program, Enphase, M215 Microinverter, 215W, 240/208VAC, 60Hz, 16-45VDC for 60 cell modules, H4 PV in, 16" Engage Cable out, 25 Yr Warr, M215-60-2LL-S22, (321-0164) | Inventory Item | 0 | 215 | No | Inverters | Soligent De-listing | 0
DONOTUSE-SUNCAP-M215-60-2LL-S24 | DONOTUSE-SUNCAP-M215-60-2LL-S24 | SunCap Lease Program, Enphase, M215 Microinverter, 215W, 240/208VAC, 60Hz, 16-45VDC for 60 cell modules, SMK PV in, 16" Engage Cable out, 25 Yr Warr, M215-60-2LL-S24, (321-0168) | Inventory Item | 0 | 215 | No | Inverters | Soligent De-listing | 0
DONOTUSE-SUNCAP-SB3000US | DONOTUSE-SUNCAP-SB3000US | SunCap Lease Program, SMA, Sunny Boy 3000US 1-Ph Grid Tied Inverter, 3000W, 208/240VAC, 60Hz, DC Discon, 4x15A Fused Input, 1 MPPT, 10 Yr Warr, Neg Gnd Config, SB3000US, (310-0031) | Inventory Item | 0 | 3000 | No | Inverters | Soligent De-listing | 0
DONOTUSE-SUNCAP-SB4000US | DONOTUSE-SUNCAP-SB4000US | SunCap Lease Program, SMA, Sunny Boy 4000US 1-Ph Grid Tied Inverter, 4000W, 208/240VAC, 60Hz, DC Discon, 4x15A Fused Input, 1 MPPT, 10 Yr Warr, Neg Gnd Config, SB4000US, (310-0034) | Inventory Item | 0 | 4000 | No | Inverters | Soligent De-listing | 0
DONOTUSE-SUNCAP-SB5000US | DONOTUSE-SUNCAP-SB5000US | SunCap Lease Program, SMA, Sunny Boy 5000US 1-Ph Grid Tied Inverter, 5000W, 208/240/277VAC, 60Hz, DC Discon, 4x15A Fused Input, 1 MPPT, 10 Yr Warr, Neg Gnd Config, SB5000US, (310-0035) | Inventory Item | 0 | 5000 | No | Inverters | Soligent De-listing | 0
DONOTUSE-SUNCAP-SB6000US | DONOTUSE-SUNCAP-SB6000US | SunCap Lease Program, SMA, Sunny Boy 6000US 1-Ph Grid Tied Inverter, 6000W, 208/240/277VAC, 60Hz, DC Discon, 4x15A Fused Input, 1 MPPT, 10 Yr Warr, Neg Gnd Config, SB6000US, (310-0036) | Inventory Item | 0 | 6000 | No | Inverters | Soligent De-listing | 0
DONOTUSE-SUNCAP-SB7000US | DONOTUSE-SUNCAP-SB7000US | SunCap Lease Program, SMA, Sunny Boy 7000US 1-Ph Grid Tied Inverter, 7000W, 208/240/277VAC, 60Hz, DC Discon, 4x15A Fused Input, 1 MPPT, 10 Yr Warr, Neg Gnd Config, SB7000US, (310-0037) | Inventory Item | 0 | 7000 | No | Inverters | Soligent De-listing | 0
DONOTUSE-SUNCAP-SB8000 | DONOTUSE-SUNCAP-SB8000 | SunCap Lease Program, SMA, Sunny Boy 8000US 1-Ph Grid Tied Inverter, 8000W, 240/277VAC, 60Hz, DC Discon, 4 Fused Input, 1 MPPT, 10 Yr Warr, Neg Gnd Config, SB8000US, (310-0190) | Inventory Item | 0 | 8000 | No | Inverters | Soligent De-listing | 0
DONOTUSE330-0473 | DONOTUSE330-0473 | Fronius, DO NOT USE, WRONG COSTING METHOD VALUE,Symo Lite 10.0 480 Grid Tied Inverter, 3-Ph, 10 kW, 480VAC, 60Hz, 1000VDC, DC Discon, 6 Unfused i/p, 2 MPPT, 10 Yr Warr, Ungrounded, Wi-Fi/Ethernet, Arc-Fault Protection, 4,210,050,801 | Inventory Item | 5059 | 10000 | No | Inverters | Soligent De-listing | 0
DONOTUSE330-0474 | DONOTUSE330-0474 | Fronius, DO NOT USE, WRONG COSTING METHOD VALUE,Symo Lite 10.0 208/240 Grid Tied Inverter, 3-Ph, 10 kW, 208/240VAC, 60Hz, 600VDC, DC Discon, 6 Unfused i/p, 2 MPPT, 10 Yr Warr, Ungrounded, Wi-Fi/Ethernet, Arc-Fault Protection, 4,210,050,851 | Inventory Item | 5251 | 10000 | No | Inverters | Soligent De-listing | 0
DONOTUSE330-0475 | DONOTUSE330-0475 | Fronius, DO NOT USE, WRONG COSTING METHOD VALUE,Symo Lite 12.5 480 Grid Tied Inverter, 3-Ph, 12.5 kW, 480VAC, 60Hz, 1000VDC, DC Discon, 6 Unfused i/p, 2 MPPT, 10 Yr Warr, Ungrounded, Wi-Fi/Ethernet, Arc-Fault Protection, 4,210,051,801 | Inventory Item | 5699 | 12500 | No | Inverters | Soligent De-listing | 0
DONOTUSE330-0476 | DONOTUSE330-0476 | Fronius, DO NOT USE, WRONG COSTING METHOD VALUE,Symo Lite 12.0 208/240 Grid Tied Inverter, 3-Ph, 12 kW, 208/240VAC, 60Hz, 600VDC, DC Discon, 6 Unfused i/p, 2 MPPT, 10 Yr Warr, Ungrounded, Wi-Fi/Ethernet, Arc-Fault Protection, 4,210,051,851 | Inventory Item | 5892 | 1200 | No | Inverters | Soligent De-listing | 0
DONOTUSE330-0477 | DONOTUSE330-0477 | Fronius, DO NOT USE, WRONG COSTING METHOD VALUE,Symo Lite 15.0 480 Grid Tied Inverter, 3-Ph, 15 kW, 480VAC, 60Hz, 1000VDC, DC Discon, 6 Unfused i/p, 2 MPPT, 10 Yr Warr, Ungrounded, Wi-Fi/Ethernet, Arc-Fault Protection, 4,210,052,801 | Inventory Item | 6261 | 15000 | No | Inverters | Soligent De-listing | 0
DONOTUSE330-0478 | DONOTUSE330-0478 | Fronius, DO NOT USE, WRONG COSTING METHOD VALUE,Symo Lite 17.5 480 Grid Tied Inverter, 3-Ph, 17.5 kW, 480VAC, 60Hz, 1000VDC, DC Discon, 6 Unfused i/p, 2 MPPT, 10 Yr Warr, Ungrounded, Wi-Fi/Ethernet, Arc-Fault Protection, 4,210,053,801 | Inventory Item | 6936 | 17500 | No | Inverters | Soligent De-listing | 0
DONOTUSE330-0479 | DONOTUSE330-0479 | Fronius, DO NOT USE, WRONG COSTING METHOD VALUE,Symo Lite 20.0 480 Grid Tied Inverter, 3-Ph, 20 kW, 480VAC, 60Hz, 1000VDC, DC Discon, 6 Unfused i/p, 2 MPPT, 10 Yr Warr, Ungrounded, Wi-Fi/Ethernet, Arc-Fault Protection, 4,210,054,801 | Inventory Item | 7609 | 20000 | No | Inverters | Soligent De-listing | 0
DONOTUSE330-0480 | DONOTUSE330-0480 | Fronius, DO NOT USE, WRONG COSTING METHOD VALUE,Symo Lite 22.5 480 Grid Tied Inverter, 3-Ph, 22.5 kW, 480VAC, 60Hz, 1000VDC, DC Discon, 6 Unfused i/p, 2 MPPT, 10 Yr Warr, Ungrounded, Wi-Fi/Ethernet, Arc-Fault Protection, 4,210,055,801 | Inventory Item | 8417 | 22500 | No | Inverters | Soligent De-listing | 0
DONOTUSE330-0481 | DONOTUSE330-0481 | Fronius, DO NOT USE, WRONG COSTING METHOD VALUE,Symo Lite 24.0 480 Grid Tied Inverter, 3-Ph, 24 kW, 480VAC, 60Hz, 1000VDC, DC Discon, 6 Unfused i/p, 2 MPPT, 10 Yr Warr, Ungrounded, Wi-Fi/Ethernet, Arc-Fault Protection, 4,210,056,801 | Inventory Item | 8897 | 24000 | No | Inverters | Soligent De-listing | 0
DONOTUSE570-1122 | DONOTUSE570-1122 | Item made in error as inventory item. new non-inventory item has same item number. Fronius, Primo RGM-2, option for integrated Revenue Grade Metering, 4,062,022 | Inventory Item | 588 |  | No | Inverters | Vendor De-listing | 0
DS-341-0123 | DS-341-0123 | SimpliPhi, AccESS with Schneider XW+ 6848, Optional AGS, Auto Gen Start, SCH-865-1060-01 | Inventory Item | 390 |  | No | Inverters | Vendor De-listing | 224.14
DS-570-0244 | DS-570-0244 | SimpliPhi, AccESS with Schneider XW 6848-PRO, Gateway, SCH-2430069 | Inventory Item | 940 |  | No | Inverters | Vendor De-listing | 540.23
MK-565-0211 | MK-565-0211 | SolarEdge, Optimizer 370W, Add-On Box for one 60 or 72 cell module, 8-60V, 11A, MC4-compatible In/Out, 1000VDC, P370 | Inventory Item | 71.8 | 370 | No | Inverters | Vendor De-listing | 70.2
MK-565-0230 | MK-565-0230 | SolarEdge, Optimizer 400W, Add-On Box for one 60 or 72 cell High Power module, 8-60V, 11.75A, MC4-compatible In/Out, 45" PV wire, UL 1000VDC, P401 | Inventory Item | 75.97 | 400 | No | Inverters | Soligent De-listing | 74.28
MK-565-0230 : MK-565-0230 : MK-565-0230_S | MK-565-0230 : MK-565-0230_S | SolarEdge, Optimizer 400W, Add-On Box for one 60 or 72 cell High Power module, 8-60V, 11.75A, MC4-compatible In/Out, 45" PV wire, UL 1000VDC, P401 | Inventory Item | 75.97 | 400 | No | Inverters | Soligent De-listing | 74.28
RAYDIUS-M190-72-240-S12 | RAYDIUS-M190-72-240-S12 | Raydius Lease Program, Enphase, M190 Microinverter, 190W, 240VAC, 60Hz, 22-56VDC for 60 & 72 cell modules, H4 PV in, 70" AC cable in/out, 15 Yr Warr, (321-0102), M190-72-240-S12 | Inventory Item | 0 | 7000 | No | Inverters | Soligent De-listing | 0
RAYDIUS-PVP3000 | RAYDIUS-PVP3000 | Raydius Lease Program, PV Powered, PVP3000 1-Ph Grid Tied Inverter, 3000W, 240VAC, 60Hz, DC/AC Discon, 3 Unfused Input, 1 MPPT, 10 Yr Warr, Neg Gnd, PVP3000-SD-240, (310-0090) | Inventory Item | 0 | 3000 | No | Inverters | Soligent De-listing | 0
RAYDIUS-SB3000HFUS-30 | RAYDIUS-SB3000HFUS-30 | Raydius Lease Program, SMA, Sunny Boy 3000HFUS 1-Ph Grid Tied Inverter, 3000W, 208/240VAC, 60Hz, DC Discon, 1 Unfused Input, 1 MPPT, 10 Yr Warr, Neg Gnd Config, Bluetooth, SB3000HFUS-30, (310-0193) | Inventory Item | 0 | 3000 | No | Inverters | Soligent De-listing | 0
RAYDIUS-SB4000US | RAYDIUS-SB4000US | Raydius Lease Program, SMA, Sunny Boy 4000US 1-Ph Grid Tied Inverter, 4000W, 208/240VAC, 60Hz, DC Discon, 4x15A Fused Input, 1 MPPT, 10 Yr Warr, Neg Gnd Config, SB4000US, (310-0034) | Inventory Item | 0 | 4000 | No | Inverters | Soligent De-listing | 0
RAYDIUS-SB5000US | RAYDIUS-SB5000US | Raydius Lease Program, SMA, Sunny Boy 5000US 1-Ph Grid Tied Inverter, 5000W, 208/240/277VAC, 60Hz, DC Discon, 4x15A Fused Input, 1 MPPT, 10 Yr Warr, Neg Gnd Config, SB5000US, (310-0035) | Inventory Item | 0 | 5000 | No | Inverters | Soligent De-listing | 0
RAYDIUS-SB6000US | RAYDIUS-SB6000US | Raydius Lease Program, SMA, Sunny Boy 6000US 1-Ph Grid Tied Inverter, 6000W, 208/240/277VAC, 60Hz, DC Discon, 4x15A Fused Input, 1 MPPT, 10 Yr Warr, Neg Gnd Config, SB6000US, (310-0036) | Inventory Item | 0 | 6000 | No | Inverters | Soligent De-listing | 0
RAYDIUS-SB7000US | RAYDIUS-SB7000US | Raydius Lease Program, SMA, Sunny Boy 7000US 1-Ph Grid Tied Inverter, 7000W, 208/240/277VAC, 60Hz, DC Discon, 4x15A Fused Input, 1 MPPT, 10 Yr Warr, Neg Gnd Config, SB7000US, (310-0037) | Inventory Item | 0 | 7000 | No | Inverters | Soligent De-listing | 0
re-use item number | re-use item number | error | Inventory Item | 0 |  | No | Inverters | Soligent De-listing | 0
SUNCAP-IG PLUS 5.0-1 | SUNCAP-IG PLUS 5.0-1 | SunCap Lease Program, Fronius, IG Plus 5.0-1 UNI 1-Ph Grid Tied Inverter, 5000W, 208/240/277VAC, 60Hz, DC Discon, 6 Fused Input, 1 MPPT, 10 Yr Warr, Neg Gnd Config, 4210103800, (310-0069) | Inventory Item | 0 | 5000 | No | Inverters | Soligent De-listing | 0
SUNCAP-IG PLUS 7.5-1 | SUNCAP-IG PLUS 7.5-1 | SunCap Lease Program, Fronius, IG Plus 7.5-1 UNI 1-Ph Grid Tied Inverter, 7500W, 208/240/277VAC, 60Hz, DC Discon, 6 Fused Input, 1 MPPT, 10 Yr Warr, Neg Gnd Config, 4210105800, (310-0071) | Inventory Item | 0 | 7500 | No | Inverters | Soligent De-listing | 0
SUNCAP-M215-60-2LL-S22 | SUNCAP-M215-60-2LL-S22 | SunCap Lease Program, Enphase, M215 Microinverter, 215W, 240/208VAC, 60Hz, 16-45VDC for 60 cell modules, H4 PV in, 16" Engage Cable out, 25 Yr Warr, M215-60-2LL-S22, (321-0164) | Inventory Item | 0 | 215 | No | Inverters | Soligent De-listing | 0
SUNCAP-M215-60-2LL-S22-FG | SUNCAP-M215-60-2LL-S22-FG | SunCap Lease Program, FG Enphase, M215 Microinverter, 215W, 240/208VAC, 60Hz, 16-45VDC for 60 cell modules, H4 PV in, 16" Engage Cable out, 25 Yr Warr, M215-60-2LL-S22, (321-0164) | Inventory Item | 0 | 215 | No | Inverters | Soligent De-listing | 0
SUNCAP-M215-60-2LL-S24 | SUNCAP-M215-60-2LL-S24 | SunCap Lease Program, Enphase, M215 Microinverter, 215W, 240/208VAC, 60Hz, 16-45VDC for 60 cell modules, SMK PV in, 16" Engage Cable out, 25 Yr Warr, M215-60-2LL-S24, (321-0168) | Inventory Item | 0 | 215 | No | Inverters | Soligent De-listing | 0
SUNCAP-M215-60-2LL-S24-FG | SUNCAP-M215-60-2LL-S24-FG | SunCap Lease Program, FG Enphase, M215 Microinverter, 215W, 240/208VAC, 60Hz, 16-45VDC for 60 cell modules, SMK PV in, 16" Engage Cable out, 25 Yr Warr, M215-60-2LL-S24, (321-0168) | Inventory Item | 0 | 215 | No | Inverters | Soligent De-listing | 0
SUNCAP-PVI-6000-OUTD-US | SUNCAP-PVI-6000-OUTD-US | SunCap Lease Program, Power One, PVI-6000 1-Ph Grid Tied Inverter, 6000W, 208/240/277VAC, 60Hz, DC Discon, 4 Unfused Input, 2 MPPT, 10 Yr Warr, Ungrounded, RS485, PVI-6000-OUTD-US, (310-0010) | Inventory Item | 0 | 6000 | No | Inverters | Soligent De-listing | 0
SUNCAP-SB3000US | SUNCAP-SB3000US | SunCap Lease Program, SMA, Sunny Boy 3000US 1-Ph Grid Tied Inverter, 3000W, 208/240VAC, 60Hz, DC Discon, 4x15A Fused Input, 1 MPPT, 10 Yr Warr, Neg Gnd Config, SB3000US, (310-0031) | Inventory Item | 0 | 3000 | No | Inverters | Soligent De-listing | 0
SUNCAP-SB4000US | SUNCAP-SB4000US | SunCap Lease Program, SMA, Sunny Boy 4000US 1-Ph Grid Tied Inverter, 4000W, 208/240VAC, 60Hz, DC Discon, 4x15A Fused Input, 1 MPPT, 10 Yr Warr, Neg Gnd Config, SB4000US, (310-0034) | Inventory Item | 0 | 4000 | No | Inverters | Soligent De-listing | 0
SUNCAP-SB5000US | SUNCAP-SB5000US | SunCap Lease Program, SMA, Sunny Boy 5000US 1-Ph Grid Tied Inverter, 5000W, 208/240/277VAC, 60Hz, DC Discon, 4x15A Fused Input, 1 MPPT, 10 Yr Warr, Neg Gnd Config, SB5000US, (310-0035) | Inventory Item | 0 | 5000 | No | Inverters | Soligent De-listing | 0
SUNCAP-SB6000US | SUNCAP-SB6000US | SunCap Lease Program, SMA, Sunny Boy 6000US 1-Ph Grid Tied Inverter, 6000W, 208/240/277VAC, 60Hz, DC Discon, 4x15A Fused Input, 1 MPPT, 10 Yr Warr, Neg Gnd Config, SB6000US, (310-0036) | Inventory Item | 0 | 6000 | No | Inverters | Soligent De-listing | 0
SUNCAP-SB7000US | SUNCAP-SB7000US | SunCap Lease Program, SMA, Sunny Boy 7000US 1-Ph Grid Tied Inverter, 7000W, 208/240/277VAC, 60Hz, DC Discon, 4x15A Fused Input, 1 MPPT, 10 Yr Warr, Neg Gnd Config, SB7000US, (310-0037) | Inventory Item | 0 | 7000 | No | Inverters | Soligent De-listing | 0
SUNCAP-SB8000 | SUNCAP-SB8000 | SunCap Lease Program, SMA, Sunny Boy 8000US 1-Ph Grid Tied Inverter, 8000W, 240/277VAC, 60Hz, DC Discon, 4 Fused Input, 1 MPPT, 10 Yr Warr, Neg Gnd Config, SB8000US, (310-0190) | Inventory Item | 0 | 8000 | No | Inverters | Soligent De-listing | 0