## ItemSearchResults
Name | Display Name | Description | Type | Base Price | Wattage | Non-Commissionable | Item Classification | Item Status | Floor Price | Available
480-0127 | 480-0127 | Generac, PWRcell DCB Battery Module, 3.0kWh Useable, NMC, 8004 | Inventory Item | 1886.75 | 3000 | No | Energy Storage | Shippable | 1734.07 | 142
140-0001 : 140-0001_S | 140-0001_S | Generac, Generator Custom Quote | Inventory Item |  |  | No | Energy Storage | Special Order | 0
140-0002 : 140-0002_S | 140-0002_S | Generac, Generator, 22kW Stand-By, Air-Cooled, 3600 RPM, 120/240Vac, Natural Gas or LPG, Aluminum Enclosure, Wi-Fi included, UL, CUL, EPA Compliant, 5 Year Warranty, 7042-3 | Inventory Item | 4331.65 |  | No | Energy Storage | Soligent De-listing | 4097.5
140-0013 | 140-0013 | Generac, Generator, 48kW Stand-By, Liquid-Cooled, 1800 RPM, 120/240Vac, Natural Gas or LPG, Aluminum Enclosure, UL, CUL, EPA Compliant, 5 Year Warranty, SCAQMD Compliant, RG04845C | Inventory Item | 16560.1 | 48000 | No | Energy Storage | Shippable | 15664.96
480-0015 | 480-0015 | Panasonic, 3.38kWh name plate, Li-ion Battery Module, used with Pika System, DCB-105 | Inventory Item | 2635 |  | No | Energy Storage | Vendor De-listing | 0
349-0025 | 349-0025 | SimpliPhi, AccESS with OutBack GS-8048A-01, 120/240Vac, 4 Phi 3.8, LFP Batteries (Lithium Iron Phosphate), 2 FM-80 Charge Controllers, Mate-3S, 3R Enclosure, UL-1973, UL-1741-SA (Rule 21), A-4PHI-2CC-OB | Inventory Item | 31600 |  | No | Energy Storage | Vendor De-listing | 0
349-0029 | 349-0029 | SimpliPhi, AccESS with Schneider XW+ 6848 Inverter 120/240Vac, SCP, 3 Phi 3.8, LFP Batteries (Lithium Iron Phosphate), AC Coupled, 3R Enclosure, UL-1973, A-3PHI-SCH | Inventory Item | 23540 | 6800 | No | Energy Storage | Vendor De-listing | 13528.74
311-0088 | 311-0088 | Sol-Ark, 8kW Battery or Battery-Less Inverter, 8,000W, 120/240-208Vac, 50/60Hz, 48VDC, Transformerless Sine Wave, Grid Tie/Off-Grid, AC and/or DC Coupled, 2 MPPT PV inputs, with AFCI/GFDI, BTS & Dual AC inputs, with Standard 5 Yr. Warr, UL1741-SA (Rule-21), NEMA 3R, SA-8K | Inventory Item | 5365.85 | 8000 | No | Energy Storage | Shippable | 5176.47
420-0115 | 420-0115 | ​ Generac, 26R Battery for 16-22kW A/C HSB and 32-36kW L/C HSB - Must ship with Home Standby Generator, 0H3421S | Inventory Item | 82.81 |  | No | Energy Storage | Shippable | 76.1
580-0185-B | 580-0185-B | "B" Grade - SolarEdge, Energy Hub, Backup Interface, with 5kW Autoformer, Import/Export Meter, w/CTs, Main Lug Only rated for Load Side Connection, BI-NUSGN-02 | Inventory Item | 1403.53 |  | No | Energy Storage | Soligent De-listing | 1315.81 | 1
311-0040-B |  | "B" Grade SMA, Sunny Island 6048 battery inverter, 5750W, 120VAC, 60Hz, 56A Transfer, 48VDC, Sinewave, 100A Charger, 10 Yr Warr, with BTS, SI6048-US-10 | Inventory Item | 2627.66 | 5750 | No | Energy Storage | Soligent De-listing | 2520.41 | 2
580-0186-B | 580-0186-B | "B" Grade SolarEdge, Energy Hub, Backup Interface, with 5kW Autoformer, Import/Export Meter w/CT’s, 200A Main Breaker rated for Service Side Connection, BI-EUSGN-02 | Inventory Item | 1652.64 |  | No | Energy Storage | Soligent De-listing | 1549.35 | 1
311-0092-B |  | "B" Grade Sol-Ark, 15K Battery or Battery-Less Inverter, 15kW/12kW from Battery, 120/240/208Vac, 50/60Hz, 48VDC, Transformerless Sinewave, Grid Tie/Off-Grid, AC and/or DC Coupled, Dual AC inputs, 200A Load Breaker, 3 MPPT PV inputs, with AFCI/GFDI, BTS, 100A CT’s, 10 Yr. Warr, UL1741-SA, NEMA 3R, SA-15K-LV | Inventory Item |  | 15000 | No | Energy Storage | Soligent De-listing | 0
311-0085-B |  | "B" Grade Sol-Ark,5kW Battery or Battery-Less Inverter, 5,000W, 120/240-208Vac, 50/60Hz, 48VDC,Transformerless Sinewave, Grid Tie/Off-Grid, AC and/or DC Coupled, 2 MPPT PV inputs, with AFCI/GFDI, BTS & Dual AC inputs, 5 Yr Warr, NEMA 3R ,(Outdoor), SA-5K | Inventory Item | 3234.04 | 5000 | No | Energy Storage | Soligent De-listing | 3070.71
520-0102-B | 520-0102-B | "B-Grade" Midnite Solar, Classic 200, MPPT Charge Controller, 200VDC, 79A, 12-93V Battery, with BTS & LCD, Arc-fault Protection, CLASSIC 200 | Inventory Item | 513.66 |  | No | Energy Storage | Vendor De-listing | 487.72
450-0159-B | 450-0159-B | "B-Grade" Pika, Harbor Plus Smart Battery Electronics and Enclosure for Li- ion Battery, compatible with REbus DC Nanogrid (requires Panasonic DCB-105 Battery Modules, Purchased Separately), HSBK | Inventory Item | 2040.88 |  | No | Energy Storage | Soligent De-listing | 0
500-0558 | 500-0558 | 12/2 Tray Cable, PVC 600V, 12 AWG, 12-2/C VNTC | Inventory Item | 0.61 |  | No | Energy Storage | Soligent De-listing | 0.57
440-0109 | 440-0109 | Battery 12V, 100AH Sealed Lead Acid, PS-121000 | Inventory Item | 159.07 |  | No | Energy Storage | Soligent De-listing | 0
440-0111 | 440-0111 | Battery 12V, 12AH, Long Version, PS-12120L | Inventory Item | 32.2 |  | No | Energy Storage | Soligent De-listing | 0
440-0113 | 440-0113 | Battery 12V, 28AH 'F' connection, PS-12280 | Inventory Item | 143.2 |  | No | Energy Storage | Soligent De-listing | 0
440-0193 | 440-0193 | Concorde, California Replacement Battery Fee, For any 6 or 12V replacement battery, not for new installations | Inventory Item | 0 |  | No | Energy Storage | Soligent De-listing | 0
410-0161 | 410-0161 | Concorde, Sealed AGM Battery, 2V, 1215Ah @ 24hr, PVX-12150HT | Inventory Item | 678.01 |  | No | Energy Storage | Shippable | 623.46
410-0076 | 410-0076 | Concorde, Sealed AGM Battery, 2V, 534Ah, G24, PVX-5340T | Inventory Item | 558 |  | No | Energy Storage | Soligent De-listing | 0
410-0162 | 410-0162 | Concorde, Sealed AGM Battery, 6V, 405Ah @ 24hr, PVX-4050HT | Inventory Item | 610.2 |  | No | Energy Storage | Shippable | 561.1
410-0064 | 410-0064 | Concorde, Sealed AGM Battery, 12V, 212Ah @ 24hr, 4D, PVX-2120L | Inventory Item | 572.71 |  | No | Energy Storage | Shippable | 526.63
410-0080 | 410-0080 | Concorde, SunXtender Sealed AGM Battery, 2V, 648Ah @ 24hr, G31, PVX-6480T | Inventory Item | 321.34 |  | No | Energy Storage | Soligent De-listing | 295.48
410-0088 | 410-0088 | Concorde, SunXtender Sealed AGM Battery, 2V, 915Ah @ 24hr, PVX-9150T | Inventory Item | 451.68 |  | No | Energy Storage | Shippable | 415.33
410-0066 | 410-0066 | Concorde, SunXtender Sealed AGM Battery, 6V, 224Ah @ 24hr, Golf Cart, PVX-2240T | Inventory Item | 318.86 |  | No | Energy Storage | Soligent De-listing | 293.21
410-0068 | 410-0068 | Concorde, SunXtender Sealed AGM Battery, 6V, 305Ah @ 24hr, GC2, PVX-3050T | Inventory Item | 401.89 |  | No | Energy Storage | Shippable | 369.55
410-0070 | 410-0070 | Concorde, SunXtender Sealed AGM Battery, 12V, 34Ah @ 24hr, U1, PVX-340T | Inventory Item | 128.95 |  | No | Energy Storage | Soligent De-listing | 118.57
410-0072 | 410-0072 | Concorde, SunXtender Sealed AGM Battery, 12V, 42Ah @ 24hr, U1, PVX-420T | Inventory Item | 151.44 |  | No | Energy Storage | Soligent De-listing | 139.25
410-0074 | 410-0074 | Concorde, SunXtender Sealed AGM Battery, 12V, 49Ah @ 24hr, G22, PVX-490T | Inventory Item | 174.45 |  | No | Energy Storage | Soligent De-listing | 160.41
410-0078 | 410-0078 | Concorde, SunXtender Sealed AGM Battery, 12V, 56Ah @ 24hr, G22, PVX-560T | Inventory Item | 327 |  | No | Energy Storage | Soligent De-listing | 0
410-0082 | 410-0082 | Concorde, SunXtender Sealed AGM Battery, 12V, 69Ah @ 24hr, G24, PVX-690T | Inventory Item | 378 |  | No | Energy Storage | Soligent De-listing | 0
410-0084 | 410-0084 | Concorde, SunXtender Sealed AGM Battery, 12V, 84Ah @ 24hr, G24, PVX-840T | Inventory Item | 259.51 |  | No | Energy Storage | Soligent De-listing | 238.63
410-0086 | 410-0086 | Concorde, SunXtender Sealed AGM Battery, 12V, 89Ah @ 24hr, G31, PVX-890T | Inventory Item | 474 |  | No | Energy Storage | Soligent De-listing | 0
410-0060 | 410-0060 | Concorde, SunXtender Sealed AGM Battery, 12V, 104Ah @ 24hr, G27, PVX-1040T | Inventory Item | 296.23 |  | No | Energy Storage | Shippable | 272.39
410-0062 | 410-0062 | Concorde, SunXtender Sealed AGM Battery, 12V, 108Ah @ 24hr, G31, PVX-1080T | Inventory Item | 312.03 |  | No | Energy Storage | Soligent De-listing | 286.92
410-0236 | 410-0236 | Concorde, SunXtender Sealed AGM Battery, 12V, 153Ah @ 24hr, G30H Tall, PVX-1530T | Inventory Item | 447.8 |  | No | Energy Storage | Shippable | 411.77
410-0005 | 410-0005 | Concorde, SunXtender Sealed AGM Battery, 12V, 258Ah @ 24hr, 8D, PVX-2580L | Inventory Item | 761.9 |  | No | Energy Storage | Shippable | 700.6
410-0237 | 410-0237 | Concorde, SunXtender Sealed AGM Battery, 2V, 504Ah @ 24hr, G24, PVX-5040T | Inventory Item | 320.51 |  | No | Energy Storage | Soligent De-listing | 294.72
410-0238 | 410-0238 | Concorde, SunXtender Sealed AGM Battery, 2V, 624Ah @ 24hr, G27, PVX-6240T | Inventory Item | 359.83 |  | No | Energy Storage | Soligent De-listing | 330.87
410-0239 | 410-0239 | Concorde, SunXtender Sealed AGM Battery, 2V, 672Ah @ 24hr, GC2, PVX-6720T | Inventory Item | 346.11 |  | No | Energy Storage | Soligent De-listing | 318.26
410-0197 | 410-0197 | Concorde, SunXtender Sealed AGM Battery, 2V, 768Ah @ 24hr, G31, PVX-7680T | Inventory Item | 701 |  | No | Energy Storage | Vendor De-listing | 0
410-0235 | 410-0235 | Concorde, SunXtender Sealed AGM Battery, 6V, 138Ah @ 24hr, G24, PVX-1380T | Inventory Item | 230.94 |  | No | Energy Storage | Soligent De-listing | 212.36
410-0207 | 410-0207 | Concorde, SunXtender, Custom Item, Enter Quote Number and Custom Price | Non-inventory Item | 0 |  | No | Energy Storage | Shippable | 0
480-0028 | 480-0028 | Discover Energy, AES 24V/2.8kWh LiFePO4 (Lithium Iron Phosphate) Battery, with BMS, Xanbus Closed Loop Communication, UL1973, 44-24-2800 | Inventory Item | 2812.5 |  | No | Energy Storage | Shippable | 2586.21
480-0028 : 480-0028_S | 480-0028_S | Discover Energy, AES 24V/2.8kWh LiFePO4 (Lithium Iron Phosphate) Battery, with BMS, Xanbus Closed Loop Communication, UL1973, 44-24-2800 | Inventory Item | 2746.25 |  | No | Energy Storage | Soligent De-listing | 2525.29
480-0027 | 480-0027 | Discover Energy, AES 48V/7.39kWh LiFePO4 (Lithium Iron Phosphate) Battery, with BMS, Xanbus Closed Loop Communication, UL1973, 42-48-6650 | Inventory Item | 6298.75 | 6650 | No | Energy Storage | Shippable | 5791.95
480-0027 : 480-0027_S | 480-0027_S | Discover Energy, AES 48V/7.39kWh LiFePO4 (Lithium Iron Phosphate) Battery, with BMS, Xanbus Closed Loop Communication, UL1973, 42-48-6650 | Inventory Item | 6298.75 | 6650 | No | Energy Storage | Soligent De-listing | 5791.95
480-0026 | 480-0026 | Discover Energy, Custom Quote, Enter Quote Number and Custom Price | Non-inventory Item |  |  | No | Energy Storage | Shippable | 0
570-0080 | 570-0080 | Discover Energy, LYNK Communication Gateway, for Closed Loop Communication when use with LYNK Edge Card, with Power Supply, 950-0015 | Inventory Item | 365 |  | No | Energy Storage | Vendor De-listing | 335.63
570-0081 | 570-0081 | Discover Energy, LYNK Edge Card, use with LYNK Communication Gateway, for SkyBox Closed Loop Communication, 950-0016-OUTBK SKBX | Inventory Item | 90 |  | No | Energy Storage | Vendor De-listing | 82.76
570-0083 | 570-0083 | Discover Energy, LYNK Edge Card, use with LYNK Communication Gateway, for Sol-Ark Closed Loop Communication, 950-0016-SLRK | Inventory Item | 103.75 |  | No | Energy Storage | Vendor De-listing | 95.4
570-0082 | 570-0082 | Discover Energy, LYNK Edge Card, use with LYNK Communication Gateway, for Sunny Island Closed Loop Communication, 950-0016-SMASI | Inventory Item | 90 |  | No | Energy Storage | Vendor De-listing | 82.76
450-0102 | 450-0102 | Discover Energy, Wall mounting Bracket for 42-48-650 & 42-24-2800 AES Batteries, 950-0018 | Inventory Item | 161.25 |  | No | Energy Storage | Shippable | 148.28
450-0132 | 450-0132 | DPW, Battery Enclosure for Surrette, 12 L-16 Batteries, Chest Style, 29" x 53" x 24", Non-Insulated, 2x6, BB12-SS530-2x6 | Inventory Item | 1863 |  | No | Energy Storage | Vendor De-listing | 1164.38
600-0028 | 600-0028 | Endur, Custom Quote, Enter Quote Number and Custom Price | Non-inventory Item |  |  | No | Energy Storage | Shippable | 0
480-0138 | 480-0138 | EndurEnergy Systems, 5.12kWh1 100Ah, 48 Vdc Nominal, Battery Pack, ESP-5100, B0005 | Inventory Item | 2091.7 | 5120 | No | Energy Storage | Shippable | 2078.71 | 47
450-0180 | 450-0180 | EndurEnergy Systems, Battery Enclosure with BMS for 2 ESP-5100 Battery Packs, 10.24kWh Name Plate, (Batteries NOT Included), IP55 (Outdoor), ESP-EU10, E00010 | Inventory Item | 296.59 |  | No | Energy Storage | Shippable | 294.75 | 8
450-0181 | 450-0181 | EndurEnergy Systems, Battery Enclosure with BMS for 3 ESP-5100 Battery Packs, 15.36kWh Name Plate, (Batteries NOT Included), IP55 (Outdoor), ESP-EU15, E00015 | Inventory Item | 443.75 |  | No | Energy Storage | Shippable | 440.99 | 4
450-0182 | 450-0182 | EndurEnergy Systems, Battery Enclosure with BMS for 4 ESP-5100 Battery Packs, 20.48kWh Name Plate, (Batteries NOT Included), IP55 (Outdoor), ESP-EU20, E00020 | Inventory Item | 593.18 |  | No | Energy Storage | Shippable | 589.49 | 8
450-0183 | 450-0183 | EndurEnergy Systems, Inverter/Battery Enclosure with BMS for 2 ESP-5100 Battery Packs, and 1 Sol-Ark 8 or 12k Inverter (Not Included), 10.24kWh Name Plate, Indoor Rated, ESP-IE10, IE00010 | Inventory Item | 424.59 |  | No | Energy Storage | Shippable | 421.95 | 4
450-0184 | 450-0184 | EndurEnergy Systems, Inverter/Battery Enclosure with BMS for 4 ESP-5100 Battery Packs, and 1 Sol-Ark 8 or 12k Inverter (Not Included), 20.48kWh Name Plate, Indoor Rated, ESP-IE20, IE00020 | Inventory Item | 849.18 |  | No | Energy Storage | Shippable | 843.9 | 2
530-1110 | 530-1110 | Enphase 20A/40A Quad breaker, 10kAIC, for IQ System Controller 2.0 with Gen-Set, BQC220240, BRK-20A40A-4P-240V | Inventory Item | 38.67 |  | No | Energy Storage | Shippable | 36.25
530-1108 | 530-1108 | Enphase, 15A 2 Pole Breaker for IQ Combiner 4n for use with Hold Down Kit, Eaton BR215B, BRK-15A-2P-240V-B | Inventory Item | 34.4 |  | No | Energy Storage | Shippable | 26.94
530-1107 | 530-1107 | Enphase, 20A 2 Pole Breaker for IQ System Controller and IQ Combiner-4, for use with Hold Down Kit, Eaton BR220B, BRK-20A-2P-240V-B | Inventory Item | 31.88 |  | No | Energy Storage | Shippable | 24.96 | 1118
480-0002 | 480-0002 | Enphase, AC Battery, 1.2kW, Lithium Iron Phosphate, 240VAC, Requires Envoy-S Metered Envoy & CT's, B280-1200-LL-I-US00-RF0 | Inventory Item | 2500 |  | No | Energy Storage | Vendor De-listing | 0
480-0012 | 480-0012 | Enphase, AC Battery, 1.2kW, Lithium Iron Phosphate, 240VAC, Requires IQ-Envoy & CT's, IQ6PLUS-B1200-LL-I-US00-RV1 | Inventory Item | 2500 |  | No | Energy Storage | Vendor De-listing | 0
530-1109 | 530-1109 | Enphase, Combiner-4 Breaker Hold Down Kit, X-IQ-NA-HD-125A | Inventory Item | 9.95 |  | No | Energy Storage | Shippable | 7.8 | 923
530-0243 | 530-0243 | Enphase, Eaton Type Br Circuit Breaker Hold-DOwn | Inventory Item | 14.62 |  | No | Energy Storage | Soligent De-listing | 14.43
530-1111 | 530-1111 | Enphase, Eaton Type Br Circuit Breaker Hold-DOwn | Inventory Item | 15 |  | No | Energy Storage | Soligent De-listing | 14.43
480-0124 | 480-0124 | Enphase, Encharge 10.5kWh LFP Battery, with 12 integrated IQ8X-BATT inverters, NEMA 3R, ENCHARGE-10-1P-NA | Inventory Item | 7653.09 | 3840 | No | Energy Storage | Shippable | 6749.05 | 6
480-0124 : 480-0124 : 480-0124 : 480-0124_S | 480-0124 : 480-0124 : 480-0124_S | Enphase, Encharge 10.5kWh LFP Battery, with 12 integrated IQ8X-BATT inverters, NEMA 3R, ENCHARGE-10-1P-NA | Inventory Item | 7160.49 |  | No | Energy Storage | Soligent De-listing | 6823.53
480-0123 | 480-0123 | Enphase, Encharge 3.36kWh LFP Battery, with 4 integrated IQ8X-BATT inverters, NEMA 3R, ENCHARGE-3-1P-NA | Inventory Item | 2551.85 | 1280 | No | Energy Storage | Shippable | 2431.76 | 2
480-0123 : 480-0123 : 480-0123_S | 480-0123 : 480-0123_S | Enphase, Encharge 3.36kWh LFP Battery, with 4 integrated IQ8X-BATT inverters, NEMA 3R, ENCHARGE-3-1P-NA | Inventory Item | 2387.65 |  | No | Energy Storage | Soligent De-listing | 2275.29
730-0065 | 730-0065 | Enphase, Encharge Base Unit Installation Handles (Pair of 1 front and 1 side handle), ENCHARGE-HNDL-R1 | Inventory Item | 136.76 |  | No | Energy Storage | Shippable | 128.21 | 11
450-0171 | 450-0171 | Enphase, Encharge-10 Cover Kit, includes Cover, Screws, Raceway and Wires for 3 IQ 3 Batteries, B10-C-1050-O | Inventory Item | 617.33 |  | No | Energy Storage | Shippable | 557.83 | 83
450-0177 | 450-0177 | Enphase, Encharge-3 Replacement Cover Kit, includes Cover, Mounting Bracket and Screws, B03-C-0350-O | Inventory Item | 206.67 |  | No | Energy Storage | Shippable | 186.75
530-0126 | 530-0126 | Enphase, Enpower 100A Main/Load Breaker, 25kAIC, CSR2100N, BRK-100A-2P-240V | Inventory Item | 207.2 |  | No | Energy Storage | Shippable | 180.7 | 2
530-0125 | 530-0125 | Enphase, Enpower 125A Main/Load Breaker, 25kAIC, CSR2125N, BRK-125A-2P-240V | Inventory Item | 172.67 |  | No | Energy Storage | Shippable | 150.58 | 9
530-0124 | 530-0124 | Enphase, Enpower 150A Main/Load Breaker, 25kAIC, CSR2150N, BRK-150A-2P-240V | Inventory Item | 172.67 |  | No | Energy Storage | Shippable | 150.58
530-0148 | 530-0148 | Enphase, Enpower 15A Encharge/Combiner Breaker, 10kAIC, Eaton BR215, BRK-15A-2-240V | Inventory Item | 14.91 |  | No | Energy Storage | Soligent De-listing | 12.85 | 14
530-0123 | 530-0123 | Enphase, Enpower 175A Main/Load Breaker, 25kAIC, CSR2175N, BRK-175A-2P-240V | Inventory Item | 172.67 |  | No | Energy Storage | Shippable | 148.85
530-0122 | 530-0122 | Enphase, Enpower 200A Main/Load Breaker, 25kAIC, CSR2200N, BRK-200A-2P-240V | Inventory Item | 136.76 |  | No | Energy Storage | Shippable | 128.21
530-0141 | 530-0141 | Enphase, Enpower 20A Encharge/Combiner Breaker, 10kAIC, Eaton BR220, BRK-20A-2P-240V | Inventory Item | 13.81 |  | No | Energy Storage | Soligent De-listing | 12.95
530-0127 | 530-0127 | Enphase, Enpower 80A Encharge/Combiner Breaker, 10kAIC, Eaton BR280, BRK-80A-2P-240V | Inventory Item | 55.25 |  | No | Energy Storage | Shippable | 51.8 | 18
730-0001 | 730-0001 | Enphase, Enpower Reusable Lifting Handle Kit, use for easier Empower Wall Mounting, EP200G-HNDL-R1 | Inventory Item | 248.67 |  | No | Energy Storage | Shippable | 216.86 | 21
580-0146 | 580-0146 | Enphase, Enpower Smart Switch with 200A capacity, Neutral-Forming Transformer, Microgrid Interconnect Device (MID), Use with IQ-6 or IQ-7, EP200G101-M240US00 | Inventory Item | 1686.67 |  | No | Energy Storage | Vendor De-listing | 1601.27 | 29
560-0067 | 560-0067 | Enphase, Enpower Soft Starter for 120V HVAC and Pumps Loads with Current Rating 12A to 20A, SSTART-12-20A-1P-115V | Inventory Item | 357.77 |  | No | Energy Storage | Shippable | 335.41
560-0068 | 560-0068 | Enphase, Enpower Soft Starter for 240V HVAC Loads with Current Rating 16A to 32A, SSTART-16-32A-1P-230V | Inventory Item | 357.77 |  | No | Energy Storage | Shippable | 335.41
560-0066 | 560-0066 | Enphase, Enpower Soft Starter for 240V HVAC Loads with Current Rating 8A to 16A, SSTART-08-16A-1P-230V | Inventory Item | 357.77 |  | No | Energy Storage | Shippable | 335.41
570-0150 | 570-0150 | Enphase, Enpower USB Adapter Kit for IQ Envoy, Enables Wireless Communication with Encharge and Enpower, COMMS-KIT-01 | Inventory Item | 136.67 |  | No | Energy Storage | Shippable | 128.13 | 546
450-0185 | 450-0185 | Enphase, IQ Battery 10T UL9540A Additional Wall Mounting Bracket, B10T-AWM-1280-O | Inventory Item |  |  | No | Energy Storage | Shippable | 0 | 209
450-0186 | 450-0186 | Enphase, IQ Battery 10T UL9540A Middle Wall Mounting Bracket, B10T-MWM-1280-O | Inventory Item |  |  | No | Energy Storage | Shippable | 0 | 213
480-0133 | 480-0133 | Enphase, IQ Battery 10T, 10.5kWh LFP Battery, with 12 integrated IQ8X-BAT Inverters, NEMA 3R, ENCHARGE-10T-1P-NA | Inventory Item | 7653.09 | 3800 | No | Energy Storage | Shippable | 6749.05 | 335
480-0133 : 480-0133_S | 480-0133_S | Enphase, IQ Battery 10T, 10.5kWh LFP Battery, with 12 integrated IQ8X-BAT Inverters, NEMA 3R, ENCHARGE-10T-1P-NA | Inventory Item | 7160.49 | 3800 | No | Energy Storage | Soligent De-listing | 6823.53
480-0132 | 480-0132 | Enphase, IQ Battery 3T, 3.36kWh LFP Battery, with 4 integrated IQ8X-BAT Inverters, NEMA 3R, ENCHARGE-3T-1P-NA | Inventory Item | 2551.85 | 1280 | No | Energy Storage | Shippable | 2246.74 | 48
480-0132 : 480-0132_S | 480-0132_S | Enphase, IQ Battery 3T, 3.36kWh LFP Battery, with 4 integrated IQ8X-BAT Inverters, NEMA 3R, ENCHARGE-3T-1P-NA | Inventory Item | 2387.65 | 1280 | No | Energy Storage | Soligent De-listing | 2102.17
450-0187 | 450-0187 | Enphase, IQ Battery-10T Cover Kit, includes Cover, Screws, Raceway and Wires, for 3 IQ 3T Batteries, B10T-C-1290-O | Inventory Item | 571.6 |  | No | Energy Storage | Shippable | 557.83 | 26
450-0188 | 450-0188 | Enphase, IQ Battery-3T Cover Kit, includes Cover, Mounting Bracket and Screws, for 1 IQ 3T Battery, B03T-C-0430-O | Inventory Item | 191.36 |  | No | Energy Storage | Shippable | 186.75 | 7
560-0069 | 560-0069 | Enphase, IQ Load Controller for use with Enpower Auxiliary Contacts to Shed Heavy Loads, EP-NA-LK02-040 | Inventory Item | 558.67 |  | No | Energy Storage | Shippable | 530.38 | 470
580-0187 | 580-0187 | Enphase, IQ System Controller 2, Microgrid Interconnect Device (MID), Grid Side Install, with 200A Capacity, includes Neutral-Forming Transformer, Intelligent Load Control, Generator Interconnection, Use with IQ-6, IQ-7 or IQ-8, EP200G101-M240US01 | Inventory Item | 2000 |  | No | Energy Storage | Vendor De-listing | 1898.73
580-0192 | 580-0192 | Enphase, IQ System Controller 2, Microgrid Interconnect Device (MID), with RSD Switch, Grid Side Install, with 200A Capacity, includes Neutral-Forming Transformer, Intelligent Load Control, Generator Interconnection, Use with IQ-6, IQ-7 or IQ-8, EP200G-SC2-RSD-KIT | Inventory Item | 2094.67 |  | No | Energy Storage | Shippable | 1988.61 | 304
580-0188 | 580-0188 | Enphase, Rapid Shutdown Switch, use with IQ System Controller 2, EP200G-NA-02-RSD | Inventory Item | 80 |  | No | Energy Storage | Vendor De-listing | 75.95 | 7
600-0022 | 600-0022 | Fortress Power, Custom Quote, Enter Quote Number and Custom Price | Non-inventory Item |  |  | No | Energy Storage | Shippable | 0
450-0192 | 450-0192 | Fortress Power, DuraRack Holds up to 4 eFLEX 5.4 LFP batteries, (NOT included) includes Bus-Bars and Cables, and Wheels, IP65/3R Enclosure, DuraRack | Inventory Item | 954.55 |  | No | Energy Storage | Shippable | 949.15
480-0137 | 480-0137 | Fortress Power, eFLEX 5.4, 48V Nominal/105Ah, 5.374kWh, LiFePO4 (Lithium Iron Phosphate) Battery, 10 Yr Warranty, Max 15 units in Parallel, Floor Mount Kit included, UL-1642, UL9540, eFLEX 5.4 | Inventory Item | 3518.52 | 5374 | No | Energy Storage | Shippable | 3137.88
480-0146 | 480-0146 | Fortress Power, eFLEX 5.4-G2, 48V Nominal/105Ah, 5.37kWh, LiFePO4 (Lithium Iron Phosphate) Battery, 10 Yr Warranty, Max 15 units in Parallel, Wall Mount Kit included, UL-1642, UL9540, eFLEX 5.4 G2 | Inventory Item | 3227.27 |  | No | Energy Storage | Shippable | 3209.04 | 5
480-0134 | 480-0134 | Fortress Power, eVault 18.5, 48V Nominal/360Ah, 18.5kWh, LiFePO4 (Lithium Iron Phosphate) Battery, 10 Yr Warranty, Max 12 units in Parallel, UL-1642, eVault 18.5 | Inventory Item | 10113.64 | 18500 | No | Energy Storage | Shippable | 10056.5
480-0134 : 480-0134_S | 480-0134_S | Fortress Power, eVault 18.5, 48V Nominal/360Ah, 18.5kWh, LiFePO4 (Lithium Iron Phosphate) Battery, 10 Yr Warranty, Max 12 units in Parallel, UL-1642, eVault 18.5 | Inventory Item | 10113.64 | 18500 | No | Energy Storage | Soligent De-listing | 10470.59
480-0135 : 480-0135_S | 480-0135_S | Fortress Power, eVault Max 18.5, 48V Nominal/360Ah, 18.5kWh, LiFePO4 (Lithium Iron Phosphate) Battery, 10 Yr Warranty, Max 20 units in Parallel, UL-1642, 1973, 9540, eVault Max 18.5 | Inventory Item | 11250 | 18500 | No | Energy Storage | Vendor De-listing | 10900
480-0135 | 480-0135 | Fortress Power, eVault Max 18.5, 51.2V Nominal/360Ah, 18.43kWh, LiFePO4 (Lithium Iron Phosphate) Battery, 10 Yr Warranty, Max 20 units in Parallel, UL-1642, 1973, 9540, eVault Max 18.5 | Inventory Item | 9943.18 | 18500 | No | Energy Storage | Shippable | 9633.38 | 12
450-0179 | 450-0179 | Fortress Power, Flex-Rack for 4 eFLEX 5.4 LFP batteries, includes Bus Bars, FlexRack | Inventory Item | 1437.5 |  | No | Energy Storage | Shippable | 1419.75
450-0193 | 450-0193 | Fortress Power, Flex-Tower for 1 Sol-Ark 12 or 15kW Inverter (NOT included) Stacks On 1 DuraRack Battery Enclosure, UL9540, UL9540A, IP65/3R Enclosures, FlexTower | Inventory Item | 954.55 | 12000 | No | Energy Storage | Shippable | 949.15 | 1
570-2240 | 570-2240 | Fortress Power, Guardian Battery Monitor Gateway, IP23 (Indoor), for eFlex and eVault Batteries, use with Guardian Companion App, Guardian Battery Monitoring | Inventory Item | 284.09 | 5 | No | Energy Storage | Shippable | 282.49
450-0191 | 450-0191 | Fortress Power, Wall Mount Kit for 1 eFLEX 5.4 LFP battery, eFlex - wall mount kit | Inventory Item | 68.18 |  | No | Energy Storage | Shippable | 67.8
140-0014 | 140-0014 | Generac , Air Cooled Generator Transport Cart, 5685 | Inventory Item | 356.06 |  | No | Energy Storage | Shippable | 336.81
600-0041 | 600-0041 | Generac Custom Item | Non-inventory Item |  |  | No | Energy Storage | Shippable | 0
570-1206 | 570-1206 | Generac, 2 Wire Start Kit, for all Air Cooled Generators with Evolution or Sync 2.0 controllers, 7109 | Inventory Item | 22.59 |  | No | Energy Storage | Shippable | 20.76
580-0229 | 580-0229 | Generac, 200A, 3 Phase 120/208V ATS (Automatic Transfer Switch), NEMA 3R Enclosure, Service-Rated, RTSW200G3 | Inventory Item | 2347.76 |  | No | Energy Storage | Shippable | 2208.84 | 1
570-1214 | 570-1214 | Generac, 264A CT Kit, includes 2, CTs and Internet Adapter CT, Qty.1, APKE00032 | Inventory Item | 115.85 |  | No | Energy Storage | Shippable | 106.47
570-1215 | 570-1215 | Generac, 264A Smart CT’s includes 2, CTs with 4’ leads, UCT2 | Inventory Item | 89.09 |  | No | Energy Storage | Shippable | 81.88
570-0013 | 570-0013 | Generac, 600A CT, Qty.1, APKE00006 | Inventory Item | 234.44 |  | No | Energy Storage | Shippable | 215.47
310-0656 | 310-0656 | GENERAC, 7.6KW 1/0 POWERCELL INVERTER W/CTS | Inventory Item | 2877.21 | 7600 | No | Energy Storage | Vendor De-listing | 2644.37 | 5
570-0246 | 570-0246 | Generac, Automatic Transfer Switch Control Adapter Kit for Whole House Backup applications (Transfer Switch NOT included), APKE00001 | Inventory Item | 133.16 |  | No | Energy Storage | Vendor De-listing | 122.38
570-1229 | 570-1229 | Generac, Cell Modem with 5 year Verizon Data plan, use with XVT Inverters, PCLTE1 | Inventory Item | 534.15 |  | No | Energy Storage | Shippable | 490.92
570-1216 | 570-1216 | Generac, CT-Y Adapter, SYCOM2 | Inventory Item | 20.23 |  | No | Energy Storage | Shippable | 18.59
580-0228 | 580-0228 | Generac, DC Breaker Lock-Out, APKE00036 | Inventory Item | 40.45 |  | No | Energy Storage | Shippable | 37.18
140-0001 | 140-0001 | Generac, Generator Custom Quote | Inventory Item |  |  | No | Energy Storage | Soligent De-listing | 0
580-0166 | 580-0166 | Generac, Generator Smart Transfer Switch, 120/240V, 100A, NEMA 3R, Service-Rated, RXSW100A3 | Inventory Item | 558.47 |  | No | Energy Storage | Shippable | 528.28
580-0048 | 580-0048 | Generac, Generator Smart Transfer Switch, 120/240V, 200A, NEMA 3R, Not Service-Rated, RXSC200A3 | Inventory Item | 655.84 |  | No | Energy Storage | Shippable | 620.39 | 5
580-0165 | 580-0165 | Generac, Generator Smart Transfer Switch, 120/240V, 200A, NEMA 3R, Service-Rated, RXSW200A3 | Inventory Item | 775.46 |  | No | Energy Storage | Shippable | 733.55 | 3
140-0018 | 140-0018 | Generac, Generator, 10kW Stand-By Bundle, Air-Cooled, 3600 RPM, 120/240Vac, Natural Gas or LPG, Aluminum Enclosure, Wi-Fi included, with 100A 16-Circuit Auto Transfer Switch, UL, EPA Compliant, 5 Year Warranty, 7172 | Inventory Item | 3409.73 |  | No | Energy Storage | Shippable | 3225.42
140-0016 | 140-0016 | Generac, Generator, 10kW Stand-By, Air-Cooled, 3600 RPM, 120/240Vac, Natural Gas or LPG, Aluminum Enclosure, Wi-Fi included, UL, CUL, EPA Compliant, 5 Year Warranty, 7171 | Inventory Item | 2575.86 | 10000 | No | Energy Storage | Shippable | 2436.63
140-0017 | 140-0017 | Generac, Generator, 13kW Stand-By, Air-Cooled, 3600 RPM, 120/240Vac, Natural Gas or LPG, Aluminum Enclosure, Wi-Fi included, UL, CUL, EPA Compliant, 5 Year Warranty, 7173 | Inventory Item | 3012.32 |  | No | Energy Storage | Shippable | 2849.49
140-0005 | 140-0005 | Generac, Generator, 16kW Stand-By, Air-Cooled, 3600 RPM, 120/240Vac, Natural Gas or LPG, Aluminum Enclosure, Wi-Fi included, UL, CUL, EPA Compliant, 5 Year Warranty, 7176 | Inventory Item | 6391.8 |  | No | Energy Storage | Vendor De-listing | 3436.45
140-0004 | 140-0004 | Generac, Generator, 1700 watt, 2200 max, Portable Inverter/Generator, 120Vac/60Hz Gasoline, Limited 2 year Warranty, 7117-0 | Inventory Item | 562.97 |  | No | Energy Storage | Vendor De-listing | 517.41
140-0006 | 140-0006 | Generac, Generator, 20kW Stand-By, Air-Cooled, 3600 RPM, 120/240Vac, Natural Gas or LPG, Aluminum Enclosure, Wi-Fi included, UL, CUL, EPA Compliant, 5 Year Warranty, 7038 | Inventory Item | 4097.34 | 20000 | No | Energy Storage | Shippable | 3875.86
140-0022 | 140-0022 | Generac, Generator, 20kW Stand-By, Air-Cooled, 3600 RPM, 3 Phase 208Vac, Natural Gas or LPG, Aluminum Enclosure, Wi-Fi included, UL, CUL, EPA Compliant, 5 Year Warranty, 7077 | Inventory Item | 5230.42 | 20000 | No | Energy Storage | Shippable | 5085.13
140-0015 | 140-0015 | Generac, Generator, 22kW Stand-By Bundle, Air-Cooled, 3600 RPM, 120/240Vac, Natural Gas or LPG, Aluminum Enclosure, Wi-Fi included, with 200A Auto Transfer Switch, UL, EPA Compliant, 5 Year Warranty, 7043-3 | Inventory Item | 5912.47 |  | No | Energy Storage | Shippable | 5592.88
140-0002 | 140-0002 | Generac, Generator, 22kW Stand-By, Air-Cooled, 3600 RPM, 120/240Vac, Natural Gas or LPG, Aluminum Enclosure, Wi-Fi included, UL, CUL, EPA Compliant, 5 Year Warranty, 7042 | Inventory Item | 4331.65 |  | No | Energy Storage | Shippable | 4097.5
140-0019 | 140-0019 | Generac, Generator, 24kW Stand-By, Air-Cooled, 3600 RPM, 120/240Vac, Natural Gas or LPG, Aluminum Enclosure, Wi-Fi included, UL, CUL, EPA Compliant, 5 Year Warranty, 7209 | Inventory Item | 5482.65 | 24000 | No | Energy Storage | Shippable | 5186.29 | 1
140-0007 | 140-0007 | Generac, Generator, 32kW Stand-By, Liquid-Cooled, 1800 RPM, 120/240Vac, Natural Gas or LPG, Aluminum Enclosure, UL, CUL, EPA Compliant, 5 Year Warranty, (Not for sale in CA/MA),RG03224 | Inventory Item | 11153.39 | 32000 | No | Energy Storage | Shippable | 10550.51
140-0008 | 140-0008 | Generac, Generator, 36kW Stand-By, Liquid-Cooled, 3600 RPM, 120/240Vac, Natural Gas or LPG, Aluminum Enclosure, UL, CUL, EPA Compliant, 5 Year Warranty, (Not for sale in CA/MA),RG03624A | Inventory Item | 13125.81 |  | No | Energy Storage | Shippable | 12416.3
140-0009 | 140-0009 | Generac, Generator, 48kW Stand-By, Liquid-Cooled, 1800 RPM, 120/240Vac, Natural Gas or LPG, Aluminum Enclosure, UL, CUL, EPA Compliant, 5 Year Warranty, (Not for sale in CA/MA), RG04845ANAX | Inventory Item | 15316.58 |  | No | Energy Storage | Shippable | 14488.66
140-0003 | 140-0003 | Generac, Generator, Composite Base, 54 X 31 X 3” GENPAD, for 10-22kW Generator, 10000007863 | Inventory Item | 360 |  | No | Energy Storage | Soligent De-listing | 0
140-0010 | 140-0010 | Generac, Generator, Composite Base, 54 X 31 X 4” Hurricane GENPAD, for 10-22kW Generator, 10000007832 | Inventory Item | 400 |  | No | Energy Storage | Soligent De-listing | 0
140-0011 | 140-0011 | Generac, Generator, Composite Base, 83 X 41 X 4” GENPAD, for 32-36kW Generator, 10000005771 | Inventory Item | 1314 |  | No | Energy Storage | Soligent De-listing | 0
140-0012 | 140-0012 | Generac, Generator, Composite Base, 90 X 41 X 4” GENPAD, for 48kW Generator, A0000516140 | Inventory Item | 1374 |  | No | Energy Storage | Soligent De-listing | 0
140-0020 | 140-0020 | Generac, Generator, EcoGen 15kW Stand-By, Air-Cooled, 3600 RPM, 120/240Vac, Natural Gas or LPG, Aluminum Enclosure, Wi-Fi included, (Not for sale in CA), 3 Year Warranty, 7163 | Inventory Item | 4686.24 | 15000 | No | Energy Storage | Shippable | 4432.93
565-0024 | 565-0024 | Generac, PV-Link Sub-String Optimizer, Compatible with SnapRS for Module Level RSD, MC-4, Max 420Voc, APKE00010 | Inventory Item | 536.23 |  | No | Energy Storage | Shippable | 492.83 | 109
580-0169 | 580-0169 | Generac, PWRcell 100A Automatic Transfer Switch (ATS), with Load Management, Manage up to 4 HVAC (24Vac Controlled) Loads for Whole Home Coverage, NEMA 3R, CXSC100A3 | Inventory Item | 492.18 |  | No | Energy Storage | Soligent De-listing | 452.35
580-0108 | 580-0108 | Generac, PWRcell 100A Automatic Transfer Switch (ATS), with Load Management, Manage up to 4 HVAC (24Vac Controlled) Loads for Whole Home Coverage, Service Rated, NEMA 3R, CXSW100A3 | Inventory Item | 731.95 |  | No | Energy Storage | Shippable | 672.72
330-0026 | 330-0026 | Generac, PWRcell 11.4kW Three-Phase 120/208Vac Grid-Tie/Back-Up Inverter (Back-Up 120/240 Single Phase) with 3 CT’s, UL1741-SA (Rule-21), APKE00013 | Inventory Item | 4308.23 |  | No | Energy Storage | Vendor De-listing | 3959.58
330-0026 : 330-0026_S | 330-0026_S | Generac, PWRcell 11.4kW Three-Phase 120/208Vac Grid-Tie/Back-Up Inverter (Back-Up 120/240 Single Phase) with 3 CT’s, UL1741-SA (Rule-21), APKE00013 | Inventory Item | 4111.86 |  | No | Energy Storage | Soligent De-listing | 3779.11
580-0109 | 580-0109 | Generac, PWRcell 200A Automatic Transfer Switch (ATS), with Load Management, Manage up to 4 HVAC (24Vac Controlled) Loads for Whole Home Coverage, Service Rated, NEMA 3R, CXSW200A3 | Inventory Item | 970.7 |  | No | Energy Storage | Shippable | 892.15 | 55
450-0168 | 450-0168 | Generac, PWRcell 3R, Outdoor Rated, Battery Enclosure and Electronics for Li-ion Battery, requires 3-6 PWRcell Battery Modules, (Purchased Separately), APKE00028 | Inventory Item | 2963.67 |  | No | Energy Storage | Shippable | 2723.84 | 29
310-0044 | 310-0044 | Generac, PWRcell 7.6kW Single Phase 120/240Vac Grid-Tie/Back-Up Inverter with 2 CT’s, UL1741-SA (Rule-21), XVT076A03 | Inventory Item | 3328.35 |  | No | Energy Storage | Shippable | 3059.01 | 25
310-0044 : 310-0044_S | 310-0044_S | Generac, PWRcell 7.6kW Single Phase 120/240Vac Grid-Tie/Back-Up Inverter with 2 CT’s, UL1741-SA (Rule-21), XVT076A03 | Inventory Item | 2877.21 |  | No | Energy Storage | Vendor De-listing | 2644.37
450-0164 | 450-0164 | Generac, PWRcell Battery Enclosure and Electronics for Li-ion Battery, requires PWRcell 2.85kWh Battery Module, (Purchased Separately), APKE00007 | Inventory Item | 2363.12 |  | No | Energy Storage | Vendor De-listing | 2171.88
450-0164 : 450-0164_S | 450-0164_S | Generac, PWRcell Battery Enclosure and Electronics for Li-ion Battery, requires PWRcell 2.85kWh Battery Module, (Purchased Separately), APKE00007 | Inventory Item | 2363.12 |  | No | Energy Storage | Vendor De-listing | 2171.88
450-0167 | 450-0167 | Generac, PWRcell Battery Module Spacer Kit with Hardware Accessories to enable 3 and 5 battery configurations, APKE00008 | Inventory Item | 115.85 |  | No | Energy Storage | Shippable | 106.47 | 5
450-0165 | 450-0165 | Generac, PWRcell Battery Module Spacer Kit with Hardware Accessories to enable 3 and 5 battery configurations, APKE00008 | Inventory Item | 160.8 |  | No | Energy Storage | Soligent De-listing | 86.45
450-0166 | 450-0166 | Generac, PWRcell Battery Module Upgrade Kit, Hardware Accessories to enable Capacity upgrade to either 4 or 6 (from 3 or 5 Battery Configuration), APKE00009 | Inventory Item | 133.16 |  | No | Energy Storage | Shippable | 122.38
450-0166 : 450-0166_S | 450-0166_S | Generac, PWRcell Battery Module Upgrade Kit, Hardware Accessories to enable Capacity upgrade to either 4 or 6 (from 3 or 5 Battery Configuration), APKE00009 | Inventory Item | 133.16 |  | No | Energy Storage | Soligent De-listing | 122.38
480-0127 : 480-0127_S | 480-0127_S | Generac, PWRcell Battery Module, 3.0kWh Useable, Extended Temperature Range, 8004 | Inventory Item | 1712.5 | 3000 | No | Energy Storage | Vendor De-listing | 1573.92
480-0125 | 480-0125 | Generac, PWRcell Battery Module, 3.38kWh Name Plate, 2.85kWh Useable, A0000391219 | Inventory Item | 1644.24 | 3380 | No | Energy Storage | Vendor De-listing | 1511.18 | 1
480-0125 : 480-0125_S | 480-0125_S | Generac, PWRcell Battery Module, 3.38kWh Name Plate, 2.85kWh Useable, A0000391219 | Inventory Item | 1644.24 | 3380 | No | Energy Storage | Soligent De-listing | 1511.18
480-0140 | 480-0140 | Generac, PWRcell EX Battery Module, 3.0kWh Useable, NMC, 8000 | Inventory Item | 1669.69 |  | No | Energy Storage | Vendor De-listing | 1570.89
140-0021 | 140-0021 | Generac, PWRgenerator, 9kW 380Vdc, Air-Cooled, Natural Gas or LPG, Aluminum Enclosure, Use only with PWRcell Inverter/Battery, UL, CSA, 8005 | Inventory Item | 5879.93 | 9000 | No | Energy Storage | Shippable | 5562.1
560-0070 | 560-0070 | Generac, PWRmanager Energy Management Module, to Control up to 12, 120V or 6, 240V Circuits, 8009 | Inventory Item | 994.47 |  | No | Energy Storage | Shippable | 982.11 | 1
570-2229 | 580-0229 | Generac, PWRview Monitor, W2HEM | Inventory Item | 226.2 |  | No | Energy Storage | Shippable | 207.9 | 2
570-1240 | 570-1240 | Generac, Smart CT Extender, 10’, SCTE2 | Inventory Item | 20.23 |  | No | Energy Storage | Shippable | 18.59
577-0228 | 577-0228 | Generac, Smart Management Module (SMM) 100A for Automatic Load Shedding, use with Load Management ATS or Gen-Set, 7006 | Inventory Item | 277.07 |  | No | Energy Storage | Shippable | 254.65 | 27
577-0227 | 577-0227 | Generac, Smart Management Module (SMM) 50A for Automatic Load Shedding, use with Load Management ATS or Gen-Set, 7000 | Inventory Item | 151.58 |  | No | Energy Storage | Shippable | 139.32 | 99
580-0147 | 580-0147 | Generac, SnapRS, Module Level RSD, 1 inline with each PV module, 13A Max, for NEC-2017 Compliance, APKE00011 | Inventory Item | 40.26 |  | No | Energy Storage | Vendor De-listing | 37.01
580-0189 | 580-0189 | Generac, SnapRS, Module Level RSD, 1 in-line with each PV module, 15A Max for NEC-2017/2020 Compliant, RS802 | Inventory Item | 40.26 |  | No | Energy Storage | Shippable | 39.76 | 270
570-1218 | 570-1218 | Generac,264A CT Kit, includes 2, CTs and Internet Adapter CT, Qty.1, APKE00017**Service Part** | Inventory Item | 160.8 |  | No | Energy Storage | Soligent De-listing | 92.41
420-0065 | 420-0065 | Hawker, Custom Item, Enter Quote Number and Custom Price | Non-inventory Item | 0 |  | No | Energy Storage | Vendor De-listing | 0
410-0040 | 410-0040 | Hawker, Envirolink Battery, 1250 Cycle, Sealed Gel, 12V, 369Ah, Bolt-on Terminal, 075EL09 - 12V | Inventory Item | 4650 |  | No | Energy Storage | Soligent De-listing | 0
410-0041 | 410-0041 | Hawker, Envirolink Battery, 1250 Cycle, Sealed Gel, 12V, 553Ah, Bolt-on Terminal, 075EL13 - 12V | Inventory Item | 5732 |  | No | Energy Storage | Soligent De-listing | 0
410-0042 | 410-0042 | Hawker, Envirolink Battery, 1250 Cycle, Sealed Gel, 12V, 738Ah, Bolt-on Terminal, 075EL17 - 12V | Inventory Item | 7091 |  | No | Energy Storage | Soligent De-listing | 0
410-0043 | 410-0043 | Hawker, Envirolink Battery, 1250 Cycle, Sealed Gel, 12V, 925Ah, Bolt-on Terminal, 075EL21 - 12V | Inventory Item | 8277 |  | No | Energy Storage | Soligent De-listing | 0
410-0044 | 410-0044 | Hawker, Envirolink Battery, 1250 Cycle, Sealed Gel, 12V, 1110Ah, Bolt-on Terminal, 075EL25 - 12V | Inventory Item | 9559 |  | No | Energy Storage | Soligent De-listing | 0
410-0036 | 410-0036 | Hawker, Envirolink Battery, 1250 Cycle, Sealed Gel, 24V, 369Ah, Bolt-on Terminal, 075EL09 - 24V | Inventory Item | 8599 |  | No | Energy Storage | Soligent De-listing | 0
410-0037 | 410-0037 | Hawker, Envirolink Battery, 1250 Cycle, Sealed Gel, 24V, 553Ah, Bolt-on Terminal, Bolt-on Terminal, 075EL13 - 24V | Inventory Item | 10856 |  | No | Energy Storage | Soligent De-listing | 0
410-0038 | 410-0038 | Hawker, Envirolink Battery, 1250 Cycle, Sealed Gel, 24V, 925Ah, Bolt-on Terminal, 075EL21 - 24V | Inventory Item | 16214 |  | No | Energy Storage | Soligent De-listing | 0
410-0039 | 410-0039 | Hawker, Envirolink Battery, 1250 Cycle, Sealed Gel, 24V, 1110Ah, Bolt-on Terminal, Bolt-on Terminal, 075EL25 - 24V | Inventory Item | 19044 |  | No | Energy Storage | Soligent De-listing | 0
420-0003 | 420-0003 | Hawker, PV1 Solar Industrial Battery, 2100 Cycle, Non-Removable Cells, 12V, 632Ah, Bolt-on Terminal, 085F13 - 12V | Inventory Item | 3505 |  | No | Energy Storage | Soligent De-listing | 0
420-0004 | 420-0004 | Hawker, PV1 Solar Industrial Battery, 2100 Cycle, Non-Removable Cells, 12V, 735Ah, Bolt-on Terminal, 085F15 - 12V | Inventory Item | 3916 |  | No | Energy Storage | Soligent De-listing | 0
420-0005 | 420-0005 | Hawker, PV1 Solar Industrial Battery, 2100 Cycle, Non-Removable Cells, 12V, 845Ah, Bolt-on Terminal, 085F17- 12V | Inventory Item | 4340 |  | No | Energy Storage | Soligent De-listing | 0
420-0006 | 420-0006 | Hawker, PV1 Solar Industrial Battery, 2100 Cycle, Non-Removable Cells, 12V, 950Ah, Bolt-on Terminal, 085F19 - 12V | Inventory Item | 4702 |  | No | Energy Storage | Soligent De-listing | 0
420-0007 | 420-0007 | Hawker, PV1 Solar Industrial Battery, 2100 Cycle, Non-Removable Cells, 12V, 1055Ah, Bolt-on Terminal, 085F21 - 12V | Inventory Item | 5061 |  | No | Energy Storage | Soligent De-listing | 0
420-0008 | 420-0008 | Hawker, PV1 Solar Industrial Battery, 2100 Cycle, Non-Removable Cells, 12V, 1160Ah, Bolt-on Terminal, 085F23 - 12V | Inventory Item | 5454 |  | No | Energy Storage | Soligent De-listing | 0
420-0009 | 420-0009 | Hawker, PV1 Solar Industrial Battery, 2100 Cycle, Non-Removable Cells, 12V, 1270Ah, Bolt-on Terminal, 085F25 - 12V | Inventory Item | 5847 |  | No | Energy Storage | Soligent De-listing | 0
420-0010 | 420-0010 | Hawker, PV1 Solar Industrial Battery, 2100 Cycle, Non-Removable Cells, 12V, 1375Ah, Bolt-on Terminal, 085F27 - 12V | Inventory Item | 6223 |  | No | Energy Storage | Soligent De-listing | 0
420-0011 | 420-0011 | Hawker, PV1 Solar Industrial Battery, 2100 Cycle, Non-Removable Cells, 12V, 1482Ah, Bolt-on Terminal, 085F29 - 12V | Inventory Item | 7074 |  | No | Energy Storage | Soligent De-listing | 0
420-0012 | 420-0012 | Hawker, PV1 Solar Industrial Battery, 2100 Cycle, Non-Removable Cells, 12V, 1585Ah, Bolt-on Terminal, 085F31 - 12V | Inventory Item | 7663 |  | No | Energy Storage | Soligent De-listing | 0
420-0013 | 420-0013 | Hawker, PV1 Solar Industrial Battery, 2100 Cycle, Non-Removable Cells, 12V, 1690Ah, Bolt-on Terminal, 085F33 - 12V | Inventory Item | 8265 |  | No | Energy Storage | Soligent De-listing | 0
420-0078 | 420-0078 | Hawker, PV1 Solar Industrial Battery, 2100 Cycle, Removable Cells, 12V, 632Ah, Bolt-on Terminal, 085F13 - 12V | Inventory Item | 3505 |  | No | Energy Storage | Soligent De-listing | 0
420-0079 | 420-0079 | Hawker, PV1 Solar Industrial Battery, 2100 Cycle, Removable Cells, 12V, 735Ah, Bolt-on Terminal, 085F15 - 12V | Inventory Item | 3916 |  | No | Energy Storage | Soligent De-listing | 0
420-0015 | 420-0015 | Hawker, PV1 Solar Industrial Battery, 2100 Cycle, Removable Cells, 12V, 845Ah, Bolt-on Terminal, 085F17 - 12V | Inventory Item | 4340 |  | No | Energy Storage | Soligent De-listing | 0
420-0016 | 420-0016 | Hawker, PV1 Solar Industrial Battery, 2100 Cycle, Removable Cells, 12V, 950Ah, Bolt-on Terminal, 085F19 - 12V | Inventory Item | 4702 |  | No | Energy Storage | Soligent De-listing | 0
420-0017 | 420-0017 | Hawker, PV1 Solar Industrial Battery, 2100 Cycle, Removable Cells, 12V, 1055Ah, Bolt-on Terminal, 085F21 - 12V | Inventory Item | 5061 |  | No | Energy Storage | Soligent De-listing | 0
420-0018 | 420-0018 | Hawker, PV1 Solar Industrial Battery, 2100 Cycle, Removable Cells, 12V, 1160Ah, Bolt-on Terminal, 085F23 - 12V | Inventory Item | 5454 |  | No | Energy Storage | Soligent De-listing | 0
420-0019 | 420-0019 | Hawker, PV1 Solar Industrial Battery, 2100 Cycle, Removable Cells, 12V, 1270Ah, Bolt-on Terminal, 085F25 - 12V | Inventory Item | 5847 |  | No | Energy Storage | Soligent De-listing | 0
420-0020 | 420-0020 | Hawker, PV1 Solar Industrial Battery, 2100 Cycle, Removable Cells, 12V, 1375Ah, Bolt-on Terminal, 085F27 - 12V | Inventory Item | 6223 |  | No | Energy Storage | Soligent De-listing | 0
420-0021 | 420-0021 | Hawker, PV1 Solar Industrial Battery, 2100 Cycle, Removable Cells, 12V, 1482Ah, Bolt-on Terminal, 085F29 - 12V | Inventory Item | 7074 |  | No | Energy Storage | Soligent De-listing | 0
420-0022 | 420-0022 | Hawker, PV1 Solar Industrial Battery, 2100 Cycle, Removable Cells, 12V, 1585Ah, Bolt-on Terminal, 085F31 - 12V | Inventory Item | 7663 |  | No | Energy Storage | Soligent De-listing | 0
420-0023 | 420-0023 | Hawker, PV1 Solar Industrial Battery, 2100 Cycle, Removable Cells, 12V, 1690Ah, Bolt-on Terminal, 085F33 - 12V | Inventory Item | 8265 |  | No | Energy Storage | Soligent De-listing | 0
420-0077 | 420-0077 | Hawker, PV1 Solar Industrial Battery, 2100 Cycle, Removable Cells, 12V, 2480Ah, Bolt-on Terminal, 125F33 - 12V | Inventory Item | 12329 |  | No | Energy Storage | Soligent De-listing | 0
480-0143 | 480-0143 | HomeGrid, 4.8kWh Battery Module | Inventory Item | 2587.63 | 4800 | No | Energy Storage | Shippable | 2348.54 | 44
480-0149 | 480-0149 | HomeGrid, 4.8kWh Battery Module with Heating Feature, 4000042, HG-FS48100-15OSJ1-H | Inventory Item | 2722.94 | 4800 | No | Energy Storage | Shippable | 2471.35
480-0144 | 480-0144 | HomeGrid, 5.12kWh Compact Series Battery LFP Battery Module, C1-LFP051201-A01 | Inventory Item | 3072.16 |  | No | Energy Storage | Shippable | 2788.3
450-0190 | 450-0190 | HomeGrid, Base Unit with BMS, HG-MC100-200M2 | Inventory Item | 1512.89 |  | No | Energy Storage | Shippable | 1373.1 | 14
600-0035 | 600-0035 | HomeGrid, Custom Quote, Enter Quote Number and Custom Price | Non-inventory Item |  |  | No | Energy Storage | Shippable | 0
450-0200 | 450-0200 | HomeGrid, Integrated Series, Battery/Inverter Cabinet, for use with Sol-Ark. 8, 12 and 15kW Inverters, Batteries and Inverter NOT included, HG-FS-48100-INT-A1 | Inventory Item | 9639.18 | 15000 | No | Energy Storage | Shippable | 8748.54
450-0201 | 450-0201 | HomeGrid, Power-Cube Series, Battery/Inverter Cabinet, can fit 1-4 Full Stacks of Stack’d Batteries and 1-3 Sol-Ark 12 or 15kW Inverters, Batteries and Inverter(s) NOT included, NEMA 3 R Enclosure, HG-FS48100-PB-A1 | Inventory Item |  | 153600 | No | Energy Storage | Shippable | 14766.08
420-0001 | 420-0001 | Interstate Batteries, Vented, 6V, 380Ah, L-16 type, UL16 | Inventory Item | 584.64 |  | No | Energy Storage | Soligent De-listing | 0
480-0148 | 480-0148 | IQ 3 Battery Base kit, add IQ-3 or IQ-10 Cover Kit, B03-A01-US00-1-3 | Inventory Item | 2360.49 |  | No | Energy Storage | Shippable | 2303.61
480-0147 | 480-0147 | IQ 3T Battery Base kit, add IQ-3T or IQ-10T Cover Kit, B03-T01-US00-1-3 | Inventory Item | 2360.49 |  | No | Energy Storage | Shippable | 2303.61 | 11
450-0198 | 450-0198 | IQ Battery-10 Replacement Cover Only, B10-CX-1050-O | Inventory Item | 281.48 |  | No | Energy Storage | Shippable | 274.7
450-0196 | 450-0196 | IQ Battery-10T Replacement Cover Only, B10T-CX-1290-O | Inventory Item | 281.48 |  | No | Energy Storage | Shippable | 274.7
450-0199 | 450-0199 | IQ Battery-3 Replacement Cover Only, B03-CX-0350-O | Inventory Item | 141.98 |  | No | Energy Storage | Shippable | 138.55
450-0197 | 450-0197 | IQ Battery-3T Replacement Cover Only, B03T-CX-0430-O | Inventory Item | 141.98 |  | No | Energy Storage | Shippable | 138.55
480-0005-KIT | 480-0005-KIT | JLM KIT, Includes 1, E200-10.4, Energizr 200, fully-assembled self-consumption battery system for grid-tied residential demand shaving, self-supply and TOU rate plans. DC coupled using Fronius Primo, 10.4 kWh LiFePO4 battery with BMS, UL certified battery inverter, Linez monitoring, 20-Year warranty, system lifetime Measurz software/app account. Grid-tied only (not a backup system)., 9999-E200-LFP-10.4; PLUS 1 Fronius, Primo 5.0-1 208/240 TL Grid Tied Inverter, 1-Ph, 5.0kW, 208/240VAC, 60Hz, 600VDC, DC Discon, 2 Unfused i/p, 2 MPPT, 10 Yr Warr, Wi-Fi/Ethernet Datamanager, Arc-Fault Protection, 4,210,063,800 | Kit/Package | 21005 |  | No | Energy Storage | Vendor De-listing | 0
480-0006-KIT | 480-0006-KIT | JLM KIT, Includes 1, E200-15.6, Energizr 200, fully-assembled self-consumption battery system for grid-tied residential demand shaving, self-supply and TOU rate plans. DC coupled using Fronius Primo, 15.6 kWh LiFePO4 battery with BMS, UL certified battery inverter, Linez monitoring, 20-Year warranty, system lifetime Measurz software/app account. Grid-tied only (not a backup system)., 9999-E200-LFP-15.6; PLUS 1 Fronius, Primo 7.6-1 208/240 TL Grid Tied Inverter, 1-Ph, 7.6kW, 208/240VAC, 60Hz, 600VDC, DC Discon, 2 Unfused i/p, 2 MPPT, 10 Yr Warr, Wi-Fi/Ethernet Datamanager, Arc-Fault Protection, 4,210,061,800 | Kit/Package | 26336 |  | No | Energy Storage | Vendor De-listing | 0
480-0004-KIT | 480-0004-KIT | JLM KIT, Includes 1, JLM, E200-7.8, Energizr 200, fully-assembled self-consumption battery system for grid-tied residential demand shaving, self-supply and TOU rate plans. DC coupled using Fronius Primo, 7.8 kWh LiFePO4 battery with BMS, UL certified battery, Linez monitoring, 20-Year warranty, system lifetime Measurz software/app account. Grid-tied only (not a backup system). 9999-E200-LFP-7.8; PLUS 1 Fronius, Primo 3.8-1 208/240 TL Grid Tied Inverter, 1-Ph, 3.8kW, 208/240VAC, 60Hz, 600VDC, DC Discon, 2 Unfused i/p, 2 MPPT, 10 Yr Warr, Wi-Fi/Ethernet Datamanager, Arc-Fault Protection, 4,210,064,800 | Kit/Package | 18340 |  | No | Energy Storage | Vendor De-listing | 0
480-0010 | 480-0010 | JLM, Custom Quote | Inventory Item | 0 |  | No | Energy Storage | Soligent De-listing | 0
349-0008 | 349-0008 | JLM, E100-2.4, Energizr 100, fully-assembled backup system, AC coupled, (2 kW max AC input from PV inverter) 4.4 kW off-grid, UL certified battery inverter, 2.4 kWh LiFePO4 battery with BMS, indoor enclosure, 20-Year warranty, lifetime Measurz software/app customer account. Max off-grid continuous current: 18.3A. Includes built-in 2kW battery charger powered from 240VAC. Use with 30 amp critical load panel and PV inverter (string or micro), 9999-E100-LFP-2.4 | Inventory Item | 9230 |  | No | Energy Storage | Soligent De-listing | 0
349-0009 | 349-0009 | JLM, E100-4.8, Energizr 100, fully-assembled backup system, AC coupled, (4 kW max AC PV inverter) 4.4 kW off-grid, UL certified battery inverter, 4.8 kWh LiFePO4 battery with BMS, indoor enclosure, 20-Year warranty, lifetime Measurz software/app customer account. Max off-grid continuous current: 18.3A. Includes built-in 2kW battery charger powered from 240VAC. Use with 30 amp critical load panel and PV inverter (string or micro), 9999-E100-LFP-4.8 | Inventory Item | 11700 |  | No | Energy Storage | Soligent De-listing | 0
349-0010 | 349-0010 | JLM, E100-7.2, Energizr 100, fully-assembled backup system, AC coupled, (4 kW max AC PV inverter) 4.4 kW off-grid, UL certified battery inverter, 7.2 kWh LiFePO4 battery with BMS, indoor enclosure, 20-Year warranty, lifetime Measurz software/app customer account. Max off-grid continuous current: 18.3A. Includes built-in 2kW battery charger powered from 240VAC. Use with 30 amp critical load panel and PV inverter (string or micro), 9999-E100-LFP-7.2 | Inventory Item | 13104.4 |  | No | Energy Storage | Soligent De-listing | 0
480-0005 | 480-0005 | JLM, E200-10.4, Energizr 200, fully-assembled self-consumption battery system for grid-tied residential demand shaving, self-supply and TOU rate plans. DC coupled using Fronius Primo, 10.4 kWh LiFePO4 battery with BMS, UL certified battery inverter, Linez monitoring, 20-Year warranty, system lifetime Measurz software/app account. Grid-tied only (not a backup system). Does not include the inverter, 9999-E200-LFP-10.4 | Inventory Item | 19505.2 |  | No | Energy Storage | Soligent De-listing | 0
480-0006 | 480-0006 | JLM, E200-15.6, Energizr 200, fully-assembled self-consumption battery system for grid-tied residential demand shaving, self-supply and TOU rate plans. DC coupled using Fronius Primo, 15.6 kWh LiFePO4 battery with BMS, UL certified battery inverter, Linez monitoring, 20-Year warranty, system lifetime Measurz software/app account. Grid-tied only (not a backup system). Does not include the inverter, 9999-E200-LFP-15.6 | Inventory Item | 24455.6 |  | No | Energy Storage | Soligent De-listing | 0
480-0007 | 480-0007 | JLM, E200-20.8, Energizr 200, fully-assembled self-consumption battery system for grid-tied residential demand shaving, self-supply and TOU rate plans. DC coupled using Fronius Primo, 20.8 kWh LiFePO4 battery with BMS, UL certified battery inverter, Linez monitoring, 20-Year warranty, system lifetime Measurz software/app account. Grid-tied only (not a backup system). Does not include the inverter, 9999-E200-LFP-20.8 | Inventory Item | 30706 |  | No | Energy Storage | Soligent De-listing | 0
480-0004 | 480-0004 | JLM, E200-7.8, Energizr 200, fully-assembled self-consumption battery system for grid-tied residential demand shaving, self-supply and TOU rate plans. DC coupled using Fronius Primo, 7.8 kWh LiFePO4 battery with BMS, UL certified battery, Linez monitoring, 20-Year warranty, system lifetime Measurz software/app account. Grid-tied only (not a backup system). does not include the inverter, 9999-E200-LFP-7.8 | Inventory Item | 17030 |  | No | Energy Storage | Soligent De-listing | 0
577-0221 : 577-0221_S | 577-0221_S | JLM, Linez, Residential consumption/production energy monitoring and WiFi communication hub. Four 200 Amp external CTs monitor PV production and energy consumption. Can control up to three JLM Loadz load controllers, 9999-Linez​ ​​PLZ100-2PR | Inventory Item | 388.89 |  | No | Energy Storage | Soligent De-listing | 357.14
577-0221 | 577-0221 | JLM, Linez, Residential consumption/production energy monitoring and WiFi communication hub. Four 200 Amp external CTs monitor PV production and energy consumption. Can control up to three JLM Loadz load controllers, 9999-Linez? ??PLZ100-2PR | Inventory Item | 388.89 |  | No | Energy Storage | Soligent De-listing | 357.14 | 1
577-0222 | 577-0222 | JLM, Loadz, single-circuit load management relay to automatically control a specific circuit, up to 30A/240V, based on utility rate plan pre-loaded into Linez monitor. Requires one Linez unit for up to four Loadz. WiFi network communication, manual override and remote control via Measurz app, 9999-Loadz | Inventory Item | 388.89 |  | No | Energy Storage | Soligent De-listing | 353.54 | 1
577-0222 : 577-0222_S | 577-0222_S | JLM, Loadz, single-circuit load management relay to automatically control a specific circuit, up to 30A/240V, based on utility rate plan pre-loaded into Linez monitor. Requires one Linez unit for up to four Loadz. WiFi network communication, manual override and remote control via Measurz app, 9999-Loadz | Inventory Item | 388.89 |  | No | Energy Storage | Soligent De-listing | 353.54
570-1144 | 570-1144 | JLM, Phazr Hub, WiFi communication hub for all Phazr units, One hub per project, no internet connection required for local system operation but internet required to communicate system data to Measurz software, 9999-Phazr-Hub | Inventory Item | 388.7 |  | No | Energy Storage | Vendor De-listing | 0
570-0046 | 570-0046 | JLM, Phazr Network Bundle, 1 per system up to 50 Phazrs, to communicate w/Linez & other Phazrs - 9999-Phazr Networking Bundle | Inventory Item | 1915.99 |  | No | Energy Storage | Soligent De-listing | 0
480-0009 | 480-0009 | JLM, Phazr-10, self-consumption MicroStorage battery system for grid-tied residential and commercial demand shaving, self-supply and TOU rate plans. Installed on PV racking, one per 72-cell PV module, DC coupled using Enphase IQ or M250 microinverter. 810 Wh LiFePO4 battery with BMS, MC-4 In/Out, Use with Phazr Network Bundle (one per project), UL certified battery, 20-Year warranty, lifetime Measurz software/app account, 9999-Phazr-10 | Inventory Item | 1800 |  | No | Energy Storage | Soligent De-listing | 0
480-0008 | 480-0008 | JLM, Phazr-8, self-consumption MicroStorage battery system for grid-tied residential and commercial demand shaving, self-supply and TOU rate plans. Installed on PV racking, one per 60-cell PV module, DC coupled using Enphase IQ or M250 microinverter. 650 Wh LiFePO4 battery with BMS, MC-4 In/Out, Use with Phazr Network Bundle (one per project), UL certified battery, 20-Year warranty, lifetime Measurz software/app account, 9999-Phazr-8 | Inventory Item | 1800 |  | No | Energy Storage | Soligent De-listing | 0
570-0959 | 570-0959 | Magnum, Battery Monitoring Kit, State of Charge Meter, Does Not Include DC Shunt, ME-BMK-NS | Inventory Item | 150.16 |  | No | Energy Storage | Shippable | 129.45 | 13
570-0332 | 570-0332 | Magnum, Battery Monitoring Kit, State of Charge Meter, Includes 500A DC Shunt, ME-BMK | Inventory Item | 142.8 |  | No | Energy Storage | Shippable | 123.1 | 6
320-0065 | 320-0065 | Magnum, MS2012 battery inverter, 2000W, 120VAC, 60Hz, 2x30A Transfer, 12VDC, Sinewave, Off Grid, 2 Yr Warr, 100A Charger, with BTS & 2x20A AC Breakers, MS2012-20BL-U | Inventory Item | 1629.93 | 2000 | No | Energy Storage | Shippable | 1405.11
320-0065 : 320-0065_S | 320-0065_S | Magnum, MS2012 battery inverter, 2000W, 120VAC, 60Hz, 2x30A Transfer, 12VDC, Sinewave, Off Grid, 2 Yr Warr, 100A Charger, with BTS & 2x20A AC Breakers, MS2012-20BL-U | Inventory Item | 2406.14 | 2000 | No | Energy Storage | Soligent De-listing | 0
320-0067 | 320-0067 | Magnum, MS2812 battery inverter, 2800W, 120VAC, 60Hz, 2x30A Transfer, 12VDC, Sinewave, Off Grid, 3 Yr. Warr, 125A Charger, with BTS, MS2812-L-U | Inventory Item | 1685.01 | 2800 | No | Energy Storage | Shippable | 1625.54
320-0067 : 320-0067_S | 320-0067_S | Magnum, MS2812 battery inverter, 2800W, 120VAC, 60Hz, 2x30A Transfer, 12VDC, Sinewave, Off Grid, 3 Yr. Warr, 125A Charger, with BTS, MS2812-L-U | Inventory Item | 1528.35 | 2800 | No | Energy Storage | Soligent De-listing | 1474.41
320-0068 | 320-0068 | Magnum, MS4024 battery inverter, 4000W, 120VAC, 60Hz, 2x30A Transfer, 24VDC, Sinewave, Off Grid, 3 Yr Warr, 105A Charger, with BTS, MS4024-L-U | Inventory Item | 1733.41 | 4000 | No | Energy Storage | Shippable | 1672.24 | 9
320-0068 : 320-0068_S | 320-0068_S | Magnum, MS4024 battery inverter, 4000W, 120VAC, 60Hz, 2x30A Transfer, 24VDC, Sinewave, Off Grid, 3 Yr Warr, 105A Charger, with BTS, MS4024-L-U | Inventory Item | 1572.26 | 4000 | No | Energy Storage | Soligent De-listing | 1516.76
320-0083 | 320-0083 | Magnum, MS4024PAE battery inverter, 4000W, 120/240VAC, 60Hz, 2x30A Transfer, 24VDC, Sinewave, Off Grid, 3 Yr Warr, 105A Charger, with BTS, MS4024PAE | Inventory Item | 1856.84 | 4000 | No | Energy Storage | Shippable | 1791.31
320-0083 : 320-0083 : 320-0083_S | 320-0083 : 320-0083_S | Magnum, MS4024PAE battery inverter, 4000W, 120/240VAC, 60Hz, 2x30A Transfer, 24VDC, Sinewave, Off Grid, 3 Yr Warr, 105A Charger, with BTS, MS4024PAE | Inventory Item | 1684.21 | 4000 | No | Energy Storage | Soligent De-listing | 1624.76
320-0084 | 320-0084 | Magnum, MS4448PAE battery inverter, 4400W, 120/240VAC, 60Hz, 2x30A Transfer, 48VDC, Sinewave, Off Grid, 3 Yr Warr, 60A Charger, with BTS, MS4448PAE | Inventory Item | 1908.27 | 4400 | No | Energy Storage | Shippable | 1840.92
320-0084 : 320-0084_S | 320-0084_S | Magnum, MS4448PAE battery inverter, 4400W, 120/240VAC, 60Hz, 2x30A Transfer, 48VDC, Sinewave, Off Grid, 3 Yr Warr, 60A Charger, with BTS, MS4448PAE | Inventory Item | 1730.85 | 4400 | No | Energy Storage | Soligent De-listing | 1669.76
320-0071 | 320-0071 | Magnum, RD2824 battery inverter, 2800W, 120VAC, 60Hz, 30A Transfer, 24VDC, Modified Sine, Off Grid, 2 Yr Warr, 80A Charger, with BTS, RD2824 | Inventory Item | 1148.35 | 2800 | No | Energy Storage | Shippable | 1107.82
320-0071 : 320-0071_S | 320-0071_S | Magnum, RD2824 battery inverter, 2800W, 120VAC, 60Hz, 30A Transfer, 24VDC, Modified Sine, Off Grid, 2 Yr Warr, 80A Charger, with BTS, RD2824 | Inventory Item | 1041.59 | 2800 | No | Energy Storage | Soligent De-listing | 1004.82
570-0757 | 570-0757 | Midnite Solar, Battery Meter, Capacity Meter, 70V max, Input 12/24/36/48V, MNBCM | Inventory Item | 69.86 |  | No | Energy Storage | Shippable | 65.24 | 17
500-0557 | 500-0557 | MidNite Solar, Busbar, for MNBCB-2000/200 Battery Combiner, Positive or Negative, includes Red & White insulators and screws , 2000A, MNBCB-BUSBAR2k | Inventory Item | 291.35 |  | No | Energy Storage | Shippable | 280
520-0159 | 520-0159 | Midnite Solar, Charge Controller, 20A with 10A load control, 30A charger without load control, NEMA3R, Qty. 1, MNBRAT | Inventory Item | 104.76 |  | No | Energy Storage | Shippable | 97.16 | 1
520-0101 | 520-0101 | Midnite Solar, Classic 150, MPPT Charge Controller, 150VDC, 96A, 12-93V Battery, with BTS & LCD, Arc-fault Protection, CLASSIC 150 | Inventory Item | 692.18 |  | No | Energy Storage | Shippable | 641.96 | 5
520-0102 | 520-0102 | Midnite Solar, Classic 200, MPPT Charge Controller, 200VDC, 79A, 12-93V Battery, with BTS & LCD, Arc-fault Protection, CLASSIC 200 | Inventory Item | 692.18 |  | No | Energy Storage | Shippable | 641.96
520-0103 | 520-0103 | Midnite Solar, Classic 250, MPPT Charge Controller, 250VDC, 63A, 12-93V Battery, with BTS & LCD, Arc-fault Protection, CLASSIC 250 | Inventory Item | 785.71 |  | No | Energy Storage | Shippable | 728.71
520-0173 | 520-0173 | MidNite Solar, DIY MPPT Charge Controller, 150VDC, 60A, 12-48V Battery, with LCD display, 2 Yr. Warr, MNMPPT60DIY | Inventory Item | 321.82 |  | No | Energy Storage | Shippable | 300.5 | 2
450-0096 | 450-0096 | Midnite Solar, Extra Shelf for Battery Enclosure, for MNBE-C, -D, -D3K, or -E boxes, MNSHELF | Inventory Item | 122.1 |  | No | Energy Storage | Soligent De-listing | 76.31
500-0207 | 500-0207 | Midnite Solar, MN-Battery Combiner with 1000A Positive & Negative Bus bars and 100mV shunt for OutBack, Knockouts for 12 Panel Breakers, MNBCB 1000/100 | Inventory Item | 842.84 |  | No | Energy Storage | Shippable | 787 | 2
500-0556 | 500-0556 | MidNite Solar, MN-Battery Combiner with 2000A Positive & Negative Bus bars and 200mV shunt, Knockouts for 12 Panel Mount Breakers, MNBCB 2000/200 | Inventory Item | 1175.07 |  | No | Energy Storage | Shippable | 1129.29
450-0013 | 450-0013 | Midnite Solar, MNBE-A Battery Enclosure, Powder-coated, 29" x 14.5" x 27", 6 G-31, 4 Golf Cart, or 2 8D, MNBE-A | Inventory Item | 593.85 |  | No | Energy Storage | Shippable | 554.51
450-0098 | 450-0098 | Midnite Solar, MNBE-D Battery Enclosure, 2 shelves fits 8 x Group 31/GolfCart/GVX3050 batteries, MNBE-D | Inventory Item | 836.15 |  | No | Energy Storage | Shippable | 780.76
348-0066 | 348-0066 | Midnite Solar, Pre-Wired AC Coupled System, 120/240VAC, 1 SI6048 Inverter, 6000 watt/48 volt, MNE250SMA E-Panel, 250 amp Battery Main Breaker for the SI, 2 MNSPD300, 120/240 Autoformer, With Classic 150 including mount Bracket, SPD300 and 2DC breakers, MNSI6048-ACCPL-CL150 | Inventory Item | 6559.67 | 6000 | No | Energy Storage | Vendor De-listing | 5654.89
348-0088 | 348-0088 | MidNite Solar, Pre-Wired Off Grid System, 120/240VAC, 2 MS4448PAE 4400W 48V Inverters, Magnum Router, 2 MNE175STM-240 White Steel E-Panels, 2 Classic 150 & 4 Breakers, 4 MN-SPD, MNEMS4448PAED-2CL150 | Inventory Item | 9717.79 | 4000 | No | Energy Storage | Soligent De-listing | 9400.59
348-0027 | 348-0027 | MidNite Solar, Pre-Wired Off Grid System, 120/240VAC, MS4024PAE 4000W 24V Inverter, Classic 150, ARC-50 display, BMK-NS Battery Monitor, MNE250STM-L E-Panel, 3 MN-SPD, MNEMS4024PAECL150 | Inventory Item | 5635.67 | 4000 | No | Energy Storage | Shippable | 4900.58
348-0125 | 348-0125 | MidNite Solar, Pre-Wired Off Grid System, 120/240VAC, MS4448PAE 4400W 48V Inverter, 2 Classic 150’s & WhizBang Jr., ARC-50 display, MNE175STM-L-240 E-Panel, 3 MN-SPD, MNEMS4448PAE-2CL150 | Inventory Item | 5817.18 | 4400 | No | Energy Storage | Soligent De-listing | 5627.3
348-0125 : 348-0125_S | 348-0125_S | MidNite Solar, Pre-Wired Off Grid System, 120/240VAC, MS4448PAE 4400W 48V Inverter, 2 Classic 150’s & WhizBang Jr., ARC-50 display, MNE175STM-L-240 E-Panel, 3 MN-SPD, MNEMS4448PAE-2CL150 | Inventory Item | 5358.48 | 4400 | No | Energy Storage | Soligent De-listing | 5169.35
348-0052 | 348-0052 | MidNite Solar, Pre-Wired Off Grid System, 120/240VAC, MS4448PAE 4400W 48V Inverter, Classic 150 & WhizBang Jr., ARC-50 display, MNE175STM-L-240 E-Panel, 3 MN-SPD, MNEMS4448PAECL150 | Inventory Item | 5679.67 | 4000 | No | Energy Storage | Shippable | 4938.84
501-0092 | 501-0092 | Midnite Solar, Surge Protector Device, 3-wire, 150VDC/100VAC, for Battery-Based systems, MNSPD-115 | Inventory Item | 101.02 |  | No | Energy Storage | Shippable | 93.69 | 20
520-0136 | 520-0136 | Midnite Solar, The KID MPPT Charge Controller, 150VDC, 30A, 12-48V Battery, with LCD & wall mount bracket, Black, MNKID-B | Inventory Item | 328.5 |  | No | Energy Storage | Shippable | 304.67 | 7
520-0140 | 520-0140 | Midnite Solar, Whiz Bang Jr Current sense module, attach to a standard 50mV/500A Shunt, Use with the Classic and KID to give Amp readings, MNWBJR | Inventory Item | 60.61 |  | No | Energy Storage | Shippable | 56.21
311-0086 | 311-0086 | MidNite, MN3024 DIY Off-Grid Battery Inverter, 3000W, 24Vdc, 120Vac Sinewave, 60Hz, 30A AC input, 1 Yr. Warr, 80A AC Charger, with Built In 100V MPPT Charge Controller, MN3024DIY | Inventory Item | 529.75 | 3000 | No | Energy Storage | Shippable | 526.52
311-0086 : 311-0086_S | 311-0086_S | MidNite, MN3024 DIY Off-Grid Battery Inverter, 3000W, 24Vdc, 120Vac Sinewave, 60Hz, 30A AC input, 1 Yr. Warr, 80A AC Charger, with Built In 100V MPPT Charge Controller, MN3024DIY | Inventory Item | 526.52 | 3000 | No | Energy Storage | Soligent De-listing | 507.94
311-0087 | 311-0087 | MidNite, MN3548 DIY Off-Grid Battery Inverter, 3500W, 48Vdc, 120Vac Sinewave, 60Hz, 40A AC input, 1 Yr. Warr, 30A AC Charger, with Built In 150V MPPT Charge Controller, MN3548DIY | Inventory Item | 773.37 | 3500 | No | Energy Storage | Vendor De-listing | 748.13
311-0087 : 311-0087_S | 311-0087_S | MidNite, MN3548 DIY Off-Grid Battery Inverter, 3500W, 48Vdc, 120Vac Sinewave, 60Hz, 40A AC input, 1 Yr. Warr, 30A AC Charger, with Built In 150V MPPT Charge Controller, MN3548DIY | Inventory Item | 768.66 | 3500 | No | Energy Storage | Soligent De-listing | 741.53
311-0089 | 311-0089 | MidNite, MN5048 DIY Off-Grid Battery Inverter, 5000W, 48Vdc, 120Vac Sinewave, 60Hz, 63A AC By-Pass, 40A AC Charger, with Built In 500V MPPT Charge Controller, 1 Year Warranty, MN5048DIY | Inventory Item | 835.73 | 5000 | No | Energy Storage | Shippable | 806.24
440-0099 | 440-0099 | MK Battery, 6V 215Ah 'Deep Cycle, T881' Flooded | Inventory Item | 301 |  | No | Energy Storage | Soligent De-listing | 0
440-0097 | 440-0097 | MK Battery, 12V 26Ah L-6.54xW-6.89xH-4.92, ES26-12 | Inventory Item | 130 |  | No | Energy Storage | Soligent De-listing | 0
440-0096 | 440-0096 | MK Battery, 12V 18Ah L-7.13xW-2.99xH-6.57, ES17-12 | Inventory Item | 77 |  | No | Energy Storage | Soligent De-listing | 0
440-0192 | 440-0192 | MK Battery, California Replacement Battery Fee, For any 6 or 12V replacement battery, not for new installations | Inventory Item | 2.5 |  | No | Energy Storage | Soligent De-listing | 2.3 | 4
410-0123 | 410-0123 | MK Battery, Custom Item, Enter Quote Number and Custom Price | Non-inventory Item | 0 |  | No | Energy Storage | Vendor De-listing | 0
600-0018 | 600-0018 | MK Battery, Custom Quote, Enter Quote Number and Custom Price | Non-inventory Item |  |  | No | Energy Storage | Shippable | 0
420-0027 | 420-0027 | MK Battery, Flooded, 6V, 370Ah, L-16 type, 8L16-DEKA | Inventory Item | 286.3 |  | No | Energy Storage | Shippable | 263.26
420-0050 | 420-0050 | MK Battery, Maintenance Saver Battery, 6 Cell, Steel Box, 356Ah, 6-M100-7 | Inventory Item | 2553 |  | No | Energy Storage | Soligent De-listing | 0
420-0051 | 420-0051 | MK Battery, Maintenance Saver Battery, 6 Cell, Steel Box, 474Ah, 6-M100-9 | Inventory Item | 2959 |  | No | Energy Storage | Soligent De-listing | 0
420-0052 | 420-0052 | MK Battery, Maintenance Saver Battery, 6 Cell, Steel Box, 593Ah, 6-M100-11 | Inventory Item | 3429 |  | No | Energy Storage | Soligent De-listing | 0
420-0053 | 420-0053 | MK Battery, Maintenance Saver Battery, 6 Cell, Steel Box, 711Ah, 6-M100-13 | Inventory Item | 3774 |  | No | Energy Storage | Soligent De-listing | 0
420-0054 | 420-0054 | MK Battery, Maintenance Saver Battery, 6 Cell, Steel Box, 830Ah, 6-M100-15 | Inventory Item | 4350 |  | No | Energy Storage | Soligent De-listing | 0
420-0055 | 420-0055 | MK Battery, Maintenance Saver Battery, 6 Cell, Steel Box, 948Ah, 6-M100-17 | Inventory Item | 5877.34 |  | No | Energy Storage | Soligent De-listing | 0
420-0056 | 420-0056 | MK Battery, Maintenance Saver Battery, 6 Cell, Steel Box, 1067Ah, 6-M100-19 | Inventory Item | 5371 |  | No | Energy Storage | Soligent De-listing | 0
420-0057 | 420-0057 | MK Battery, Maintenance Saver Battery, 6 Cell, Steel Box, 1185Ah, 6-M100-21 | Inventory Item | 5788 |  | No | Energy Storage | Soligent De-listing | 0
420-0058 | 420-0058 | MK Battery, Maintenance Saver Battery, 6 Cell, Steel Box, 1304Ah, 6-M100-23 | Inventory Item | 6162 |  | No | Energy Storage | Soligent De-listing | 0
420-0059 | 420-0059 | MK Battery, Maintenance Saver Battery, 6 Cell, Steel Box, 1422Ah, 6-M100-25 | Inventory Item | 6509 |  | No | Energy Storage | Soligent De-listing | 0
420-0060 | 420-0060 | MK Battery, Maintenance Saver Battery, 6 Cell, Steel Box, 1541Ah, 6-M100-27 | Inventory Item | 6976 |  | No | Energy Storage | Soligent De-listing | 0
420-0061 | 420-0061 | MK Battery, Maintenance Saver Battery, 6 Cell, Steel Box, 1659Ah, 6-M100-29 | Inventory Item | 7574 |  | No | Energy Storage | Soligent De-listing | 0
420-0062 | 420-0062 | MK Battery, Maintenance Saver Battery, 6 Cell, Steel Box, 1778Ah, 6-M100-31 | Inventory Item | 7959 |  | No | Energy Storage | Soligent De-listing | 0
420-0063 | 420-0063 | MK Battery, Maintenance Saver Battery, 6 Cell, Steel Box, 1896Ah, 6-M100-33 | Inventory Item | 4643.75 |  | No | Energy Storage | Soligent De-listing | 4270.11
420-0036 | 420-0036 | MK Battery, Maintenance Saver Battery, Single Cell, Steel Box, 356Ah, M100-7 | Inventory Item | 741 |  | No | Energy Storage | Soligent De-listing | 0
420-0037 | 420-0037 | MK Battery, Maintenance Saver Battery, Single Cell, Steel Box, 474Ah, M100-9 | Inventory Item | 809 |  | No | Energy Storage | Soligent De-listing | 0
420-0038 | 420-0038 | MK Battery, Maintenance Saver Battery, Single Cell, Steel Box, 593Ah, M100-11 | Inventory Item | 871 |  | No | Energy Storage | Soligent De-listing | 0
420-0039 | 420-0039 | MK Battery, Maintenance Saver Battery, Single Cell, Steel Box, 711Ah, M100-13 | Inventory Item | 938 |  | No | Energy Storage | Soligent De-listing | 0
420-0040 | 420-0040 | MK Battery, Maintenance Saver Battery, Single Cell, Steel Box, 830Ah, M100-15 | Inventory Item | 1006 |  | No | Energy Storage | Soligent De-listing | 0
420-0041 | 420-0041 | MK Battery, Maintenance Saver Battery, Single Cell, Steel Box, 948Ah, M100-17 | Inventory Item | 1112 |  | No | Energy Storage | Soligent De-listing | 0
420-0042 | 420-0042 | MK Battery, Maintenance Saver Battery, Single Cell, Steel Box, 1067Ah, M100-19 | Inventory Item | 628.13 |  | No | Energy Storage | Soligent De-listing | 577.59
420-0043 | 420-0043 | MK Battery, Maintenance Saver Battery, Single Cell, Steel Box, 1185Ah, M100-21 | Inventory Item | 1268 |  | No | Energy Storage | Soligent De-listing | 0
420-0044 | 420-0044 | MK Battery, Maintenance Saver Battery, Single Cell, Steel Box, 1304Ah, M100-23 | Inventory Item | 1335 |  | No | Energy Storage | Soligent De-listing | 0
420-0045 | 420-0045 | MK Battery, Maintenance Saver Battery, Single Cell, Steel Box, 1422Ah, M100-25 | Inventory Item | 1403 |  | No | Energy Storage | Soligent De-listing | 0
420-0046 | 420-0046 | MK Battery, Maintenance Saver Battery, Single Cell, Steel Box, 1541Ah, M100-27 | Inventory Item | 813.75 |  | No | Energy Storage | Soligent De-listing | 748.28
420-0047 | 420-0047 | MK Battery, Maintenance Saver Battery, Single Cell, Steel Box, 1659Ah, M100-29 | Inventory Item | 1585 |  | No | Energy Storage | Soligent De-listing | 0
420-0048 | 420-0048 | MK Battery, Maintenance Saver Battery, Single Cell, Steel Box, 1778Ah, M100-31 | Inventory Item | 875 |  | No | Energy Storage | Soligent De-listing | 804.6
420-0049 | 420-0049 | MK Battery, Maintenance Saver Battery, Single Cell, Steel Box, 1896Ah, M100-33 | Inventory Item | 917.19 |  | No | Energy Storage | Soligent De-listing | 843.39
410-0138 | 410-0138 | MK Battery, Sealed AGM, 6V, 190Ah, Golf Cart type, 8AGC2-DEKA | Inventory Item | 290.68 |  | No | Energy Storage | Shippable | 267.29
440-0094 | 440-0094 | MK Battery, Sealed AGM, 12V, 32.5Ah, T873 with handle, 8AU1H-DEKA | Inventory Item | 86.74 |  | No | Energy Storage | Soligent De-listing | 79.76
440-0091 | 440-0091 | MK Battery, Sealed AGM, 12V, 55Ah, T881 Terminal, 8A22NF-DEKA | Inventory Item | 161.08 |  | No | Energy Storage | Soligent De-listing | 148.11
410-0126 | 410-0126 | MK Battery, Sealed AGM, 12V, 79Ah, DT Terminal, 8A24DT-DEKA | Inventory Item | 203.13 |  | No | Energy Storage | Soligent De-listing | 186.78
440-0092 | 440-0092 | MK Battery, Sealed AGM, 12V, 79Ah, T881 Terminal, 8A24UT-DEKA | Inventory Item | 408.8 |  | No | Energy Storage | Vendor De-listing | 0
410-0022 | 410-0022 | MK Battery, Sealed AGM, 12V, 92Ah, G27, Flag terminal, 8A27-DEKA | Inventory Item | 252.69 |  | No | Energy Storage | Shippable | 232.36
410-0023 | 410-0023 | MK Battery, Sealed AGM, 12V, 104Ah, G31, 8A31DT-DEKA | Inventory Item | 290.88 |  | No | Energy Storage | Shippable | 267.47
410-0024 | 410-0024 | MK Battery, Sealed AGM, 12V, 198Ah, Size 4D, CANNOT TRAVEL BY AIR - Labeled "CORROSIVE", 8A4DLTP-DEKA | Inventory Item | 569.56 |  | No | Energy Storage | Shippable | 523.74
410-0025 | 410-0025 | MK Battery, Sealed AGM, 12V, 245Ah, Size 8D, CANNOT TRAVEL BY AIR - Labeled "CORROSIVE", 8A8DLTP-DEKA | Inventory Item | 670.73 |  | No | Energy Storage | Shippable | 616.76
440-0191 | 440-0191 | MK Battery, Sealed AGM, 12V, 7.2Ah, Faston Tab Terminals, L-5.94xW-2.56xH-3.7, ES7-12 | Inventory Item | 20.72 |  | No | Energy Storage | Shippable | 19.06
410-0152 | 410-0152 | MK Battery, Sealed Gel, 6V, 210Ah, T876, 8GTE35-DEKA | Inventory Item | 716.99 |  | No | Energy Storage | Vendor De-listing | 0
410-0035 | 410-0035 | MK Battery, Sealed Gel, 12V, 31.6Ah, 23.4lb, Size U1, 8GU1-DEKA | Inventory Item | 103.69 |  | No | Energy Storage | Vendor De-listing | 95.34
410-0028 | 410-0028 | MK Battery, Sealed Gel, 12V, 50.9Ah, 37lb, G22, 8G22NF-DEKA | Inventory Item | 176.73 |  | No | Energy Storage | Soligent De-listing | 162.51
410-0128 | 410-0128 | MK Battery, Sealed Gel, 12V, 73.6Ah, 52lb, G24, UT, 8G24UT-DEKA | Inventory Item | 249.44 |  | No | Energy Storage | Shippable | 229.37
410-0151 | 410-0151 | MK Battery, Sealed Gel, 12V, 125Ah, Flag (T876) Terminal, 8G5SHP-HFL-DEKA | Inventory Item | 377.2 |  | No | Energy Storage | Soligent De-listing | 346.85
410-0026 | 410-0026 | MK Battery, Sealed Gel, 12V, 183Ah, Size 4D, 8G4DLTP-DEKA | Inventory Item | 1233.99 |  | No | Energy Storage | Vendor De-listing | 0
410-0225 | 410-0225 | MK Battery, Sealed Gel, 12V, 183Ah, Size 4D, LT (T975) Terminal, 8G4D-HLT-DEKA | Inventory Item | 565.3 |  | No | Energy Storage | Soligent De-listing | 519.82
410-0034 | 410-0034 | MK Battery, Sealed Gel, 12V, 225Ah, Size 8D, LT (T975) Terminal, 8G8D-HLT-DEKA | Inventory Item | 724.35 |  | No | Energy Storage | Shippable | 666.07
410-0129 | 410-0129 | MK Battery, Sealed Gel, 12V, 31.6Ah, Size U1, T873 Terminal, 8GU1-HNB-DEKA | Inventory Item | 108.88 |  | No | Energy Storage | Shippable | 100.11
410-0150 | 410-0150 | MK Battery, Sealed Gel, 12V, 88Ah, G27, Flag Terminal, 8G27-HFL-DEKA | Inventory Item | 257.36 |  | No | Energy Storage | Soligent De-listing | 236.66
410-0031 | 410-0031 | MK Battery, Sealed Gel, 12V, 97.6Ah, 69.5lb, G31, Stud Terminal, 8G31-HST-DEKA | Inventory Item | 303.68 |  | No | Energy Storage | Shippable | 279.24
410-0127 | 410-0127 | MK Battery, Sealed Gel, 12V, 97.6Ah, G31, Flag (T876) Terminal, 8G30-HFL-DEKA | Inventory Item | 303.68 |  | No | Energy Storage | Shippable | 279.24
410-0033 | 410-0033 | MK Battery, Sealed Gel, 6V, 180Ah, Golf Cart Type, Automotive-Stud Terminal, 8GGC2-DT-DEKA | Inventory Item | 328.25 |  | No | Energy Storage | Shippable | 301.84
440-0196 | 440-0196 | MK Battery, UltraFLEX 48V Energy Storage System, 16 12V Sealed Ultra Batteries, Enclosure, BMS, Web Based Monitoring, OCPD Each String, 28.2kWh, (17kWh@60% DOD), UF484TB03033 | Inventory Item | 24652 |  | No | Energy Storage | Vendor De-listing | 0
440-0178 | 440-0178 | MK Battery, Unigy II, 4V, 2 Cell Module, 2424Ah @ 24hr, Interlock, 2AVR125-33 | Inventory Item | 2868.91 |  | No | Energy Storage | Soligent De-listing | 2638.08
440-0134 | 440-0134 | MK Battery, Unigy II, 6V, 3 Cell Module, 439Ah @ 24hr, Non-Interlock, 3AVR45-17 | Inventory Item | 1625.31 |  | No | Energy Storage | Soligent De-listing | 1494.54
440-0135 | 440-0135 | MK Battery, Unigy II, 6V, 3 Cell Module, 494Ah @ 24hr, Non-Interlock, 3AVR45-19 | Inventory Item | 1724.3 |  | No | Energy Storage | Soligent De-listing | 1585.56
440-0136 | 440-0136 | MK Battery, Unigy II, 6V, 3 Cell Module, 549Ah @ 24hr, Non-Interlock, 3AVR45-21 | Inventory Item | 1830.94 |  | No | Energy Storage | Soligent De-listing | 1683.62
440-0137 | 440-0137 | MK Battery, Unigy II, 6V, 3 Cell Module, 604Ah @ 24hr, Non-Interlock, 3AVR45-23 | Inventory Item | 1896.56 |  | No | Energy Storage | Soligent De-listing | 1743.97
440-0138 | 440-0138 | MK Battery, Unigy II, 6V, 3 Cell Module, 660Ah @ 24hr, Non-Interlock, 3AVR45-25 | Inventory Item | 1972.58 |  | No | Energy Storage | Soligent De-listing | 1813.86
440-0139 | 440-0139 | MK Battery, Unigy II, 6V, 3 Cell Module, 715Ah @ 24hr, Non-Interlock, 3AVR45-27 | Inventory Item | 2071.56 |  | No | Energy Storage | Soligent De-listing | 1904.89
440-0149 | 440-0149 | MK Battery, Unigy II, 6V, 3 Cell Module, 744Ah @ 24hr, Non-Interlock, 3AVR75-17 | Inventory Item | 1956.18 |  | No | Energy Storage | Soligent De-listing | 1798.78
440-0140 | 440-0140 | MK Battery, Unigy II, 6V, 3 Cell Module, 770Ah @ 24hr, Non-Interlock, 3AVR45-29 | Inventory Item | 2302.89 |  | No | Energy Storage | Soligent De-listing | 2117.6
440-0141 | 440-0141 | MK Battery, Unigy II, 6V, 3 Cell Module, 825Ah @ 24hr, Non-Interlock, 3AVR45-31 | Inventory Item | 2395.86 |  | No | Energy Storage | Soligent De-listing | 2203.09
440-0150 | 440-0150 | MK Battery, Unigy II, 6V, 3 Cell Module, 840Ah @ 24hr, Non-Interlock, 3AVR75-19 | Inventory Item | 2098.36 |  | No | Energy Storage | Soligent De-listing | 1929.53
440-0142 | 440-0142 | MK Battery, Unigy II, 6V, 3 Cell Module, 880Ah @ 24hr, Non-Interlock, 3AVR45-33 | Inventory Item | 2442.89 |  | No | Energy Storage | Soligent De-listing | 2246.33
440-0163 | 440-0163 | MK Battery, Unigy II, 6V, 3 Cell Module, 928Ah @ 24hr, Non-Interlock, 3AVR95-17 | Inventory Item | 2152.81 |  | No | Energy Storage | Soligent De-listing | 1979.6
440-0151 | 440-0151 | MK Battery, Unigy II, 6V, 3 Cell Module, 936Ah @ 24hr, Non-Interlock, 3AVR75-21 | Inventory Item | 2237.26 |  | No | Energy Storage | Soligent De-listing | 2057.25
440-0152 | 440-0152 | MK Battery, Unigy II, 6V, 3 Cell Module, 1032Ah @ 24hr, Non-Interlock, 3AVR75-23 | Inventory Item | 2341.18 |  | No | Energy Storage | Soligent De-listing | 2152.8
440-0164 | 440-0164 | MK Battery, Unigy II, 6V, 3 Cell Module, 1044Ah @ 24hr, Non-Interlock, 3AVR95-19 | Inventory Item | 2313.29 |  | No | Energy Storage | Soligent De-listing | 2127.16
440-0153 | 440-0153 | MK Battery, Unigy II, 6V, 3 Cell Module, 1128Ah @ 24hr, Non-Interlock, 3AVR75-25 | Inventory Item | 2454.38 |  | No | Energy Storage | Soligent De-listing | 2256.9
440-0165 | 440-0165 | MK Battery, Unigy II, 6V, 3 Cell Module, 1159Ah @ 24hr, Non-Interlock, 3AVR95-21 | Inventory Item | 2465.31 |  | No | Energy Storage | Soligent De-listing | 2266.95
440-0154 | 440-0154 | MK Battery, Unigy II, 6V, 3 Cell Module, 1224Ah @ 24hr, Non-Interlock, 3AVR75-27 | Inventory Item | 2590.55 |  | No | Energy Storage | Soligent De-listing | 2382.11
440-0173 | 440-0173 | MK Battery, Unigy II, 6V, 3 Cell Module, 1276Ah @ 24hr, Interlock, 3AVR95-23 | Inventory Item | 2830.63 |  | No | Energy Storage | Soligent De-listing | 2602.87
440-0166 | 440-0166 | MK Battery, Unigy II, 6V, 3 Cell Module, 1276Ah @ 24hr, Non-Interlock, 3AVR95-23 | Inventory Item | 2593.83 |  | No | Energy Storage | Soligent De-listing | 2385.13
440-0155 | 440-0155 | MK Battery, Unigy II, 6V, 3 Cell Module, 1320Ah @ 24hr, Non-Interlock, 3AVR75-29 | Inventory Item | 2859.61 |  | No | Energy Storage | Soligent De-listing | 2629.53
440-0177 | 440-0177 | MK Battery, Unigy II, 6V, 3 Cell Module, 1392Ah @ 24hr, Interlock, 3AVR95-25 | Inventory Item | 2973.36 |  | No | Energy Storage | Soligent De-listing | 2734.13
440-0167 | 440-0167 | MK Battery, Unigy II, 6V, 3 Cell Module, 1392Ah @ 24hr, Non-Interlock, 3AVR95-25 | Inventory Item | 2725.08 |  | No | Energy Storage | Soligent De-listing | 2505.82
440-0156 | 440-0156 | MK Battery, Unigy II, 6V, 3 Cell Module, 1416Ah @ 24hr, Non-Interlock, 3AVR75-31 | Inventory Item | 2976.1 |  | No | Energy Storage | Soligent De-listing | 2736.64
440-0168 | 440-0168 | MK Battery, Unigy II, 6V, 3 Cell Module, 1507Ah @ 24hr, Non-Interlock, 3AVR95-27 | Inventory Item | 2865.63 |  | No | Energy Storage | Soligent De-listing | 2635.06
440-0157 | 440-0157 | MK Battery, Unigy II, 6V, 3 Cell Module, 1512Ah @ 24hr, Non-Interlock, 3AVR75-33 | Inventory Item | 3077.81 |  | No | Energy Storage | Soligent De-listing | 2830.17
440-0179 | 440-0179 | MK Battery, Unigy II, 6V, 3 Cell Module, 1624Ah @ 24hr, Interlock, 3AVR95-29 | Inventory Item | 3432.74 |  | No | Energy Storage | Soligent De-listing | 3156.54
440-0169 | 440-0169 | MK Battery, Unigy II, 6V, 3 Cell Module, 1624Ah @ 24hr, Non-Interlock, 3AVR95-29 | Inventory Item | 3145.08 |  | No | Energy Storage | Soligent De-listing | 2892.02
440-0170 | 440-0170 | MK Battery, Unigy II, 6V, 3 Cell Module, 1740Ah @ 24hr, Non-Interlock, 3AVR95-31 | Inventory Item | 3279.61 |  | No | Energy Storage | Soligent De-listing | 3015.74
440-0171 | 440-0171 | MK Battery, Unigy II, 6V, 3 Cell Module, 1855Ah @ 24hr, Non-Interlock, 3AVR95-33 | Inventory Item | 3401.56 |  | No | Energy Storage | Soligent De-listing | 3127.87
440-0790 | 440-0790 | MK Battery, Unigy II, 6V, 3 Cell Module,1856Ah @ 24hr, Interlock, 3AVR95-33 | Inventory Item | 3712.19 |  | No | Energy Storage | Soligent De-listing | 3413.51
440-0128 | 440-0128 | MK Battery, Unigy II, 12V, 6 Cell Module, 120Ah @ 24hr, Non-Interlock, 6AVR45-5 | Inventory Item | 1553.68 |  | No | Energy Storage | Soligent De-listing | 1428.67
440-0129 | 440-0129 | MK Battery, Unigy II, 12V, 6 Cell Module, 168Ah @ 24hr, Non-Interlock, 6AVR45-7 | Inventory Item | 1704.61 |  | No | Energy Storage | Soligent De-listing | 1567.46
440-0143 | 440-0143 | MK Battery, Unigy II, 12V, 6 Cell Module, 192Ah @ 24hr, Non-Interlock, 6AVR75-5 | Inventory Item | 1765.31 |  | No | Energy Storage | Soligent De-listing | 1623.28
440-0130 | 440-0130 | MK Battery, Unigy II, 12V, 6 Cell Module, 216Ah @ 24hr, Non-Interlock, 6AVR45-9 | Inventory Item | 1864.85 |  | No | Energy Storage | Soligent De-listing | 1714.8
440-0131 | 440-0131 | MK Battery, Unigy II, 12V, 6 Cell Module, 264Ah @ 24hr, Non-Interlock, 6AVR45-11 | Inventory Item | 2007.58 |  | No | Energy Storage | Soligent De-listing | 1846.05
440-0144 | 440-0144 | MK Battery, Unigy II, 12V, 6 Cell Module, 288Ah @ 24hr, Non-Interlock, 6AVR75-7 | Inventory Item | 1982.98 |  | No | Energy Storage | Soligent De-listing | 1823.43
440-0132 | 440-0132 | MK Battery, Unigy II, 12V, 6 Cell Module, 336Ah @ 24hr, Non-Interlock, 6AVR45-13 | Inventory Item | 2160.16 |  | No | Energy Storage | Soligent De-listing | 1986.36
440-0158 | 440-0158 | MK Battery, Unigy II, 12V, 6 Cell Module, 348Ah @ 24hr, Non-Interlock, 6AVR95-7 | Inventory Item | 2151.95 |  | No | Energy Storage | Soligent De-listing | 1978.8
440-0133 | 440-0133 | MK Battery, Unigy II, 12V, 6 Cell Module, 384Ah @ 24hr, Non-Interlock, 6AVR45-15 | Inventory Item | 2363.05 |  | No | Energy Storage | Soligent De-listing | 2172.92
440-0145 | 440-0145 | MK Battery, Unigy II, 12V, 6 Cell Module, 384Ah @ 24hr, Non-Interlock, 6AVR75-9 | Inventory Item | 2208.29 |  | No | Energy Storage | Soligent De-listing | 2030.61
440-0159 | 440-0159 | MK Battery, Unigy II, 12V, 6 Cell Module, 463Ah @ 24hr, Non-Interlock, 6AVR95-9 | Inventory Item | 2401.88 |  | No | Energy Storage | Soligent De-listing | 2208.62
440-0146 | 440-0146 | MK Battery, Unigy II, 12V, 6 Cell Module, 480Ah @ 24hr, Non-Interlock, 6AVR75-11 | Inventory Item | 2408.44 |  | No | Energy Storage | Soligent De-listing | 2214.66
440-0147 | 440-0147 | MK Battery, Unigy II, 12V, 6 Cell Module, 552Ah @ 24hr, Non-Interlock, 6AVR75-13 | Inventory Item | 2634.85 |  | No | Energy Storage | Soligent De-listing | 2422.85
440-0197 | 440-0197 | MK Battery, Unigy II, 12V, 6 Cell Module, 580Ah @ 24hr, Interlock, 6AVR95-11 | Inventory Item | 2896.25 |  | No | Energy Storage | Soligent De-listing | 2663.22
440-0160 | 440-0160 | MK Battery, Unigy II, 12V, 6 Cell Module, 580Ah @ 24hr, Non-Interlock, 6AVR95-11 | Inventory Item | 2653.99 |  | No | Energy Storage | Shippable | 2440.45
440-0148 | 440-0148 | MK Battery, Unigy II, 12V, 6 Cell Module, 648Ah @ 24hr, Non-Interlock, 6AVR75-15 | Inventory Item | 2913.2 |  | No | Energy Storage | Soligent De-listing | 2678.8
440-0161 | 440-0161 | MK Battery, Unigy II, 12V, 6 Cell Module, 696Ah @ 24hr, Non-Interlock, 6AVR95-13 | Inventory Item | 2913.75 |  | No | Energy Storage | Soligent De-listing | 2679.31
440-0188 | 440-0188 | MK Battery, Unigy II, 12V, 6 Cell Module, 811Ah @ 24hr, Interlock, 6AVR95-15 | Inventory Item | 3535 |  | No | Energy Storage | Soligent De-listing | 3250.57
440-0162 | 440-0162 | MK Battery, Unigy II, 12V, 6 Cell Module, 811Ah @ 24hr, Non-Interlock, 6AVR95-15 | Inventory Item | 3238.6 |  | No | Energy Storage | Soligent De-listing | 2978.02
440-0189 | 440-0189 | MK Battery, Unigy II, 6V, 3 Cell Module, 1044Ah @ 24hr, Interlock, 3AVR95-19 | Inventory Item | 2527.66 |  | No | Energy Storage | Soligent De-listing | 2324.29
410-0130 | 410-0130 | MK Battery, Unigy II, 6V, 3 Cell Module, 1740Ah @ 24hr, Interlock, 3AVR95-31 | Inventory Item | 3577.66 |  | No | Energy Storage | Soligent De-listing | 3289.8
440-0190 | 440-0190 | MK Battery, Unigy II, 6V, 3 Cell Module, 928Ah @ 24hr, Interlock, 3AVR95-17 | Inventory Item | 2351.56 |  | No | Energy Storage | Soligent De-listing | 2162.36
520-0167 | 520-0167 | Morningstar, ProStar MPPT Charge Controller, 25A, 12/24V, 25A Load Controller, 120V max input, No Meter, PS-MPPT-25 | Inventory Item | 360.81 |  | No | Energy Storage | Shippable | 337.97
520-0167 : 520-0167 : 520-0167_U | 520-0167 : 520-0167_U | Morningstar, ProStar MPPT Charge Controller, 25A, 12/24V, 25A Load Controller, 120V max input, No Meter, PS-MPPT-25 | Inventory Item | 337.84 |  | No | Energy Storage | Soligent De-listing | 316.46
520-0168 | 520-0168 | Morningstar, ProStar MPPT Charge Controller, 25A, 12/24V, 25A Load Controller, 120V max input, With Meter PS-MPPT-25-M | Inventory Item | 444.59 |  | No | Energy Storage | Shippable | 416.46
520-0168 : 520-0168 : 520-0168_U | 520-0168 : 520-0168_U | Morningstar, ProStar MPPT Charge Controller, 25A, 12/24V, 25A Load Controller, 120V max input, With Meter PS-MPPT-25-M | Inventory Item | 416.22 |  | No | Energy Storage | Soligent De-listing | 389.87
520-0166 | 520-0166 | Morningstar, ProStar MPPT Charge Controller, 40A, 12/24V, 30A Load Controller, 120V max input, With Meter PS-MPPT40-M | Inventory Item | 555.41 |  | No | Energy Storage | Shippable | 520.25 | 5
520-0166 : 520-0166 : 520-0166_U | 520-0166 : 520-0166_U | Morningstar, ProStar MPPT Charge Controller, 40A, 12/24V, 30A Load Controller, 120V max input, With Meter PS-MPPT40-M | Inventory Item | 518.92 |  | No | Energy Storage | Soligent De-listing | 486.08
520-0080 | 520-0080 | Morningstar, ProStar PWM Charge Controller, Gen 3, 15A, 12/24VDC, with LCD Meter, PS-15M | Inventory Item | 182.43 |  | No | Energy Storage | Shippable | 170.89 | 10
520-0080 : 520-0080 : 520-0080_U | 520-0080 : 520-0080_U | Morningstar, ProStar PWM Charge Controller, Gen 3, 15A, 12/24VDC, with LCD Meter, PS-15M | Inventory Item | 164.86 |  | No | Energy Storage | Soligent De-listing | 154.43
520-0081 | 520-0081 | Morningstar, ProStar PWM Charge Controller, Gen 3, 30A, 12/24VDC, w/o Meter, PS-30 | Inventory Item | 158.11 |  | No | Energy Storage | Shippable | 148.1 | 8
520-0081 : 520-0081 : 520-0081_U | 520-0081 : 520-0081_U | Morningstar, ProStar PWM Charge Controller, Gen 3, 30A, 12/24VDC, w/o Meter, PS-30 | Inventory Item | 143.24 |  | No | Energy Storage | Soligent De-listing | 134.18
520-0082 | 520-0082 | Morningstar, ProStar PWM Charge Controller, Gen 3, 30A, 12/24VDC, with LCD Meter, PS-30M | Inventory Item | 218.92 |  | No | Energy Storage | Shippable | 205.06 | 8
520-0082 : 520-0082 : 520-0082_U | 520-0082 : 520-0082_U | Morningstar, ProStar PWM Charge Controller, Gen 3, 30A, 12/24VDC, with LCD Meter, PS-30M | Inventory Item | 197.3 |  | No | Energy Storage | Soligent De-listing | 184.81
570-0145 | 570-0145 | Morningstar, Remote Temperature Sensor, RTS | Inventory Item | 36.49 |  | No | Energy Storage | Shippable | 34.18 | 10
570-0145 : 570-0145 : 570-0145_U | 570-0145 : 570-0145_U | Morningstar, Remote Temperature Sensor, RTS | Inventory Item | 33.78 |  | No | Energy Storage | Soligent De-listing | 31.65
520-0029 | 520-0029 | Morningstar, SunGuard Charge Controller, 4.5A, 12VDC, SG-4 | Inventory Item | 37.84 |  | No | Energy Storage | Shippable | 35.44 | 3
520-0029 : 520-0029 : 520-0029_U | 520-0029 : 520-0029_U | Morningstar, SunGuard Charge Controller, 4.5A, 12VDC, SG-4 | Inventory Item | 35.14 |  | No | Energy Storage | Soligent De-listing | 32.91
520-0034 | 520-0034 | Morningstar, SunLight Charge/Lighting Controller, 10A, 12VDC, SL-10L-12V | Inventory Item | 101.35 |  | No | Energy Storage | Soligent De-listing | 94.94 | 73
520-0034 : 520-0034 : 520-0034_U | 520-0034 : 520-0034_U | Morningstar, SunLight Charge/Lighting Controller, 10A, 12VDC, SL-10L-12V | Inventory Item | 93.24 |  | No | Energy Storage | Soligent De-listing | 87.34
520-0036 | 520-0036 | Morningstar, SunLight Charge/Lighting Controller, 20A, 12VDC, SL-20L-12V | Inventory Item | 129.73 |  | No | Energy Storage | Shippable | 121.52 | 7
520-0036 : 520-0036 : 520-0036_U | 520-0036 : 520-0036_U | Morningstar, SunLight Charge/Lighting Controller, 20A, 12VDC, SL-20L-12V | Inventory Item | 121.62 |  | No | Energy Storage | Soligent De-listing | 113.92
520-0143 | 520-0143 | Morningstar, SunLight Charge/Lighting Controller, 20A, 24VDC, SL-20L-24V | Inventory Item | 135.14 |  | No | Energy Storage | Shippable | 126.58 | 11
520-0143 : 520-0143 : 520-0143_U | 520-0143 : 520-0143_U | Morningstar, SunLight Charge/Lighting Controller, 20A, 24VDC, SL-20L-24V | Inventory Item | 127.03 |  | No | Energy Storage | Soligent De-listing | 118.99
520-0042 | 520-0042 | Morningstar, SunSaver Charge Controller, 6A, 12VDC, SS6-12V | Inventory Item | 63.51 |  | No | Energy Storage | Shippable | 59.49
520-0042 : 520-0042 : 520-0042_U | 520-0042 : 520-0042_U | Morningstar, SunSaver Charge Controller, 6A, 12VDC, SS6-12V | Inventory Item | 56.76 |  | No | Energy Storage | Soligent De-listing | 53.16
520-0037 | 520-0037 | Morningstar, SunSaver Charge Controller, 10A, 12VDC, SS10-12V | Inventory Item | 75.68 |  | No | Energy Storage | Shippable | 70.89 | 34
520-0037 : 520-0037 : 520-0037_U | 520-0037 : 520-0037_U | Morningstar, SunSaver Charge Controller, 10A, 12VDC, SS10-12V | Inventory Item | 66.22 |  | No | Energy Storage | Soligent De-listing | 62.03
520-0038 | 520-0038 | Morningstar, SunSaver Charge Controller, 10A, 12VDC, with Low Voltage Disconnect, SS10L-12V | Inventory Item | 90.54 |  | No | Energy Storage | Shippable | 84.81 | 35
520-0038 : 520-0038 : 520-0038_U | 520-0038 : 520-0038_U | Morningstar, SunSaver Charge Controller, 10A, 12VDC, with Low Voltage Disconnect, SS10L-12V | Inventory Item | 81.08 |  | No | Energy Storage | Soligent De-listing | 75.95
520-0039 | 520-0039 | Morningstar, SunSaver Charge Controller, 10A, 24VDC, with Low Voltage Disconnect, SS10L-24V | Inventory Item | 102.7 |  | No | Energy Storage | Shippable | 96.2 | 5
520-0039 : 520-0039 : 520-0039_U | 520-0039 : 520-0039_U | Morningstar, SunSaver Charge Controller, 10A, 24VDC, with Low Voltage Disconnect, SS10L-24V | Inventory Item | 91.89 |  | No | Energy Storage | Soligent De-listing | 86.08
520-0040 | 520-0040 | Morningstar, SunSaver Charge Controller, 20A, 12VDC, with Low Voltage Disconnect, SS20L-12V | Inventory Item | 125.68 |  | No | Energy Storage | Shippable | 117.72 | 21
520-0040 : 520-0040 : 520-0040_U | 520-0040 : 520-0040_U | Morningstar, SunSaver Charge Controller, 20A, 12VDC, with Low Voltage Disconnect, SS20L-12V | Inventory Item | 114.86 |  | No | Energy Storage | Soligent De-listing | 107.59
520-0041 | 520-0041 | Morningstar, SunSaver Charge Controller, 20A, 24VDC, with Low Voltage Disconnect, SS-20L-24V | Inventory Item | 131.08 |  | No | Energy Storage | Shippable | 122.78 | 1
520-0041 : 520-0041 : 520-0041_U | 520-0041 : 520-0041_U | Morningstar, SunSaver Charge Controller, 20A, 24VDC, with Low Voltage Disconnect, SS-20L-24V | Inventory Item | 118.92 |  | No | Energy Storage | Soligent De-listing | 111.39
520-0043 | 520-0043 | Morningstar, SunSaver Charge Controller, 6A, 12VDC, with Low Voltage Disconnect, SS-6L-12V | Inventory Item | 74.32 |  | No | Energy Storage | Shippable | 69.62 | 667
520-0043 : 520-0043 : 520-0043_U | 520-0043 : 520-0043_U | Morningstar, SunSaver Charge Controller, 6A, 12VDC, with Low Voltage Disconnect, SS-6L-12V | Inventory Item | 67.57 |  | No | Energy Storage | Soligent De-listing | 63.29
520-0044 | 520-0044 | Morningstar, SunSaver DUO Charge Controller, 25A, 12VDC, with Remote Meter, SSD-25RM | Inventory Item | 254 |  | No | Energy Storage | Soligent De-listing | 0
460-0015 | 460-0015 | Morningstar, SunSaver MPPT Charge Controller, 15A, 75VDC, 12/24VDC, SS-MPPT-15L | Inventory Item | 275.68 |  | No | Energy Storage | Shippable | 258.23 | 23
460-0015 : 460-0015 : 460-0015_U | 460-0015 : 460-0015_U | Morningstar, SunSaver MPPT Charge Controller, 15A, 75VDC, 12/24VDC, SS-MPPT-15L | Inventory Item | 258.11 |  | No | Energy Storage | Soligent De-listing | 241.77
321-0002 | 321-0002 | Morningstar, SureSine battery inverter, 300W, 115VAC, 60Hz, No Transfer, 12VDC, Sinewave, Off Grid, 2 Yr Warr, No Charger, internal BTS, SI-300-115V-UL | Inventory Item | 282.72 | 300 | No | Energy Storage | Shippable | 272.62 | 37
321-0002 : 321-0002 : 321-0002_U | 321-0002 | Morningstar, SureSine battery inverter, 300W, 115VAC, 60Hz, No Transfer, 12VDC, Sinewave, Off Grid, 2 Yr Warr, No Charger, internal BTS, SI-300-115V-UL | Inventory Item | 265.43 | 300 | No | Energy Storage | Soligent De-listing | 255.95
321-0002 : 321-0002 : 321-0002_U : 321-0002_S | 321-0002_S | Morningstar, SureSine battery inverter, 300W, 115VAC, 60Hz, No Transfer, 12VDC, Sinewave, Off Grid, 2 Yr Warr, No Charger, internal BTS, SI-300-115V-UL | Inventory Item | 262.2 | 300 | No | Energy Storage | Soligent De-listing | 252.94
520-0045 | 520-0045 | Morningstar, TriStar Charge Controller, 45A, 12/24/48VDC, TS-45 | Inventory Item | 200 |  | No | Energy Storage | Shippable | 187.34 | 70
520-0045 : 520-0045 : 520-0045_U | 520-0045 : 520-0045_U | Morningstar, TriStar Charge Controller, 45A, 12/24/48VDC, TS-45 | Inventory Item | 187.84 |  | No | Energy Storage | Soligent De-listing | 175.95
520-0046 | 520-0046 | Morningstar, TriStar Charge Controller, 60A, 12/24/48VDC, TS-60 | Inventory Item | 263.51 |  | No | Energy Storage | Shippable | 246.84 | 10
520-0046 : 520-0046 : 520-0046_U | 520-0046 : 520-0046_U | Morningstar, TriStar Charge Controller, 60A, 12/24/48VDC, TS-60 | Inventory Item | 247.3 |  | No | Energy Storage | Soligent De-listing | 231.65
520-0098 | 520-0098 | Morningstar, TriStar LCD Digital Meter display, mounts into TS and TS-MPPT controller front plate, TS-M-2 | Inventory Item | 110.81 |  | No | Energy Storage | Shippable | 103.8 | 55
520-0098 : 520-0098 : 520-0098_U | 520-0098 : 520-0098_U | Morningstar, TriStar LCD Digital Meter display, mounts into TS and TS-MPPT controller front plate, TS-M-2 | Inventory Item | 104.05 |  | No | Energy Storage | Soligent De-listing | 97.47
520-0096 | 520-0096 | Morningstar, TriStar MPPT Charge Controller, 45A, 150VDC, 12/48VDC, with RTS, TS-MPPT-45 | Inventory Item | 536.49 |  | No | Energy Storage | Shippable | 502.53 | 46
520-0096 : 520-0096 : 520-0096_U | 520-0096 : 520-0096_U | Morningstar, TriStar MPPT Charge Controller, 45A, 150VDC, 12/48VDC, with RTS, TS-MPPT-45 | Inventory Item | 504.05 |  | No | Energy Storage | Soligent De-listing | 472.15
520-0097 | 520-0097 | Morningstar, TriStar MPPT Charge Controller, 60A, 150VDC, 12/48VDC, with RTS & Ethernet, TS-MPPT-60 | Inventory Item | 666.22 |  | No | Energy Storage | Shippable | 624.05 | 10
520-0097 : 520-0097 : 520-0097_U | 520-0097 : 520-0097_U | Morningstar, TriStar MPPT Charge Controller, 60A, 150VDC, 12/48VDC, with RTS & Ethernet, TS-MPPT-60 | Inventory Item | 624.32 |  | No | Energy Storage | Soligent De-listing | 584.81
520-0099 | 520-0099 | Morningstar, TriStar Remote Digital Meter (for TS-MPPT) with 100' cable, TS-RM-2 | Inventory Item | 137.84 |  | No | Energy Storage | Shippable | 129.11 | 18
520-0099 : 520-0099 : 520-0099_U | 520-0099 : 520-0099_U | Morningstar, TriStar Remote Digital Meter (for TS-MPPT) with 100' cable, TS-RM-2 | Inventory Item | 129.73 |  | No | Energy Storage | Soligent De-listing | 121.52
420-0114 | 420-0114 | OutBack, 48V Flooded Battery System, Includes 8, 525FLA (L-16, 445Ah) Flooded Batteries, Polypropylene Enclosure, Watering System, Interconnects & hardware, 48-FLA-525 | Inventory Item | 3710 |  | No | Energy Storage | Vendor De-listing | 3411.49
410-0241 | 410-0241 | Outback, AlphaCell 210HP, Pure Lead VRLA-AGM Battery, 12V, 203.8Ah @ 20hr, Front M6 Terminal, 210HP | Inventory Item | 519.23 |  | No | Energy Storage | Shippable | 476.47
570-0116 | 570-0116 | Outback, Battery Remote Temperature Sensor with Inverter/Charger or Charge Controller, Includes 20' Cable, RTS | Inventory Item | 57.37 |  | No | Energy Storage | Shippable | 54.74 | 18
410-0234 | 410-0234 | Outback, EnergyCell 1000-XLC High Capacity Lead Carbon AGM VRLA Battery and Rack System, 48V (4x6x2V), 972Ah @ 20hr, 1000XLC | Inventory Item | 23189.74 |  | No | Energy Storage | Shippable | 21280
410-0209 | 410-0209 | Outback, EnergyCell 106NC, Deep Cycle Nano-Carbon VRLA AGM Battery, 12V, 100Ah @ 20hr, Top-Terminal, Group 31, 106NC | Inventory Item | 368 |  | No | Energy Storage | Vendor De-listing | 0
410-0186 | 410-0186 | Outback, EnergyCell 106RE Battery,12V,100Ah @ 20hr, Top-Terminal to accept ¼”-20 UNC bolt, 106RE | Inventory Item | 376 |  | No | Energy Storage | Vendor De-listing | 0
410-0210 | 410-0210 | Outback, EnergyCell 170NC, Deep Cycle Nano-Carbon VRLA-AGM Battery, 12V,153.8Ah @ 20hr, Front 1/4" insert terminal, 170NC | Inventory Item | 826 |  | No | Energy Storage | Vendor De-listing | 0
410-0173 | 410-0173 | Outback, EnergyCell 170RE Deep Cycle AGM Battery, 12V, 154Ah @ 20hr, Front 1/4" insert terminal, 170RE | Inventory Item | 774 |  | No | Energy Storage | Vendor De-listing | 0
410-0188 | 410-0188 | Outback, EnergyCell 200GH Float Service AGM for GridHybrid Battery Back-up Applications, 12V, 200AH Front Terminal VRLA battery, 200GH | Inventory Item | 1250.99 |  | No | Energy Storage | Vendor De-listing | 0
410-0211 | 410-0211 | Outback, EnergyCell 200NC, Deep Cycle Nano-Carbon VRLA-AGM Battery, 12V, 178Ah @ 20hr, Front 1/4" insert terminal, 200NC | Inventory Item | 640 |  | No | Energy Storage | Vendor De-listing | 0
410-0232 | 410-0232 | Outback, EnergyCell 200PLC, Deep Cycle Pure Lead Carbon VRLA-AGM Battery, 12V, 178Ah @ 20hr, Front 1/4" insert terminal, 200PLC | Inventory Item | 880 |  | No | Energy Storage | Vendor De-listing | 0
410-0233 | 410-0233 | Outback, EnergyCell 200PLR, Deep Cycle Pure Lead VRLA-AGM Battery, 12V, 203.8Ah @ 20hr, Front 1/4" insert terminal, 200PLR | Inventory Item | 519.23 |  | No | Energy Storage | Vendor De-listing | 476.47
410-0172 | 410-0172 | Outback, EnergyCell 200RE Deep Cycle AGM Battery, 12V, 178Ah @ 20hr, Front 1/4" insert terminal, 200RE | Inventory Item | 1042.99 |  | No | Energy Storage | Vendor De-listing | 0
410-0189 | 410-0189 | Outback, EnergyCell 220GH Float Service AGM for GridHybrid Battery Back-up Applications, 12V, 220AH Front Terminal VRLA battery, 220GH | Inventory Item | 1022 |  | No | Energy Storage | Vendor De-listing | 0
410-0139 | 410-0139 | Outback, EnergyCell 2V OPzV Tubular Gel Batteries, 24 Volt Kit, with Rack and Interconnects, 389.9Ah @20hr, 24-OPzV-450 | Inventory Item | 4586.56 |  | No | Energy Storage | Vendor De-listing | 0
410-0141 | 410-0141 | Outback, EnergyCell 2V OPzV Tubular Gel Batteries, 24 Volt Kit, with Rack and Accessories, 1632Ah @20hr, 24-OPzV-2000 | Inventory Item | 12508.8 |  | No | Energy Storage | Vendor De-listing | 0
410-0142 | 410-0142 | Outback, EnergyCell 2V OPzV Tubular Gel Batteries, 24 Volt Kit, with Rack and Accessories, 2529Ah @20hr, 24-OPzV-3000 | Inventory Item | 20222.56 |  | No | Energy Storage | Vendor De-listing | 0
410-0140 | 410-0140 | Outback, EnergyCell 2V OPzV Tubular Gel Batteries, 24 Volt Kit, with Rack and Accessories, 667.4Ah @20hr, 24-OPzV-750 | Inventory Item | 6254.4 |  | No | Energy Storage | Vendor De-listing | 0
410-0145 | 410-0145 | Outback, EnergyCell 2V OPzV Tubular Gel Batteries, 48 Volt Kit, with Rack and Accessories, 1632Ah @20hr, 48-OPzV-2000 | Inventory Item | 23975.2 |  | No | Energy Storage | Vendor De-listing | 0
410-0143 | 410-0143 | Outback, EnergyCell 2V OPzV Tubular Gel Batteries, 48 Volt Kit, with Rack and Accessories, 389.9Ah @20hr, 48-OPzV-450 | Inventory Item | 8339.2 |  | No | Energy Storage | Vendor De-listing | 0
410-0144 | 410-0144 | Outback, EnergyCell 2V OPzV Tubular Gel Batteries, 48 Volt Kit, with Rack and Accessories, 667.4Ah @20hr, 48-OPzV-750 | Inventory Item | 11987.6 |  | No | Energy Storage | Vendor De-listing | 0
410-0149 | 410-0149 | Outback, EnergyCell 2V OPzV Tubular Gel Batteries, 48 Volt Kit, with Rack and Interconnects, 2529Ah @20hr, 48-OPzV-3000 | Inventory Item | 39611.2 |  | No | Energy Storage | Vendor De-listing | 0
410-0182 | 410-0182 | Outback, EnergyCell 34RE Battery, 12V, 33Ah @ 20hr, Top-Terminal to accept 10”-32 UNC bolt, 34RE | Inventory Item | 271 |  | No | Energy Storage | Vendor De-listing | 0
410-0183 | 410-0183 | Outback, EnergyCell 52RE Battery, 12V, 50Ah @ 20hr, Top-Terminal to accept 10”-32 UNC bolt, 52RE | Inventory Item | 321 |  | No | Energy Storage | Vendor De-listing | 0
410-0184 | 410-0184 | Outback, EnergyCell 78RE Battery, 12V, 75Ah @ 20hr, Top-Terminal to accept ¼”-20 UNC bolt, 78RE | Inventory Item | 402 |  | No | Energy Storage | Vendor De-listing | 0
410-0185 | 410-0185 | Outback, EnergyCell 95RE Battery, 12V, 88Ah @ 20hr, Top-Terminal to accept ¼”-20 UNC bolt, 95RE | Inventory Item | 438 |  | No | Energy Storage | Vendor De-listing | 0
410-0215 | 410-0215 | Outback, EnergyCell Nano-Carbon High CapacityVRLA-AGM Battery and Rack System, 48V (4x6x2V), 918.0Ah @ 20hr, 1100NC | Inventory Item | 25017.6 |  | No | Energy Storage | Vendor De-listing | 0
410-0216 | 410-0216 | Outback, EnergyCell Nano-Carbon High CapacityVRLA-AGM Battery and Rack System, 48V (4x6x2V), 1376.0Ah @ 20hr, 1600NC | Inventory Item | 31272 |  | No | Energy Storage | Vendor De-listing | 0
410-0217 | 410-0217 | Outback, EnergyCell Nano-Carbon High CapacityVRLA-AGM Battery and Rack System, 48V (4x6x2V), 1720.0Ah @ 20hr, 2000NC | Inventory Item | 50035.99 |  | No | Energy Storage | Vendor De-listing | 0
410-0218 | 410-0218 | Outback, EnergyCell Nano-Carbon High CapacityVRLA-AGM Battery and Rack System, 48V (4x6x2V), 1834.0Ah @ 20hr, 2200NC | Inventory Item | 38777.28 |  | No | Energy Storage | Vendor De-listing | 0
410-0219 | 410-0219 | Outback, EnergyCell OPzV Battery, Tubular Gel, 2V, 389.9Ah @ 20 hr, with interconnects, OPzV-450 | Inventory Item | 302.3 |  | No | Energy Storage | Vendor De-listing | 0
410-0220 | 410-0220 | Outback, EnergyCell OPzV Battery, Tubular Gel, 2V, 667.4Ah @ 20 hr, with interconnects, OPzV-750 | Inventory Item | 437.8 |  | No | Energy Storage | Vendor De-listing | 0
410-0221 | 410-0221 | Outback, EnergyCell OPzV Battery, Tubular Gel, 2V, 1632.2Ah @ 20 hr, with interconnects, OPzV-2000 | Inventory Item | 938.16 |  | No | Energy Storage | Vendor De-listing | 0
410-0222 | 410-0222 | Outback, EnergyCell OPzV Battery, Tubular Gel, 2V, 2529.4Ah @ 20 hr, with interconnects, OPzV-3000 | Inventory Item | 1511.48 |  | No | Energy Storage | Vendor De-listing | 0
410-0199 | 410-0199 | Outback, EnergyCell RE High Capacity AGM Battery and Rack System, 24V (3x4x2V), 1378Ah @ 20hr, with interconnects, 1600RE-24 | Inventory Item | 13706 |  | No | Energy Storage | Soligent De-listing | 7877.01
410-0212 | 410-0212 | Outback, EnergyCell RE High Capacity AGM Battery and Rack System, 24V (4x3x2V), 672Ah @ 20hr, with interconnects, 800RE-24 | Inventory Item | 12942 |  | No | Energy Storage | Soligent De-listing | 7437.93
410-0213 | 410-0213 | Outback, EnergyCell RE High Capacity AGM Battery and Rack System, 24V (4x3x2V), 960Ah @ 20hr, with interconnects, 1100RE-24 | Inventory Item | 10329.49 |  | No | Energy Storage | Shippable | 9478.82
410-0214 | 410-0214 | Outback, EnergyCell RE High Capacity AGM Battery and Rack System, 24V (4x3x2V), 1148Ah @ 20hr, with interconnects, 1300RE-24 | Inventory Item | 8938.46 |  | No | Energy Storage | Soligent De-listing | 8202.35
410-0208 | 410-0208 | Outback, EnergyCell RE High Capacity AGM Battery and Rack System, 24V (4x3x2V), 1716Ah @ 20hr, with interconnects, 2000RE-24 | Inventory Item | 16900 |  | No | Energy Storage | Soligent De-listing | 9712.64
410-0206 | 410-0206 | Outback, EnergyCell RE High Capacity AGM Battery and Rack System, 24V (4x3x2V), 1836Ah @ 20hr, with interconnects, 2200RE-24 | Inventory Item | 13317.95 |  | No | Energy Storage | Soligent De-listing | 12221.18
410-0198 | 410-0198 | Outback, EnergyCell RE High Capacity AGM Battery and Rack System, 24V (4x3x2V), 2770Ah @ 20hr, with interconnects, 2700RE-24 | Inventory Item | 16047.44 |  | No | Energy Storage | Soligent De-listing | 14725.88
410-0193 | 410-0193 | Outback, EnergyCell RE High Capacity AGM Battery and Rack System, 48V (3x8x2V), 1378Ah @ 20hr, with interconnects, 1600RE | Inventory Item | 28217.95 |  | No | Energy Storage | Shippable | 25894.12
410-0191 | 410-0191 | Outback, EnergyCell RE High Capacity AGM Battery and Rack System, 48V (4x6x2V), 960Ah @ 20hr, with interconnects, 1100RE | Inventory Item | 21232 |  | No | Energy Storage | Soligent De-listing | 12202.3
410-0192 | 410-0192 | Outback, EnergyCell RE High Capacity AGM Battery and Rack System, 48V (4x6x2V), 1148Ah @ 20hr, with interconnects, 1300RE | Inventory Item | 24276 |  | No | Energy Storage | Soligent De-listing | 13951.72
410-0194 | 410-0194 | Outback, EnergyCell RE High Capacity AGM Battery and Rack System, 48V (4x6x2V), 1716Ah @ 20hr, with interconnects, 2000RE | Inventory Item | 35183.33 |  | No | Energy Storage | Shippable | 32285.88
410-0195 | 410-0195 | Outback, EnergyCell RE High Capacity AGM Battery and Rack System, 48V (4x6x2V), 1836Ah @ 20hr, with interconnects, 2200RE | Inventory Item | 36166 |  | No | Energy Storage | Soligent De-listing | 20785.06
410-0196 | 410-0196 | Outback, EnergyCell RE High Capacity AGM Battery and Rack System, 48V (4x6x2V), 2288Ah @ 20hr, with interconnects, 2700RE | Inventory Item | 42101.28 |  | No | Energy Storage | Shippable | 38634.12
410-0190 | 410-0190 | Outback, EnergyCell RE High Capacity AGM Battery and Rack System, 48V (6x4x2V), 672Ah @ 20hr, with interconnects, 800RE | Inventory Item | 25884 |  | No | Energy Storage | Soligent De-listing | 14875.86
420-0089 | 420-0089 | OutBack, Flooded Battery, 2V, 1200Ah @24Hr, Insert Terminal, 1400FLA | Inventory Item | 687.5 |  | No | Energy Storage | Soligent De-listing | 632.18
420-0087 | 420-0087 | OutBack, Flooded Battery, 6V, 251Ah @24Hr, Golf Cart, GC2, Automotive/Post & Stud Terminal, 290FLA | Inventory Item | 210.26 |  | No | Energy Storage | Soligent De-listing | 192.94
420-0088 | 420-0088 | OutBack, Flooded Battery, 6V, 445Ah @24Hr, L-16, Automotive/Post & Stud Terminal, 525FLA | Inventory Item | 416.67 |  | No | Energy Storage | Soligent De-listing | 382.35
520-0059 | 520-0059 | Outback, FM100-300VDC MPPT Charge Controller, 100A, 300VDC, 24/36/48Vdc, 3R enclosure, integrated GFCI & AFCI,FM100-300VDC-AFCI | Inventory Item | 1334.65 |  | No | Energy Storage | Shippable | 1270.33 | 20
520-0078 | 520-0078 | Outback, FM60-150VDC MPPT Charge Controller, 60A, 150VDC, 12/24/48/60VDC, FM60 | Inventory Item | 452.89 |  | No | Energy Storage | Shippable | 431.06 | 19
520-0055 | 520-0055 | Outback, FM80-150VDC MPPT Charge Controller, 80A, 150VDC, 12/24/48/60VDC, FM80 | Inventory Item | 509.62 |  | No | Energy Storage | Shippable | 485.06 | 45
320-0001 | 320-0001 | Outback, FX2012MT battery inverter, 2000W, 120VAC, 60Hz, 40A Transfer, 12VDC, Sinewave, Off Grid, 5 Yr Warr, 80A Charger, with BTS & Switched Ground, FX2012MT DC/SD INVERTE OUTBACK 2000W.. | Inventory Item | 1760.57 | 2000 | No | Energy Storage | Soligent De-listing | 1449.88
320-0079 | 320-0079 | Outback, FX2536MT battery inverter, 2500W, 120VAC, 60Hz, 40A Transfer, 36VDC, Sinewave, Off Grid, 5 Yr Warr, 35A Charger, with BTS & Switched Ground, FX2536MT | Inventory Item | 1368.76 | 2500 | No | Energy Storage | Vendor De-listing | 1257.02 | 1
320-0079 : 320-0079_S | 320-0079_S | Outback, FX2536MT battery inverter, 2500W, 120VAC, 60Hz, 40A Transfer, 36VDC, Sinewave, Off Grid, 5 Yr Warr, 35A Charger, with BTS & Switched Ground, FX2536MT | Inventory Item | 1368.76 | 2500 | No | Energy Storage | Soligent De-listing | 1257.02
450-0031 | 450-0031 | Outback, Integrated Battery Rack, 2 Shelf Unit for 4 SimpliPhi 3.5/3.8 Batteries, 48V Systems, with 175A String OCPD, IBR-2-48-175-Li | Inventory Item | 2005.17 |  | No | Energy Storage | Shippable | 1850.92
450-0141 | 450-0141 | Outback, Integrated Battery Rack, 2 Shelf Unit for 48V Systems, with String OCPD,IBR-2-48-175 | Inventory Item | 1765.03 |  | No | Energy Storage | Shippable | 1495.08
450-0133 | 450-0133 | Outback, Integrated Battery Rack, 3 Shelf Unit for 48V Systems, with String OCPD,IBR-3-48-175 | Inventory Item | 2427.6 |  | No | Energy Storage | Shippable | 2056.32
450-0032 | 450-0032 | Outback, Integrated Battery Rack, 3 Shelf Unit for 6 SimpliPhi 3.5/3.8 Batteries, 48V Systems, with 175A String OCPD, IBR-3-48-175-Li | Inventory Item | 2614.14 |  | No | Energy Storage | Shippable | 2413.05
349-0098 | 349-0098 | Outback, Mojave ESS, AC Coupled ONLY, 8kW 120/240Vac Grid-Tie/Off Grid Inverter, with 14.8kWh name plate (11.8kWh useable) NMC Battery, 2, 200A CT’s, Cables and Hardware Included, UL1741-SA, UL9540, 10 year war., OGHESS8015A | Inventory Item | 14628.05 | 14800 | No | Energy Storage | Shippable | 14111.76
410-0154 | 410-0154 | Outback, NorthStar BLUE+ VRLA-AGM Pure Lead Carbon Battery 100Ah @ 10Hr, 12V Front 3Terminal, with Interconnect Bus Bars, NSB100FT BLUE+ | Inventory Item | 346.15 |  | No | Energy Storage | Shippable | 317.65
410-0155 | 410-0155 | Outback, NorthStar BLUE+ VRLA-AGM Pure Lead Carbon Battery 170Ah @ 10Hr, 12V Front Terminal, with Interconnect Bus Bars, NSB170FT BLUE+ | Inventory Item | 461.54 |  | No | Energy Storage | Soligent De-listing | 423.53
410-0156 | 410-0156 | Outback, NorthStar BLUE+ VRLA-AGM Pure Lead Carbon Battery 183Ah @ 10Hr, 12V Front Terminal, with Interconnect Bus Bars, NSB190FT BLUE+ | Inventory Item | 487.18 |  | No | Energy Storage | Shippable | 447.06
410-0159 | 410-0159 | Outback, NorthStar BLUE+ VRLA-AGM Pure Lead Carbon Battery 200Ah @ 10Hr, 12V Front Terminal, with Interconnect Bus Bars, NSB210FT BLUE+ | Inventory Item | 528.21 |  | No | Energy Storage | Shippable | 484.71
410-0153 | 410-0153 | Outback, NorthStar BLUE+ VRLA-AGM Pure Lead Carbon Battery 37Ah @ 10Hr, 12V Front Terminal, with Interconnect Bus Bars, NSB40FT BLUE+ | Inventory Item | 280.77 |  | No | Energy Storage | Soligent De-listing | 257.65
410-0163 | 410-0163 | Outback, NorthStar RED HT VRLA-AGM Pure Lead High Temperature Battery 125Ah @ 10Hr, 12V Top Terminal, NSB 125 TT HT RED | Inventory Item | 343.75 |  | No | Energy Storage | Vendor De-listing | 316.09
410-0160 | 410-0160 | Outback, NorthStar RED HT VRLA-AGM Pure Lead High Temperature Battery 96Ah @ 10Hr, 12V Top Terminal, NSB 90 TT HT RED | Inventory Item | 312.5 |  | No | Energy Storage | Vendor De-listing | 287.36
311-0076 | 311-0076 | OutBack, Radian GS4048A-01 battery inverter, 4000W, 120/240VAC, 60Hz, 50A Transfer, 48VDC, Sinewave, Grid Tied, 5 Yr Warr, 57A Charger, with BTS & dual AC inputs, UL1741-SA (Rule-21), Powder Coated Finish, GS4048A-01 | Inventory Item | 2472.09 | 4000 | No | Energy Storage | Shippable | 2352.95
311-0076 : 311-0076_S | 311-0076_S | OutBack, Radian GS4048A-01 battery inverter, 4000W, 120/240VAC, 60Hz, 50A Transfer, 48VDC, Sinewave, Grid Tied, 5 Yr Warr, 57A Charger, with BTS & dual AC inputs, UL1741-SA (Rule-21), Powder Coated Finish, GS4048A-01 | Inventory Item | 2130.73 | 4000 | No | Energy Storage | Soligent De-listing | 2055.53
311-0075 | 311-0075 | OutBack, Radian GS8048A-01 battery inverter, 8000W, 120/240VAC, 60Hz, 50A Transfer, 48VDC, Sinewave, Grid Tied, 5 Yr Warr, 115A Charger, with BTS & dual AC inputs, UL1741-SA (Rule-21), Powder Coated Finish, GS8048A-01 | Inventory Item | 4101.54 | 8000 | No | Energy Storage | Shippable | 3903.88 | 19
311-0075 : 311-0075 : 311-0075_S | 311-0075 : 311-0075_S | OutBack, Radian GS8048A-01 battery inverter, 8000W, 120/240VAC, 60Hz, 50A Transfer, 48VDC, Sinewave, Grid Tied, 5 Yr Warr, 115A Charger, with BTS & dual AC inputs, UL1741-SA (Rule-21), Powder Coated Finish, GS8048A-01 | Inventory Item | 3562.32 | 8000 | No | Energy Storage | Soligent De-listing | 3436.59
341-0127 | 341-0127 | Outback, Radian Prewired GS-3548E Load Center with One 175A breaker, PV breakers for One FM-100 Charge Controller, FLEXnet DC, Two 500A shunts, 230V Bypass Breakers, 2, 50A 230VAC Input Breakers, GSLC-PV-300VDC-230 | Inventory Item | 1952.5 |  | No | Energy Storage | Soligent De-listing | 1122.13
341-0125 | 341-0125 | Outback, Radian Prewired GS-4048 Load Center with One 175A breaker, PV breakers for One FM-100 Charge Controller, FLEXnet DC, Two 500A shunts, 2-pole 120/240VAC 50A Bypass Breakers, 2, 2-pole 120/240VAC 50A Input Breakers, GSLC-PV1-300VDC | Inventory Item | 1842.5 |  | No | Energy Storage | Soligent De-listing | 1058.91
341-0126 | 341-0126 | Outback, Radian Prewired GS-7048E Load Center with Two 175A breakers, PV breakers for Two FM-100 Charge Controllers, FLEXnet DC, Three 500A shunts, 230V Bypass Breakers, 2, 50A 230VAC Input Breakers, GSLC-PV-300VDC-230 | Inventory Item | 1952.5 |  | No | Energy Storage | Soligent De-listing | 1122.13
341-0124 | 341-0124 | Outback, Radian Prewired GS-8048 Load Center with Two 175A breakers, PV breakers for Two FM-100 Charge Controllers, FLEXnet DC, Three 500A shunts, 2-pole 120/240VAC 50A Bypass Breakers, 2, 2-pole 120/240VAC 50A Input Breakers, GSLC-PV-300VDC | Inventory Item | 1871.82 |  | No | Energy Storage | Shippable | 1759.06
450-0176 | 450-0176 | Outback, Replacement Plexiglass Shield Stand-Off for RE Battery, 866990 | Inventory Item | 3.33 |  | No | Energy Storage | Soligent De-listing | 2.6
349-0080 | 349-0080 | Outback, SystemEdge, Bundled AC-Coupled Frequency Shifting GS8048A-01 Radian Kit, 1 GS8048,8.0kW, 120/240Vac, with GSLC175-120/240 Load Center, RTS, Mate3-S, Mate Mount, 30A 2 Pole breaker for GT inverter connection, Generator Relay Kit, 1 IBR-2-48-175-LI Battery Rack, 3 SimpliPhi 3.8 Batteries, 11kWh of nameplate Energy Storage, UL1741-SA, GS8048A-AC-11PHI-KIT | Inventory Item | 19509.1 |  | No | Energy Storage | Vendor De-listing | 0
349-0081 | 349-0081 | Outback, SystemEdge, Bundled FP-1-VFXR3648A-01, 3.6kW FLEXpower One, IBR-2-48-175 Battery Rack, 8, Northstar NSB-190 Batteries, 19.2kWhs of nameplate Energy Storage, Includes an ICSPLUS-1 Rapid Shutdown Combiner System, SE-320BLU | Inventory Item | 8890 | 3600 | No | Energy Storage | Soligent De-listing | 8174.71
349-0081 : 349-0081_S | 349-0081_S | Outback, SystemEdge, Bundled FP-1-VFXR3648A-01, 3.6kW FLEXpower One, IBR-2-48-175 Battery Rack, 8, Northstar NSB-190 Batteries, 19.2kWhs of nameplate Energy Storage, Includes an ICSPLUS-1 Rapid Shutdown Combiner System, SE-320BLU | Inventory Item | 8890 | 3600 | No | Energy Storage | Soligent De-listing | 8174.71
349-0073 | 349-0073 | Outback, SystemEdge, Bundled FPR-4048A-300 AFCI, 4.0kW FLEXpower Radian, IBR-2-48-175 Battery Rack, 8, 200PLR Batteries, 19.2kWhs of nameplate Energy Storage, 16 Fire Raptor Module Level RSD Devices, 1 Fire Raptor Shutdown Switch and 24V Shutdown Relay, and 1 FWPV6-FH600 Combiner Box, SE-420PLR-300AFCI | Inventory Item | 13004.93 | 4000 | No | Energy Storage | Soligent De-listing | 12221.5
349-0073 : 349-0073_S | 349-0073_S | Outback, SystemEdge, Bundled FPR-4048A-300 AFCI, 4.0kW FLEXpower Radian, IBR-2-48-175 Battery Rack, 8, 200PLR Batteries, 19.2kWhs of nameplate Energy Storage, 16 Fire Raptor Module Level RSD Devices, 1 Fire Raptor Shutdown Switch and 24V Shutdown Relay, and 1 FWPV6-FH600 Combiner Box, SE-420PLR-300AFCI | Inventory Item | 12015.94 | 4000 | No | Energy Storage | Soligent De-listing | 11049.14
349-0069 | 349-0069 | Outback, SystemEdge, Bundled FPR-4048A-300 AFCI, 4.0kW FLEXpower Radian, IBR-2-48-175 Battery Rack, 8, Northstar NSB-190 Batteries, 19.2kWhs of nameplate Energy Storage, 16 Fire Raptor Module Level RSD Devices, 1 Fire Raptor Shutdown Switch and 24V Shutdown Relay, and 1 FWPV6-FH600 Combiner Box, SE-420BLU-300AFCI | Inventory Item | 15422.72 |  | No | Energy Storage | Vendor De-listing | 8863.63
349-0071 | 349-0071 | Outback, SystemEdge, Bundled FPR-4048A-300 AFCI, 4.0kW FLEXpower Radian, IBR-2-48-175-Li Battery Rack, 4 SimpliPhi 3.8 Batteries, 15kWhs of nameplate Energy Storage, 16 Fire Raptor Module Level RSD Devices, 1 Fire Raptor Shutdown Switch and 24V Shutdown Relay, and 1 FWPV6-FH600 Combiner Box, SE-415PHI-300AFCI | Inventory Item | 20976.89 | 4000 | No | Energy Storage | Vendor De-listing | 19289.09
349-0071 : 349-0071_S | 349-0071_S | Outback, SystemEdge, Bundled FPR-4048A-300 AFCI, 4.0kW FLEXpower Radian, IBR-2-48-175-Li Battery Rack, 4 SimpliPhi 3.8 Batteries, 15kWhs of nameplate Energy Storage, 16 Fire Raptor Module Level RSD Devices, 1 Fire Raptor Shutdown Switch and 24V Shutdown Relay, and 1 FWPV6-FH600 Combiner Box, SE-415PHI-300AFCI | Inventory Item | 20976.89 | 4000 | No | Energy Storage | Soligent De-listing | 19289.09
349-0074 | 349-0074 | Outback, SystemEdge, Bundled FPR-8048A-300 AFCI, 8.0kW FLEXpower Radian, IBR-3-48-175 Battery Rack, 12, 200PLR Batteries, 28.8kWhs of nameplate Energy Storage, 32 Fire Raptor Module Level RSD Devices, 1 Fire Raptor Shutdown Switch and 24V Shutdown Relay, and 2 FWPV6-FH600 Combiner Boxes, SE-830PLR-300AFCI | Inventory Item | 19383.14 | 8000 | No | Energy Storage | Soligent De-listing | 18215.48
349-0074 : 349-0074_S | 349-0074_S | Outback, SystemEdge, Bundled FPR-8048A-300 AFCI, 8.0kW FLEXpower Radian, IBR-3-48-175 Battery Rack, 12, 200PLR Batteries, 28.8kWhs of nameplate Energy Storage, 32 Fire Raptor Module Level RSD Devices, 1 Fire Raptor Shutdown Switch and 24V Shutdown Relay, and 2 FWPV6-FH600 Combiner Boxes, SE-830PLR-300AFCI | Inventory Item | 17542.31 | 8000 | No | Energy Storage | Soligent De-listing | 16130.86
349-0070 | 349-0070 | Outback, SystemEdge, Bundled FPR-8048A-300 AFCI, 8.0kW FLEXpower Radian, IBR-3-48-175 Battery Rack, 12, Northstar NSB-190 Batteries, 28.8kWh of nameplate Energy Storage, 32 Fire Raptor Module Level RSD Devices, 1 Fire Raptor Shutdown Switch and 24V Shutdown Relay, and 2 FWPV6-FH600 Combiner Boxes, SE-830BLU-300AFCI | Inventory Item | 23116.12 |  | No | Energy Storage | Vendor De-listing | 13285.13
349-0075 | 349-0075 | Outback, SystemEdge, Bundled FPR-8048A-300 AFCI, 8.0kW FLEXpower Radian, 1000 XLC High Capacity Battery, 59kWhs of nameplate Energy Storage, 32 Fire Raptor Module Level RSD Devices, 1 Fire Raptor Shutdown Switch and 24V Shutdown Relay, and 2 FWPV6-FH600 Combiner Boxes, 10 YEAR GLOBAL WARRANTY, SE-860XLC-300AFCI | Inventory Item | 35688.58 | 8000 | No | Energy Storage | Shippable | 33538.66
349-0075 : 349-0075_S | 349-0075_S | Outback, SystemEdge, Bundled FPR-8048A-300 AFCI, 8.0kW FLEXpower Radian, 1000 XLC High Capacity Battery, 59kWhs of nameplate Energy Storage, 32 Fire Raptor Module Level RSD Devices, 1 Fire Raptor Shutdown Switch and 24V Shutdown Relay, and 2 FWPV6-FH600 Combiner Boxes, 10 YEAR GLOBAL WARRANTY, SE-860XLC-300AFCI | Inventory Item | 28301.33 | 8000 | No | Energy Storage | Soligent De-listing | 26024.21
349-0072 | 349-0072 | Outback, SystemEdge, Bundled FPR-8048A-300 AFCI, 8.0kW FLEXpower Radian, IBR-3-48-175-LI Battery Rack, 6, SimpliPhi 3.8 Batteries, 22kWhs of nameplate Energy Storage, 32 Fire Raptor Module Level RSD Devices, 1 Fire Raptor Shutdown Switch and 24V Shutdown Relay, 2 FM-100 Charge Controllers and 2 FWPV6-FH600 Combiner Boxes, SE-822PHI-300AFCI | Inventory Item | 32164.64 | 8000 | No | Energy Storage | Vendor De-listing | 29576.68
349-0072 : 349-0072 : 349-0072_S | 349-0072 : 349-0072_S | Outback, SystemEdge, Bundled FPR-8048A-300 AFCI, 8.0kW FLEXpower Radian, IBR-3-48-175-LI Battery Rack, 6, SimpliPhi 3.8 Batteries, 22kWhs of nameplate Energy Storage, 32 Fire Raptor Module Level RSD Devices, 1 Fire Raptor Shutdown Switch and 24V Shutdown Relay, and 2 FWPV6-FH600 Combiner Boxes, SE-822PHI-300AFCI | Inventory Item | 32164.64 | 8000 | No | Energy Storage | Soligent De-listing | 29576.68
349-0078 | 349-0078 | Outback, SystemEdge, Bundled SkyBox, 5.0kW SkyBox Inverter, 1 IBR-2-48-175-Li Battery Rack, 3 SimpliPhi 3.8 Batteries, 11kWh of nameplate Energy Storage, Does NOT include CT’s or RSD Equipment, SE-511PHI-SBX-CA | Inventory Item | 18090.9 |  | No | Energy Storage | Vendor De-listing | 0
349-0040 | 349-0040 | Outback, SystemEdge, Bundled SkyBox, 5.0kW SkyBox Inverter, 1 IBR-2-48-175-Li Battery Rack, 4 SimpliPhi 3.8 Batteries, 15kWh of nameplate Energy Storage, 1 Pair 200A External CT’s, 16 Fire Raptor Module Level RSD Devices, 1 Fire Raptor Shutdown Switch and 24V Shutdown Relay, SE-514PHI-SBX | Inventory Item | 16453.83 | 5000 | No | Energy Storage | Vendor De-listing | 15129.95
349-0040 : 349-0040 : 349-0040_S | 349-0040 : 349-0040_S | Outback, SystemEdge, Bundled SkyBox, 5.0kW SkyBox Inverter, 1 IBR-2-48-175-Li Battery Rack, 4 SimpliPhi 3.8 Batteries, 15kWh of nameplate Energy Storage, 1 Pair 200A External CT’s, 16 Fire Raptor Module Level RSD Devices, 1 Fire Raptor Shutdown Switch and 24V Shutdown Relay, SE-514PHI-SBX | Inventory Item | 16453.83 | 5000 | No | Energy Storage | Soligent De-listing | 15129.95
349-0079 | 349-0079 | Outback, SystemEdge, Bundled SkyBox, 5.0kW SkyBox Inverter, 1 IBR-2-48-175-Li Battery Rack, 4 SimpliPhi 3.8 Batteries, 15kWh of nameplate Energy Storage, Does NOT include CT’s or RSD Equipment, SE-514PHI-SBX-CA | Inventory Item | 21296 |  | No | Energy Storage | Vendor De-listing | 0
349-0037 | 349-0037 | Outback, SystemEdge, Bundled SkyBox, 5.0kW SkyBox Inverter, 1 IBR-3-48-175 Battery Rack, 12, 200PLR batteries, 28.8kWh of nameplate Energy Storage, 1 Pair 200A External CT’s, 16 Fire Raptor Module Level RSD Devices, 1 Fire Raptor Shutdown Switch and 24V Shutdown Relay, SE-530PLR-SBX | Inventory Item | 22764.5 |  | No | Energy Storage | Vendor De-listing | 0
349-0039 | 349-0039 | Outback, SystemEdge, Bundled SkyBox, 5.0kW SkyBox Inverter, 1 IBR-3-48-175-Li Battery Rack, 6 SimpliPhi 3.8 Batteries, 22kWh of nameplate Energy Storage, 1 Pair 200A External CT’s, 16 Fire Raptor Module Level RSD Devices, 1 Fire Raptor Shutdown Switch and 24V Shutdown Relay, SE-521PHI-SBX | Inventory Item | 43934 |  | No | Energy Storage | Vendor De-listing | 0
349-0067 | 349-0067 | Outback, SystemEdge, Bundled SkyBox, 5.0kW SkyBox Inverter, 1, 1000XLC High Capacity Battery, 59kWh of nameplate Energy Storage, 1 Pair 200A External CT’s, 16 Fire Raptor Module Level RSD Devices, 1 Fire Raptor Shutdown Switch and 24V Shutdown Relay, SE-560XLC-SBX | Inventory Item | 26292.23 |  | No | Energy Storage | Vendor De-listing | 24708.36
349-0067 : 349-0067_S | 349-0067_S | Outback, SystemEdge, Bundled SkyBox, 5.0kW SkyBox Inverter, 1, 1000XLC High Capacity Battery, 59kWh of nameplate Energy Storage, 1 Pair 200A External CT’s, 16 Fire Raptor Module Level RSD Devices, 1 Fire Raptor Shutdown Switch and 24V Shutdown Relay, SE-560XLC-SBX | Inventory Item | 25442.4 |  | No | Energy Storage | Soligent De-listing | 23395.31
349-0068 | 349-0068 | Outback, SystemEdge, Bundled SkyBox, 5.0kW SkyBox Inverter, 1, IBR-3-48-175 Battery Rack, 12, Northstar NSB-190 Batteries, 28.8kWh of nameplate Energy Storage, 1 Pair 200A External CT’s, 16 Fire Raptor Module Level RSD Devices, 1 Fire Raptor Shutdown Switch and 24V Shutdown Relay, SE-530BLU-SBX | Inventory Item | 12301.72 | 5000 | No | Energy Storage | Vendor De-listing | 11560.65
349-0068 : 349-0068_S | 349-0068_S | Outback, SystemEdge, Bundled SkyBox, 5.0kW SkyBox Inverter, 1, IBR-3-48-175 Battery Rack, 12, Northstar NSB-190 Batteries, 28.8kWh of nameplate Energy Storage, 1 Pair 200A External CT’s, 16 Fire Raptor Module Level RSD Devices, 1 Fire Raptor Shutdown Switch and 24V Shutdown Relay, SE-530BLU-SBX | Inventory Item | 11153.96 | 5000 | No | Energy Storage | Soligent De-listing | 10256.52
349-0034 | 349-0034 | Outback, SystemEdge, Packaged FPR-4048A 4.0kW FLEXpower Radian, IBR-2-48-175 Battery Rack, 8, 200PLR Batteries, 19.2kWhs of nameplate Energy Storage,1, ICSPLUS-1 Rapid Shutdown Combiner System, SE-420PLR | Inventory Item | 17099.5 |  | No | Energy Storage | Vendor De-listing | 0
349-0033 | 349-0033 | Outback, SystemEdge, Packaged FPR-8048A 8.0kW FLEXpower Radian, IBR-3-48-175 Battery Rack, 12, 200PLR Batteries, 28.8kWhs of nameplate Energy Storage, 1, ICSPLUS-2 Rapid Shutdown Combiner System, SE-830PLR | Inventory Item | 23661 |  | No | Energy Storage | Vendor De-listing | 0
349-0035 | 349-0035 | Outback, SystemEdge, Packaged FPR-8048A-01, 8.0kW FLEXpower Radian, 1, High Capacity 1100RE Battery, 52.8kWhs of nameplate Energy Storage, includes: 2, FWPV6-FH600 Combiner Boxes with 6, 600Vdc Fuse Holders each, Cable Glands, Touch-Safe Distribution Blocks, 1 Ground Bus (Fuses sold separately), SE-1100RE | Inventory Item | 32763.5 |  | No | Energy Storage | Vendor De-listing | 0
349-0036 | 349-0036 | Outback, SystemEdge, Packaged SkyBox, 5.0kW SkyBox Inverter, 1 IBR-3-48-175 battery rack, 12, 200NC batteries, 28.8kWhs of nameplate Energy Storage, 1 Pair 200A External CT’s, 1 NEC-2014 RSD System, SE-SBX-530NC | Inventory Item | 23083.5 |  | No | Energy Storage | Vendor De-listing | 0
349-0038 | 349-0038 | Outback, SystemEdge, Packaged SkyBox, 5.0kW SkyBox Inverter, 1 IBR-3-48-175 battery rack, 12, 200PLC batteries, 28.8kWhs of nameplate Energy Storage, 1 Pair 200A External CT’s, 1 NEC-2014 RSD System, SE-SBX-530PLC | Inventory Item | 24475 |  | No | Energy Storage | Vendor De-listing | 0
349-0041 | 349-0041 | Outback, SystemEdge, Packaged SkyBox, 5.0kW SkyBox Inverter, 1 LG RESU10-48 Battery, 10kWhs of nameplate Energy Storage, 1, 10’ Communication Cable, 1 NEC-2014 RSD System, SE-SBX510RESU | Inventory Item | 21165.1 |  | No | Energy Storage | Vendor De-listing | 0
320-0017 | 320-0017 | Outback, VFX3524M battery inverter, 3500W, 120VAC, 60Hz, 50A Transfer, 24VDC, Sinewave, Off Grid, 5 Yr Warr, 85A Charger, with BTS & Switched Ground, VFX3524M | Inventory Item | 1970.09 | 3500 | No | Energy Storage | Shippable | 1875.14
320-0017 : 320-0017_S | 320-0017_S | Outback, VFX3524M battery inverter, 3500W, 120VAC, 60Hz, 50A Transfer, 24VDC, Sinewave, Off Grid, 5 Yr Warr, 85A Charger, with BTS & Switched Ground, VFX3524M | Inventory Item | 1717.9 | 3500 | No | Energy Storage | Soligent De-listing | 1657.27
311-0080 | 311-0080 | Outback, VFXR3524A-01 Battery Inverter, 3500W, 120VAC, 60Hz(50Hz) selectable, 60A AC input, 24VDC, Sinewave, Grid Tied, 5 Yr Warr, 85A Charger, with BTS, VFXR3524A-01 | Inventory Item | 1953.14 | 3500 | No | Energy Storage | Shippable | 1859.01 | 13
311-0080 : 311-0080 : 311-0080_S | 311-0080 : 311-0080_S | Outback, VFXR3524A-01 Battery Inverter, 3500W, 120VAC, 60Hz(50Hz) selectable, 60A AC input, 24VDC, Sinewave, Grid Tied, 5 Yr Warr, 85A Charger, with BTS, VFXR3524A-01 | Inventory Item | 1707.91 | 3500 | No | Energy Storage | Soligent De-listing | 1647.64
311-0079 | 311-0079 | Outback, VFXR3648A-01 Battery Inverter, 3600W, 120VAC, 60Hz(50Hz) selectable, 60A AC input, 48VDC, Sinewave, Grid Tied, 5 Yr Warr, 45A Charger, with BTS, VFXR3648A-01 | Inventory Item | 1892.14 | 3600 | No | Energy Storage | Shippable | 1800.95 | 7
311-0079 : 311-0079_S | 311-0079_S | Outback, VFXR3648A-01 Battery Inverter, 3600W, 120VAC, 60Hz(50Hz) selectable, 60A AC input, 48VDC, Sinewave, Grid Tied, 5 Yr Warr, 45A Charger, with BTS, VFXR3648A-01 | Inventory Item | 1707.91 | 3600 | No | Energy Storage | Soligent De-listing | 1647.64
410-0003 | 410-0003 | Outback,EnergyCell TT VRLA-AGM Battery 12V 100Ah @ 20Hr, Top Terminal to accept M6 X 20mm bolt, Group 27, 106TT | Inventory Item | 211.54 |  | No | Energy Storage | Soligent De-listing | 194.12
410-0004 | 410-0004 | Outback,EnergyCell TT VRLA-AGM Battery 12V 112Ah @ 20Hr, Top Terminal to accept M6 X 20mm bolt, Group 31, 115TT | Inventory Item | 273.08 |  | No | Energy Storage | Shippable | 250.59
349-0091 | 349-0091 | Outback,SystemEdge, Bundled FPR-4048A-300 AFCI, 4.0kW FLEXpower Radian, IBR-2-48-175Battery Rack, 8 Northstar NSB-190 Batteries, 19.2kWhs of nameplate EnergyStorage, 16 Fire Raptor Module Level RSD Devices, DC Rapid Shutdown Initiator(RSI), 24Vdc Power Supply, 1A breaker, and 1 FWPV6-FH600 Combiner Box,SE-420BLU-300AFCI | Inventory Item | 14043.64 | 4000 | No | Energy Storage | Shippable | 12913.69
349-0091 : 349-0091_S | 349-0091_S | Outback,SystemEdge, Bundled FPR-4048A-300 AFCI, 4.0kW FLEXpower Radian, IBR-2-48-175Battery Rack, 8 Northstar NSB-190 Batteries, 19.2kWhs of nameplate EnergyStorage, 16 Fire Raptor Module Level RSD Devices, DC Rapid Shutdown Initiator(RSI), 24Vdc Power Supply, 1A breaker, and 1 FWPV6-FH600 Combiner Box,SE-420BLU-300AFCI | Inventory Item | 9866.76 | 4000 | No | Energy Storage | Soligent De-listing | 9072.89
349-0092 | 349-0092 | Outback,SystemEdge, Bundled FPR-8048A-300 AFCI, 8.0kW FLEXpower Radian, IBR-3-48-175Battery Rack, 12 Northstar NSB-190 Batteries, 28.8kWh of nameplate EnergyStorage, 32 Fire Raptor Module Level RSD Devices, DC Rapid Shutdown Initiator(RSI), 24Vdc Power Supply, 1A breaker, and 2 FWPV6-FH600 Combiner Boxes,SE-830BLU-300AFCI | Inventory Item | 19132.81 | 8000 | No | Energy Storage | Shippable | 17593.39
349-0092 : 349-0092_S | 349-0092_S | Outback,SystemEdge, Bundled FPR-8048A-300 AFCI, 8.0kW FLEXpower Radian, IBR-3-48-175Battery Rack, 12 Northstar NSB-190 Batteries, 28.8kWh of nameplate EnergyStorage, 32 Fire Raptor Module Level RSD Devices, DC Rapid Shutdown Initiator(RSI), 24Vdc Power Supply, 1A breaker, and 2 FWPV6-FH600 Combiner Boxes,SE-830BLU-300AFCI | Inventory Item | 14447.58 | 8000 | No | Energy Storage | Soligent De-listing | 13285.13
310-0119 | 310-0119 | Panasonic EverVolt, AC 120/240V Inverter, HB51 | Inventory Item | 4024.39 |  | No | Energy Storage | Shippable | 3666.67
310-0119 : 310-0119_S | 310-0119_S | Panasonic EverVolt, AC 120/240V Inverter, HB51 | Inventory Item | 4024.39 |  | No | Energy Storage | Soligent De-listing | 3666.67
349-0061 | 349-0061 | Panasonic EverVolt, AC Coupled Mini, 5.7 useable kWh, with 5.5kW 120/240Vac Inverter, Enclosure w/Kit, PowerHub Controller w/PLC, EVAC-105-2 | Inventory Item | 15998 |  | No | Energy Storage | Vendor De-listing | 8887.78
349-0063 | 349-0063 | Panasonic EverVolt, AC Coupled Plus, 17.1 useable kWh, with 5.5kW 120/240Vac Inverter, Enclosure w/Kit, PowerHub Controller w/PLC, EVAC-105-6 | Inventory Item | 10587.06 | 5500 | No | Energy Storage | Shippable | 9998.89
349-0063 : 349-0063_S | 349-0063_S | Panasonic EverVolt, AC Coupled Plus, 17.1 useable kWh, with 5.5kW 120/240Vac Inverter, Enclosure w/Kit, PowerHub Controller w/PLC, EVAC-105-6 | Inventory Item | 12940 | 5500 | No | Energy Storage | Soligent De-listing | 12221.11
349-0062 | 349-0062 | Panasonic EverVolt, AC Coupled Standard, 11.4 useable kWh, with 5.5kW 120/240Vac Inverter, Enclosure w/Kit, PowerHub Controller w/PLC, EVAC-105-4 | Inventory Item | 11175.29 | 5500 | No | Energy Storage | Shippable | 10554.44
349-0062 : 349-0062_S | 349-0062_S | Panasonic EverVolt, AC Coupled Standard, 11.4 useable kWh, with 5.5kW 120/240Vac Inverter, Enclosure w/Kit, PowerHub Controller w/PLC, EVAC-105-4 | Inventory Item | 11175.29 | 5500 | No | Energy Storage | Soligent De-listing | 10554.44
450-0015 | 450-0015 | Panasonic EverVolt, AC Enclosure w/Kit, PLSCA-700-1003 | Inventory Item | 1612.16 |  | No | Energy Storage | Shippable | 1325.56
570-1220 | 570-1220 | Panasonic EverVolt, AC Relay/Gen Kit, 40A, JQ.D3C01.D01 | Inventory Item | 341.18 |  | No | Energy Storage | Soligent De-listing | 322.22
570-0053 | 570-0053 | Panasonic EverVolt, AC Stacking/Gen Kit, 40A, PLSCA-500-1024 | Inventory Item | 458.82 |  | No | Energy Storage | Shippable | 438.2
510-0099 | 510-0099 | Panasonic EverVolt, Battery Combiner Box, use when Paralleling Battery Cabinets, MB03 | Inventory Item | 771.76 |  | No | Energy Storage | Shippable | 728.89
550-0132 | 550-0132 | Panasonic EverVolt, Cable (Wire 6' Flexible), Inverter to Battery, PLSCA-500-1025 | Inventory Item | 161.33 |  | No | Energy Storage | Shippable | 134.44
570-1209 | 570-1209 | Panasonic EverVolt, Comm Cable Kit for Stacking Systems, JQ.Q3C31.D04 | Inventory Item | 72.94 |  | No | Energy Storage | Soligent De-listing | 68.89
570-0051 | 570-0051 | Panasonic EverVolt, CT’s for 100-300A Service, Qty. 1 Pair, JQ.Q3C31.D01 | Inventory Item | 157.65 |  | No | Energy Storage | Shippable | 150.56
570-0052 | 570-0052 | Panasonic EverVolt, CT’s for 400-600A Service, Qty. 1 Pair, JQ.Q3C31.D03 | Inventory Item | 277.65 |  | No | Energy Storage | Shippable | 265.17
310-0120 | 310-0120 | Panasonic EverVolt, DC 120/240V Inverter, H5001 | Inventory Item | 4024.39 |  | No | Energy Storage | Shippable | 3666.67
310-0120 : 310-0120_S | 310-0120_S | Panasonic EverVolt, DC 120/240V Inverter, H5001 | Inventory Item | 4024.39 |  | No | Energy Storage | Soligent De-listing | 3666.67
349-0064 | 349-0064 | Panasonic EverVolt, DC Coupled Mini, 5.7 useable kWh, with 5.5kW DC 120/240Vac Inverter, Enclosure w/Kit, PowerHub Controller w/PLC, EVDC-105-2 | Inventory Item | 15998 |  | No | Energy Storage | Vendor De-listing | 8887.78
349-0066 | 349-0066 | Panasonic EverVolt, DC Coupled Plus, 17.1 useable kWh, with 5.5kW DC 120/240Vac Inverter, Enclosure w/Kit, PowerHub Controller w/PLC, EVDC-105-6 | Inventory Item | 10587.06 | 5500 | No | Energy Storage | Shippable | 9998.89
349-0065 | 349-0065 | Panasonic EverVolt, DC Coupled Standard, 11.4 useable kWh, with 5.5kW DC 120/240Vac Inverter, Enclosure w/Kit, PowerHub Controller w/PLC, EVDC-105-4 | Inventory Item | 8234.12 | 5500 | No | Energy Storage | Shippable | 7776.67
450-0016 | 450-0016 | Panasonic EverVolt, DC Enclosure with Power Hub Controller, PLSCA-700-1002 | Inventory Item | 3414.86 |  | No | Energy Storage | Shippable | 2807.78
570-1208 | 570-1208 | Panasonic EverVolt, Emergency Shutdown Button, JQ.Q3C31.D02 | Inventory Item | 236.47 |  | No | Energy Storage | Shippable | 223.33
570-1207 | 570-1207 | Panasonic EverVolt, Filter JQ.D3C01.D03 | Inventory Item | 47.65 |  | No | Energy Storage | Soligent De-listing | 45
480-0021 | 480-0021 | Panasonic EverVolt, Lithium Ion Battery 2.85 kWh, BJ-DCB105ZKT | Inventory Item | 1547.06 | 2850 | No | Energy Storage | Shippable | 1461.11
480-0021 : 480-0021_S | 480-0021_S | Panasonic EverVolt, Lithium Ion Battery 2.85 kWh, BJ-DCB105ZKT | Inventory Item | 1547.06 | 2850 | No | Energy Storage | Soligent De-listing | 1461.11
570-0050 | 570-0050 | Panasonic EverVolt, Power Line Communication (PLC), PLSCA-500-1021 | Inventory Item | 157.65 |  | No | Energy Storage | Shippable | 150.56
570-0049 | 570-0049 | Panasonic EverVolt, PowerHub Controller w/PLC, PLSCA-600-1009 | Inventory Item | 1569.41 |  | No | Energy Storage | Shippable | 1498.88
480-0024 | 480-0024 | Panasonic, Custom Quote, Enter Quote Number and Custom Price | Non-inventory Item |  |  | No | Energy Storage | Soligent De-listing | 0
600-0004 | 600-0004 | Panasonic, Custom Quote, Enter Quote Number and Custom Price | Non-inventory Item |  |  | No | Energy Storage | Shippable | 0
577-0230 | 577-0230 | Panasonic, Lumin Smart Electrical Panel, for Controlling/Load Shedding up to 12 120/240V Circuits, Indoor Rated, LSP-INDOOR | Inventory Item | 1882.35 |  | No | Energy Storage | Shippable | 1777.78
577-0231 | 577-0231 | Panasonic, Lumin Smart Electrical Panel, for Controlling/Load Shedding up to 12 120/240V Circuits, Outdoor Rated, LSP-OUTDOOR | Inventory Item | 2352.94 |  | No | Energy Storage | Soligent De-listing | 2222.22
450-0162 | 450-0162 | Pika, Coral SB-288 Smart Battery Electronics and Enclosure, Requires 24 Group 22 AGM Batteries (Purchased Separately) compatible with REbus DC Nanogrid, SB288 | Inventory Item | 5990 |  | No | Energy Storage | Vendor De-listing | 0
450-0161 | 450-0161 | Pika, Harbor Module Spacer Kit, Module Spacer and Hardware accessories to enable Harbor 3 and Harbor 5 battery configurations, HMSK | Inventory Item | 116.47 |  | No | Energy Storage | Vendor De-listing | 0
450-0160 | 450-0160 | Pika, Harbor Module Upgrade Kit, Hardware accessories to enable Capacity upgrade to either Harbor 4 or Harbor 6 (from Harbor 3 or Harbor 5), HMUK | Inventory Item | 50 |  | No | Energy Storage | Vendor De-listing | 0
450-0159 | 450-0159 | Pika, Harbor Plus Smart Battery Electronics and Enclosure for Li- ion Battery, compatible with REbus DC Nanogrid (requires Panasonic DCB-105 Battery Modules, Purchased Separately), HSBK | Inventory Item | 2540.13 |  | No | Energy Storage | Vendor De-listing | 2334.57 | 6
310-0118 | 310-0118 | Pika, Storage-Ready 7.6kW Single Phase 120/240Vac Grid-Tie/Back-Up Inverter with REbus DC Nanogrid and REview Monitoring Dashboard, UL1741-SA (Rule-21), X7602 | Inventory Item | 2877.21 | 7600 | No | Energy Storage | Vendor De-listing | 2644.37
310-0118 : 310-0118_S | 310-0118_S | Pika, Storage-Ready 7.6kW Single Phase 120/240Vac Grid-Tie/Back-Up Inverter with REbus DC Nanogrid and REview Monitoring Dashboard, UL1741-SA (Rule-21), X7602 | Inventory Item | 3173.11 | 7600 | No | Energy Storage | Soligent De-listing | 2916.32
577-0234 | 577-0234 | PLP, EV Charging Station Foundation, Charger and Charger Pole NOT included, EN-SS-1290 | Inventory Item | 493.75 |  | No | Energy Storage | Shippable | 493.75
349-0095 | 349-0095 | QCells, Q.HOME HYB-G1, 7.6kw 120/240Vac Hybrid Inverter DC or AC Coupled, 12.6kWh NMC (Nickel-Manganese-Cobalt) Battery Storage, includes, BMS, Autoformer, RGM, UL9540, Rule-21, 10/10 Warranty, HQCAESS1116 | Inventory Item | 10116.28 | 7600 | No | Energy Storage | Shippable | 9354.84
349-0095 : 349-0095_S | 349-0095_S | QCells, Q.HOME HYB-G1, 7.6kw 120/240Vac Hybrid Inverter DC or AC Coupled, 12.6kWh NMC (Nickel-Manganese-Cobalt) Battery Storage, includes, BMS, Autoformer, RGM, UL9540, Rule-21, 10/10 Warranty, HQCAESS1116 | Inventory Item |  | 7600 | No | Energy Storage | Shippable | 9456.52
349-0096 | 349-0096 | QCells, Q.HOME HYB-G1, 7.6kw 120/240Vac Hybrid Inverter DC or AC Coupled, 13.5kWh NMC (Nickel-Manganese-Cobalt) Battery Storage, includes, BMS, Autoformer, RGM, UL9540, Rule-21, 10/10 Warranty, HQCAESS1117 | Inventory Item | 10697.67 | 7600 | No | Energy Storage | Shippable | 9200 | 4
349-0096 : 349-0096_S | 349-0096_S | QCells, Q.HOME HYB-G1, 7.6kw 120/240Vac Hybrid Inverter DC or AC Coupled, 13.5kWh NMC (Nickel-Manganese-Cobalt) Battery Storage, includes, BMS, Autoformer, RGM, UL9540, Rule-21, 10/10 Warranty, HQCAESS1117 | Inventory Item | 10823.53 | 7600 | No | Energy Storage | Soligent De-listing | 10000
349-0097 | 349-0097 | QCells, Q.HOME HYB-G1, 7.6kw 120/240Vac Hybrid Inverter DC or AC Coupled, 18.9kWh NMC (Nickel-Manganese-Cobalt) Battery Storage, includes, BMS, Autoformer, RGM, UL9540, Rule-21, 10/10 Warranty, HQCAESS1118 | Inventory Item | 12100 | 7600 | No | Energy Storage | Shippable | 11500 | 6
349-0097 : 349-0097_S | 349-0097_S | QCells, Q.HOME HYB-G1, 7.6kw 120/240Vac Hybrid Inverter DC or AC Coupled, 18.9kWh NMC (Nickel-Manganese-Cobalt) Battery Storage, includes, BMS, Autoformer, RGM, UL9540, Rule-21, 10/10 Warranty, HQCAESS1118 | Inventory Item | 13529.41 | 7600 | No | Energy Storage | Soligent De-listing | 12500
440-0198 | 440-0198 | Quick Cable, Custom Quote, Enter Quote Number and Custom Price | Non-inventory Item |  |  | No | Energy Storage | Shippable | 0
600-0003 | 600-0003 | R&R Services Inc., Custom Quote, Enter Quote Number and Custom Price | Non-inventory Item |  |  | No | Energy Storage | Soligent De-listing | 0
410-0049 | 410-0049 | Rolls Surrette, Battery, (1) One Cell, 2V, 1766Ah @ 20Hr, 2 KS 33P | Inventory Item | 1290 |  | No | Energy Storage | Soligent De-listing | 0
410-0059 | 410-0059 | Rolls Surrette, Battery, (1) One Cell, 2V, 2430Ah @ 20Hr, 2 YS 31P | Inventory Item | 1800 |  | No | Energy Storage | Soligent De-listing | 0
440-0118 | 440-0118 | Rolls Surrette, Battery, (2) Two Cells, 4V, 546AH @ 20hr, 4 CS 17P | Inventory Item | 966 |  | No | Energy Storage | Soligent De-listing | 0
440-0119 | 440-0119 | Rolls Surrette, Battery, (2) Two Cells, 4V, 1104AH @ 20hr, 4 KS 21P | Inventory Item | 1616 |  | No | Energy Storage | Soligent De-listing | 0
410-0091 | 410-0091 | Rolls Surrette, Battery, (2) Two Cells, 4V, 1350Ah @ 20Hr, 4 KS 25P | Inventory Item | 2024 |  | No | Energy Storage | Soligent De-listing | 0
440-0120 | 440-0120 | Rolls Surrette, Battery, (2) Two Cells, 4V, 1350AH @ 20hr, 4 KS 25P | Inventory Item | 2070 |  | No | Energy Storage | Soligent De-listing | 0
420-0082 | 420-0082 | Rolls Surrette, Battery, (3) Three Cells, 6V, 220Ah @ 20Hr, S-290 | Inventory Item | 305 |  | No | Energy Storage | Soligent De-listing | 0
410-0051 | 410-0051 | Rolls Surrette, Battery, (3) Three Cells, 6V, 350Ah @ 20Hr, S-460 | Inventory Item | 490 |  | No | Energy Storage | Soligent De-listing | 0
420-0083 | 420-0083 | Rolls Surrette, Battery, (3) Three Cells, 6V, 375Ah @ 20Hr, S-480 | Inventory Item | 490 |  | No | Energy Storage | Soligent De-listing | 0
410-0052 | 410-0052 | Rolls Surrette, Battery, (3) Three Cells, 6V, 400Ah @ 20Hr, S-530 | Inventory Item | 528 |  | No | Energy Storage | Soligent De-listing | 0
420-0084 | 420-0084 | Rolls Surrette, Battery, (3) Three Cells, 6V, 428Ah @ 20Hr, S-550 | Inventory Item | 540 |  | No | Energy Storage | Soligent De-listing | 0
410-0137 | 410-0137 | Rolls Surrette, Battery, (3) Three Cells, 6V, 450Ah @ 20Hr, S-600 | Inventory Item | 616 |  | No | Energy Storage | Soligent De-listing | 0
420-0085 | 420-0085 | Rolls Surrette, Battery, (3) Three Cells, 6V, 482Ah @ 20Hr, S-620 | Inventory Item | 630 |  | No | Energy Storage | Soligent De-listing | 0
410-0054 | 410-0054 | Rolls Surrette, Battery, (3) Three Cells, 6V, 546Ah @ 20Hr , 6 CS 17P | Inventory Item | 1318 |  | No | Energy Storage | Soligent De-listing | 0
410-0050 | 410-0050 | Rolls Surrette, Battery, (3) Three Cells, 6V, 820Ah @ 20Hr, 6 CS 25P | Inventory Item | 1890 |  | No | Energy Storage | Soligent De-listing | 0
410-0111 | 410-0111 | Rolls Surrette, Battery, (4) four Cells, 8V, 820Ah @ 20Hr, 8 CS 25P | Inventory Item | 2510 |  | No | Energy Storage | Soligent De-listing | 0
440-0117 | 440-0117 | Rolls Surrette, Battery, (6) Six Cells, 12V, 357Ah @ 20hr, 12 CS 11P | Inventory Item | 1682 |  | No | Energy Storage | Soligent De-listing | 0
410-0181 | 410-0181 | Rolls Surrette, Battery, AGM 12V, 260Ah @ 20 hr, S12-290AGM | Inventory Item | 1103.98 |  | No | Energy Storage | Soligent De-listing | 0
410-0178 | 410-0178 | Rolls Surrette, Battery, AGM 2V, 1100Ah @ 20 hr, S2-1180AGM | Inventory Item | 1240 |  | No | Energy Storage | Soligent De-listing | 0
410-0177 | 410-0177 | Rolls Surrette, Battery, AGM 2V, 1150Ah @ 20 hr, S2-1275AGM | Inventory Item | 833.98 |  | No | Energy Storage | Soligent De-listing | 0
410-0179 | 410-0179 | Rolls Surrette, Battery, AGM 2V, 1750Ah @ 20 hr, S2-1895AGM | Inventory Item | 2000 |  | No | Energy Storage | Soligent De-listing | 0
410-0174 | 410-0174 | Rolls Surrette, Battery, AGM 2V, 2200Ah @ 20hr, S2-2375AGM | Inventory Item | 2516 |  | No | Energy Storage | Soligent De-listing | 0
410-0180 | 410-0180 | Rolls Surrette, Battery, AGM 2V, 3300Ah @ 20 hr, S2-3560AGM | Inventory Item | 3674 |  | No | Energy Storage | Soligent De-listing | 0
410-0175 | 410-0175 | Rolls Surrette, Battery, AGM 2V, 550Ah @ 20 hr, S2-590AGM | Inventory Item | 620 |  | No | Energy Storage | Soligent De-listing | 0
410-0176 | 410-0176 | Rolls Surrette, Battery, AGM 2V, 880Ah @ 20 hr, S2-945AGM | Inventory Item | 1012 |  | No | Energy Storage | Soligent De-listing | 0
410-0157 | 410-0157 | Rolls Surrette, Battery, AGM 6V, 250Ah @ 20hr, GC2 type, S6-275AGM | Inventory Item | 505.98 |  | No | Energy Storage | Soligent De-listing | 0
410-0158 | 410-0158 | Rolls Surrette, Battery, AGM 6V, 415Ah @ 20hr, L16 type, S6-460AGM | Inventory Item | 840 |  | No | Energy Storage | Soligent De-listing | 0
570-1091 | 570-1091 | Schneider Electric, Battery Temperature Sensor, 35 ft, 130-0004-03-01 | Inventory Item | 78.67 |  | No | Energy Storage | Vendor De-listing | 73.75
570-1088 | 570-1088 | Schneider Electric, CONEXT BATTERY MONITOR 24/48V, 865-1080-01 | Inventory Item | 654.13 |  | No | Energy Storage | Shippable | 563.91 | 10
320-0095 | 320-0095 | Schneider Electric, Conext SW4024-120/240 battery inverter, 4000W, 120/240VAC, 50/60Hz, 30A Transfer, 24VDC, Sinewave, 90A Charger, 2 Yr Warr, with BTS, 865-4024-21 | Inventory Item | 1568.17 | 4000 | No | Energy Storage | Shippable | 1512.82 | 1
320-0095 : 320-0095_S | 320-0095_S | Schneider Electric, Conext SW4024-120/240 battery inverter, 4000W, 120/240VAC, 50/60Hz, 30A Transfer, 24VDC, Sinewave, 90A Charger, 2 Yr Warr, with BTS, 865-4024-21 | Inventory Item | 1231.46 | 4000 | No | Energy Storage | Soligent De-listing | 1188
320-0106 | 320-0106 | Schneider Electric, Conext SW4048 battery inverter, 4000W, 120/240VAC, 50/60Hz, 30A Transfer, 48VDC, Sinewave, 45A Charger, 2 Yr Warr, with BTS, 865-4048-21 | Inventory Item | 1655.37 | 4000 | No | Energy Storage | Shippable | 1596.94 | 31
320-0106 : 320-0106 : 320-0106 : 320-0106_S | 320-0106 : 320-0106 : 320-0106_S | Schneider Electric, Conext SW4048 battery inverter, 4000W, 120/240VAC, 50/60Hz, 30A Transfer, 48VDC, Sinewave, 45A Charger, 2 Yr Warr, with BTS, 865-4048-21 | Inventory Item | 1352.2 | 4000 | No | Energy Storage | Soligent De-listing | 1304.47
520-0172 | 520-0172 | Schneider Electric, XW-MPPT-100/600 Charge Controller, 100A, 600VDC, 24 or 48VDC, (requires an SCP or Insight to program), UL/CSA, 865-1034 | Inventory Item | 1552.47 |  | No | Energy Storage | Shippable | 1338.33 | 6
520-0152 | 520-0152 | Schneider Electric, XW-MPPT60-150 Charge Controller, 60A, 150VDC, 12/24/48VDC, built-in GFI, White, 865-1030-1 | Inventory Item | 673.2 |  | No | Energy Storage | Shippable | 580.34 | 10
520-0153 | 520-0153 | Schneider Electric, XW-MPPT-80/600 Charge Controller, 80A, 600VDC, 24 or 48VDC, (requires an SCP or Insight to program), UL/CSA, 865-1032 | Inventory Item | 1362.53 |  | No | Energy Storage | Shippable | 1174.6 | 14
520-0164 | 520-0164 | SENSATA - Magnum, PT-100 MPPT Charge Controller, 100A, 200+ Vdc, 12/24/48V, Integrated GFDI & AFCI, BTS included, PT-100 | Inventory Item | 1053.11 |  | No | Energy Storage | Shippable | 907.85
480-0145 |  | SimpliPhi, 4.98 kWh, LFP Battery (Lithium Iron Phosphate), Wall Mountable, with BMS,100A DC Breaker, IP65 with CANBUS Closed-Looped Comms, 10 Yr. Warranty, IP65, SPHI-B-4.9 | Inventory Item | 5315.72 | 4900 | No | Energy Storage | Shippable | 4824.56 | 50
349-0053 | 349-0053 | SimpliPhi, AccESS 15.2 with Schneider XW 6848-PRO Inverter, 120/240Vac, SCP, 4 Phi 3.8, LFP Batteries (Lithium Iron Phosphate), 1 MPPT 80/600 Charge Controller, 3R Enclosure, UL-1973, A-4PHI-CC-SCH-PRO | Inventory Item | 18212.5 | 6800 | No | Energy Storage | Soligent De-listing | 15666.67
349-0053 : 349-0053_S | 349-0053_S | SimpliPhi, AccESS 15.2 with Schneider XW 6848-PRO Inverter, 120/240Vac, SCP, 4 Phi 3.8, LFP Batteries (Lithium Iron Phosphate), 1 MPPT 80/600 Charge Controller, 3R Enclosure, UL-1973, A-4PHI-CC-SCH-PRO | Inventory Item | 18212.5 | 6800 | No | Energy Storage | Soligent De-listing | 15666.67
DS-349-0053 | DS-349-0053 | SimpliPhi, AccESS 15.2 with Schneider XW 6848-PRO Inverter, 120/240Vac, SCP, 4 Phi 3.8, LFP Batteries (Lithium Iron Phosphate), 1 MPPT 80/600 Charge Controller, 3R Enclosure, UL-1973, A-4PHI-CC-SCH-PRO | Inventory Item | 27900 |  | No | Energy Storage | Vendor De-listing | 15000
349-0054 | 349-0054 | SimpliPhi, AccESS 15.2 with Schneider XW 6848-PRO Inverter, 120/240Vac, SCP, 4 Phi 3.8, LFP Batteries (Lithium Iron Phosphate), AC Coupled, 3R Enclosure, UL-1973, A-4PHI-SCH-PRO | Inventory Item | 16750 | 6800 | No | Energy Storage | Soligent De-listing | 14408.6
349-0054 : 349-0054_S | 349-0054_S | SimpliPhi, AccESS 15.2 with Schneider XW 6848-PRO Inverter, 120/240Vac, SCP, 4 Phi 3.8, LFP Batteries (Lithium Iron Phosphate), AC Coupled, 3R Enclosure, UL-1973, A-4PHI-SCH-PRO | Inventory Item | 16750 | 6800 | No | Energy Storage | Soligent De-listing | 14408.6
DS-349-0054 | DS-349-0054 | SimpliPhi, AccESS 15.2 with Schneider XW 6848-PRO Inverter, 120/240Vac, SCP, 4 Phi 3.8, LFP Batteries (Lithium Iron Phosphate), AC Coupled, 3R Enclosure, UL-1973, A-4PHI-SCH-PRO | Inventory Item | 25900 |  | No | Energy Storage | Vendor De-listing | 13924.73
349-0093 | 349-0093 | SimpliPhi, AccESS 15.2 with Sol-Ark 12kW AC/DC Coupled, 208/240Vac, 4 Phi 3.8, LFP Batteries (Lithium Iron Phosphate), Integrated Charge Controller, 3R Enclosure, UL-1973, UL-1741-SA, A-4PHI-SA-12 | Inventory Item | 19312.5 | 12000 | No | Energy Storage | Shippable | 17758.62
349-0093 : 349-0093_S | 349-0093_S | SimpliPhi, AccESS 15.2 with Sol-Ark 12kW AC/DC Coupled, 208/240Vac, 4 Phi 3.8, LFP Batteries (Lithium Iron Phosphate), Integrated Charge Controller, 3R Enclosure, UL-1973, UL-1741-SA, A-4PHI-SA-12 | Inventory Item | 19312.5 |  | No | Energy Storage | Soligent De-listing | 17758.62
349-0094 | 349-0094 | SimpliPhi, AccESS 19 with Sol-Ark 12kW AC/DC Coupled, 208/240Vac, 5 Phi 3.8, LFP Batteries (Lithium Iron Phosphate), Integrated Charge Controller, 3R Enclosure, UL-1973, UL-1741-SA, A-5PHI-SA-12 | Inventory Item | 21575 |  | No | Energy Storage | Soligent De-listing | 19839.08
349-0094 : 349-0094_S | 349-0094_S | SimpliPhi, AccESS 19 with Sol-Ark 12kW AC/DC Coupled, 208/240Vac, 5 Phi 3.8, LFP Batteries (Lithium Iron Phosphate), Integrated Charge Controller, 3R Enclosure, UL-1973, UL-1741-SA, A-5PHI-SA-12 | Inventory Item | 21575 |  | No | Energy Storage | Soligent De-listing | 19839.08
349-0100 | 349-0100 | SimpliPhi, AccESS 22.8 with Sol-Ark 12kW AC/DC Coupled, 208/240Vac, 6 AmpliPhi 3.8, LFP Batteries (Lithium Iron Phosphate), Integrated Charge Controller, 3R Enclosure, UL-1973, UL-1741-SA, A-6AMP-SA-12 | Inventory Item | 30675 | 12000 | No | Energy Storage | Shippable | 28206.9
349-0060 | 349-0060 | SimpliPhi, AccESS 22.8 with Sol-Ark 12kW AC/DC Coupled, 208/240Vac, 6 Phi 3.8, LFP Batteries (Lithium Iron Phosphate), Integrated Charge Controller, 3R Enclosure, UL-1973, UL-1741-SA, A-6PHI-SA-12 | Inventory Item | 23837.5 | 12000 | No | Energy Storage | Shippable | 22174.42
349-0060 : 349-0060_S | 349-0060_S | SimpliPhi, AccESS 22.8 with Sol-Ark 12kW AC/DC Coupled, 208/240Vac, 6 Phi 3.8, LFP Batteries (Lithium Iron Phosphate), Integrated Charge Controller, 3R Enclosure, UL-1973, UL-1741-SA, A-6PHI-SA-12 | Inventory Item | 23837.5 | 12000 | No | Energy Storage | Soligent De-listing | 22174.42
DS-349-0060 | DS-349-0060 | SimpliPhi, AccESS 22.8 with Sol-Ark 12kW AC/DC Coupled, 208/240Vac, 6 Phi 3.8, LFP Batteries (Lithium Iron Phosphate), Integrated Charge Controller, 3R Enclosure, UL-1973, UL-1741-SA, A-6PHI-SA-12 | Inventory Item | 37540 |  | No | Energy Storage | Vendor De-listing | 20182.8
570-0245 | 570-0245 | SimpliPhi, AccESS Interconnect for 2 Stack Schneider XW 6848, SCH-ESS-IC | Inventory Item | 700 |  | No | Energy Storage | Vendor De-listing | 668.54
500-0548 | 500-0548 | SimpliPhi, AccESS Rain Hood for Outdoor Installations, RH-1010 | Inventory Item | 222.97 |  | No | Energy Storage | Soligent De-listing | 206.25
349-0057 | 349-0057 | SimpliPhi, AccESS with OutBack GS-8048A-01, 120/240Vac, 4 Phi 3.8, LFP Batteries (Lithium Iron Phosphate), No Charge Controllers, Mate-3S, 3R Enclosure, UL-1973, UL-1741-SA (Rule 21), A-4PHI-OB | Inventory Item | 28620 |  | No | Energy Storage | Vendor De-listing | 15387.1
349-0055 | 349-0055 | SimpliPhi, AccESS with Schneider XW 6848-PRO Inverter, 120/240Vac, SCP, 3 Phi 3.8, LFP Batteries (Lithium Iron Phosphate), 1 MPPT 80/600 Charge Controller, 3R Enclosure, UL-1973, A-3PHI-CC-SCH-PRO | Inventory Item | 26440 |  | No | Energy Storage | Vendor De-listing | 14215.05
DS-349-0055 | DS-349-0055 | SimpliPhi, AccESS with Schneider XW 6848-PRO Inverter, 120/240Vac, SCP, 3 Phi 3.8, LFP Batteries (Lithium Iron Phosphate), 1 MPPT 80/600 Charge Controller, 3R Enclosure, UL-1973, A-3PHI-CC-SCH-PRO | Inventory Item | 24200 |  | No | Energy Storage | Vendor De-listing | 13010.75
348-0147 | 348-0147 | SimpliPhi, AccESS with Schneider XW 6848-PRO, 120/240Vac, 1 MPPT 80/600 Charge Controller, 3R Enclosure, No Batteries, A-CC-SCH-PRO | Inventory Item | 9312.5 |  | No | Energy Storage | Vendor De-listing | 8563.22
570-0244 | 570-0244 | SimpliPhi, AccESS with Schneider XW 6848-PRO, Gateway, SCH-2430069 | Inventory Item | 552.94 |  | No | Energy Storage | Soligent De-listing | 528.09
349-0056 | 349-0056 | SimpliPhi, AccESS with Schneider XW 6848-PRO, Inverter 120/240Vac, SCP, 3 Phi 3.8, LFP Batteries (Lithium Iron Phosphate), AC Coupled, 3R Enclosure, UL-1973, A-3PHI-SCH-PRO | Inventory Item | 24440 | 6800 | No | Energy Storage | Vendor De-listing | 13139.78
DS-349-0056 | DS-349-0056 | SimpliPhi, AccESS with Schneider XW 6848-PRO, Inverter 120/240Vac, SCP, 3 Phi 3.8, LFP Batteries (Lithium Iron Phosphate), AC Coupled, 3R Enclosure, UL-1973, A-3PHI-SCH-PRO | Inventory Item | 22200 |  | No | Energy Storage | Vendor De-listing | 11935.48
349-0027 | 349-0027 | SimpliPhi, AccESS with Schneider XW+ 6848 Inverter 120/240Vac, SCP, 4 Phi 3.8, LFP Batteries (Lithium Iron Phosphate), AC Coupled, 3R Enclosure, UL-1973, A-4PHI-SCH | Inventory Item | 27840 |  | No | Energy Storage | Vendor De-listing | 16000
349-0030 | 349-0030 | SimpliPhi, AccESS with Schneider XW+ 6848, 120/240Vac, 2 Phi 3.8, LFP Batteries (Lithium Iron Phosphate), 1 MPPT 80/600 Charge Controller, 3R Enclosure, UL-1973, A-2PHI-CC-SCH | Inventory Item | 22800 |  | No | Energy Storage | Vendor De-listing | 0
349-0031 | 349-0031 | SimpliPhi, AccESS with Schneider XW+ 6848, 120/240Vac, 2 Phi 3.8, LFP Batteries (Lithium Iron Phosphate), 3R Enclosure, UL-1973, A-2PHI-SCH | Inventory Item | 21000 |  | No | Energy Storage | Vendor De-listing | 0
349-0028 | 349-0028 | SimpliPhi, AccESS with Schneider XW+ 6848, 120/240Vac, 3 Phi 3.8, LFP Batteries (Lithium Iron Phosphate), 1 MPPT 80/600 Charge Controller, 3R Enclosure, UL-1973, A-3PHI-CC-SCH | Inventory Item | 25540 |  | No | Energy Storage | Vendor De-listing | 14678.16
349-0026 | 349-0026 | SimpliPhi, AccESS with Schneider XW+ 6848, 120/240Vac, 4 Phi 3.8, LFP Batteries (Lithium Iron Phosphate), 1 MPPT 80/600 Charge Controller, 3R Enclosure, UL-1973, A-4PHI-CC-SCH | Inventory Item | 29840 |  | No | Energy Storage | Vendor De-listing | 17149.43
341-0123 | 341-0123 | SimpliPhi, AccESS with Schneider XW+ 6848, Optional AGS, Auto Gen Start, SCH-865-1060-01 | Inventory Item | 243.75 |  | No | Energy Storage | Soligent De-listing | 224.14
341-0122 | 341-0122 | SimpliPhi, AccESS with Schneider XW+ 6848, SCP, System Control Panel, SCH-865-1050-01 | Inventory Item | 300 |  | No | Energy Storage | Vendor De-listing | 275.86
349-0059 | 349-0059 | SimpliPhi, AccESS with Sol-Ark 8kW AC/DC Coupled, 120/240Vac, 4 Phi 3.8, LFP Batteries (Lithium Iron Phosphate), Integrated Charge Controller, 3R Enclosure, UL-1973, UL-1741-SA, A-4PHI-SA-8 | Inventory Item | 28860 | 8000 | No | Energy Storage | Vendor De-listing | 15516.13
DS-349-0059 | DS-349-0059 | SimpliPhi, AccESS with Sol-Ark 8kW AC/DC Coupled, 120/240Vac, 4 Phi 3.8, LFP Batteries (Lithium Iron Phosphate), Integrated Charge Controller, 3R Enclosure, UL-1973, UL-1741-SA, A-4PHI-SA-8 | Inventory Item | 28040 |  | No | Energy Storage | Vendor De-listing | 15075.27
480-0025 | 480-0025 | SimpliPhi, AmpliPHI 3.8, Communications Based 3.8kWh LFP Battery, (Lithium Iron Phosphate), 48 volt, with 100A DC Breaker-On/Off Switch and BMS, UL-1642, CE, AmpliPHI-3.8-48 | Inventory Item | 2906.25 |  | No | Energy Storage | Shippable | 2703.49
480-0025 : 480-0025_S | 480-0025_S | SimpliPhi, AmpliPHI 3.8, Communications Based 3.8kWh LFP Battery, (Lithium Iron Phosphate), 48 volt, with 100A DC Breaker-On/Off Switch and BMS, UL-1642, CE, AmpliPHI-3.8-48 | Inventory Item | 2906.25 |  | No | Energy Storage | Soligent De-listing | 2703.49
349-0089 | 349-0089 | SimpliPhi, AmpliPHI AccESS 22.8 with Sol-Ark 12kW AC/DC Coupled, 208/240Vac, 6 AmpliPHI Communications Based 3.8kWh, LFP Batteries (Lithium Iron Phosphate), Integrated Charge Controller, 3R Enclosure, UL, CE, UL-1741-SA, A-6AMP-SA-12 | Inventory Item | 27287.5 | 12000 | No | Energy Storage | Soligent De-listing | 25091.95
349-0089 : 349-0089_S | 349-0089_S | SimpliPhi, AmpliPHI AccESS 22.8 with Sol-Ark 12kW AC/DC Coupled, 208/240Vac, 6 AmpliPHI Communications Based 3.8kWh, LFP Batteries (Lithium Iron Phosphate), Integrated Charge Controller, 3R Enclosure, UL, CE, UL-1741-SA, A-6AMP-SA-12 | Inventory Item | 27287.5 | 12000 | No | Energy Storage | Soligent De-listing | 25091.95
500-0129 | 500-0129 | SimpliPhi, Battery Bus Bars, 3-Battery Horizontal, 1 Pair, Red/Black, BB-3 | Inventory Item | 302.7 |  | No | Energy Storage | Shippable | 280
500-0128 | 500-0128 | SimpliPhi, Battery Bus Bars, for 2 Batteries, 1 Pair, Red/Black, BB-2 | Inventory Item | 151.35 |  | No | Energy Storage | Shippable | 140
450-0158 | 450-0158 | SimpliPhi, Battery Enclosure, for up to 12 Phi 3.5-3.8 LFP batteries, with Shelves and 2 4/0 X 96” Cables, w/o Buss Bars, BOSS.12 | Inventory Item | 4312.5 |  | No | Energy Storage | Shippable | 4011.63 | 9
450-0106 | 450-0106 | SimpliPhi, Battery Enclosure, for up to 6 Phi 3.8 LFP batteries, with Shelves and 2 4/0 X 96” Cables, w/o Buss Bars, BOSS.6 | Inventory Item | 2381.25 |  | No | Energy Storage | Shippable | 2189.66
450-0175 | 450-0175 | SimpliPhi, Boss.12 Rain Hood for Outdoor Installations, RH-1010-B | Inventory Item | 175 |  | No | Energy Storage | Soligent De-listing | 160.92
500-0263 | 500-0263 | SimpliPhi, BOSS.12 Three Battery Bus Bar Kit, 3-Battery Horizontal, 1 Pair, Red/Black Bus Bars, 2, 2/0 Red/Black 45” cables, order 1 per shelf, BB-3-12 | Inventory Item | 378.38 |  | No | Energy Storage | Shippable | 350 | 23
500-0262 | 500-0262 | SimpliPhi, BOSS.12 Two Battery Bus Bar Kit, 2-Battery Horizontal, 1 Pair, Red/Black Bus Bars, 2, 2/0 Red/Black 45” cables, order 1 per shelf, BB-2-12 | Inventory Item | 283.78 |  | No | Energy Storage | Shippable | 262.5 | 1
450-0174 | 450-0174 | SimpliPhi, Boss.6 or ExprESS Rain Hood for Outdoor Installations, RH-44 | Inventory Item | 168.75 |  | No | Energy Storage | Shippable | 155.17
500-0265 | 500-0265 | SimpliPhi, BOSS.6 Three Battery Bus Bar Kit, 3-Battery Horizontal, 1 Pair, Red/Black Bus Bars, 2, 1/0 Red/Black 25” cables, order 1 per shelf, BB-3-6 | Inventory Item | 317.57 |  | No | Energy Storage | Shippable | 293.75
500-0264 | 500-0264 | SimpliPhi, BOSS.6 Two Battery Bus Bar Kit, 2-Battery Horizontal, 1 Pair, Red/Black Bus Bars, 2, 1/0 Red/Black 25” cables, order 1 per shelf, BB-2-6 | Inventory Item | 222.97 |  | No | Energy Storage | Shippable | 206.25 | 2
450-0170 | 450-0170 | SimpliPhi, Bracket Screws, HW 90316A538 | Inventory Item | 1.89 |  | No | Energy Storage | Soligent De-listing | 1.62
480-0014 | 480-0014 | SimpliPhi, Custom Quote | Inventory Item | 0 |  | No | Energy Storage | Soligent De-listing | 0
480-0014 : 480-0014_S | 480-0014_S | SimpliPhi, Custom Quote | Inventory Item | 0 |  | No | Energy Storage | Soligent De-listing | 0
600-0011 | 600-0011 | SimpliPhi, Custom Quote, Enter Quote Number and Custom Price | Non-inventory Item |  |  | No | Energy Storage | Shippable | 0
311-0093 |  | SimpliPhi, ESS 6kW Battery or Battery-Less Inverter, 6,000W, 120/240Vac, 50/60Hz, 48VDC,Transformerless Sinewave, Grid Tie/Off-Grid, AC or DC Coupled, 2 MPPT PV inputs, with AFCI/GFDI, BTS & Dual AC inputs, 10 Yr. Warranty, IP65, SPHI-IN-6 | Inventory Item | 3378.38 | 6000 | No | Energy Storage | Shippable | 3125
450-0194 | 450-0194 | SimpliPhi, ESS Battery Conduit Box, for outdoor installation, SPI-CB | Inventory Item | 100 |  | No | Energy Storage |  | 93.02
570-2230 | 570-2230 | SimpliPhi, ESS Energy Trak Gateway, Ethernet, Wi-Fi, Bluetooth, 1 per System with Outdoor Enclosure, ET-GWY-10 | Inventory Item | 918.92 |  | No | Energy Storage | Shippable | 850 | 14
DS-349-0086 | DS-349-0086 | SimpliPhi, ExprESS 24V with Magnum MS2024, Mini-Magnum Panel, 2 Phi 2.9, LFP Batteries (Lithium Iron Phosphate) 5.8kWh, 1, TriStar-45 PWM Charge Controller, ME-ARC Interface, 2 USB & 4, 120V/15A GFI Receptacles, Free-Standing 3R Enclosure with Wheels, E-2PHI-24-60 | Inventory Item | 15000 |  | No | Energy Storage | Vendor De-listing | 8620.69
349-0086 | 349-0086 | SimpliPhi, ExprESS 24V with Magnum MS2024, Mini-Magnum Panel, 2 Phi 2.9, LFP Batteries (Lithium Iron Phosphate) 5.8kWh, 1, TriStar-45 PWM Charge Controller, ME-ARC Interface, 2 USB & 4, 120V/15A GFI Receptacles, Free-Standing 3R Enclosure with Wheels, E-2PHI-24-60 | Inventory Item | 10725.33 | 2000 | No | Energy Storage | Vendor De-listing | 10055
349-0042 | 349-0042 | SimpliPhi, ExprESS 48V with Magnum MS4448PAE, Mini-Magnum Panel, 2 Phi 3.8, LFP Batteries (Lithium Iron Phosphate), 1, PT-100 MPPT Charge Controller, ME-ARC Interface, 2 USB & 4, 120V/15A GFI Receptacles, Free-Standing 3R Enclosure with Wheels, E-2PHI-48-60 | Inventory Item | 11281.25 | 4400 | No | Energy Storage | Soligent De-listing | 10373.56
349-0042 : 349-0042_S | 349-0042_S | SimpliPhi, ExprESS 48V with Magnum MS4448PAE, Mini-Magnum Panel, 2 Phi 3.8, LFP Batteries (Lithium Iron Phosphate), 1, PT-100 MPPT Charge Controller, ME-ARC Interface, 2 USB & 4, 120V/15A GFI Receptacles, Free-Standing 3R Enclosure with Wheels, E-2PHI-48-60 | Inventory Item | 11281.25 | 4400 | No | Energy Storage | Soligent De-listing | 10373.56
DS-349-0042 | DS-349-0042 | SimpliPhi, ExprESS with Magnum MS4448PAE, Mini-Magnum Panel, 2 Phi 3.8, LFP Batteries (Lithium Iron Phosphate), 1 PT-100 Charge Controller, ME-ARC Interface, 2 USB & 4 120V/15A GFI Receptacles, Free-Standing 3R Enclosure, E-2PHI-48-60 | Inventory Item | 17800 |  | No | Energy Storage | Vendor De-listing | 10229.89
450-0169 | 450-0169 | SimpliPhi, Middle Cross Bar, 3.8 Bracket – M | Inventory Item | 40.54 |  | No | Energy Storage | Soligent De-listing | 37.5
480-0139 | 480-0139 | SimpliPhi, Phi 1.4, Battery, 1.4kWh, LFP (Lithium Iron Phosphate), 12 volt, with BMS, Breaker-On/Off Switch, PHI-1.4-12-T | Inventory Item | 1100.63 | 1400 | No | Energy Storage | Shippable | 1011.56
480-0131 | 480-0131 | SimpliPhi, Phi 1.4, Battery, 1.4kWh, LFP (Lithium Iron Phosphate), 12 volt, with BMS, with SB50 Anderson Connector, PHI-1.4-12-60 | Inventory Item | 1093.75 | 1400 | No | Energy Storage | Soligent De-listing | 951.09
480-0131 : 480-0131_S | 480-0131_S | SimpliPhi, Phi 1.4, Battery, 1.4kWh, LFP (Lithium Iron Phosphate), 12 volt, with BMS, with SB50 Anderson Connector, PHI-1.4-12-60 | Inventory Item | 1093.75 | 1400 | No | Energy Storage | Soligent De-listing | 951.09
480-0013 | 480-0013 | SimpliPhi, Phi 3.5, Battery, 3.5kWh, LFP (Lithium Iron Phosphate), 24 volt, with 80A disco and BMS, UL-1642, 3.5-24-60 | Inventory Item | 3700 |  | No | Energy Storage | Vendor De-listing | 1887.76
480-0011 | 480-0011 | SimpliPhi, Phi 3.5, Battery, 3.5kWh, LFP (Lithium Iron Phosphate), 48 volt, with 80A disco and BMS, UL-1642, 3.5-48-60 | Inventory Item | 4250 |  | No | Energy Storage | Vendor De-listing | 0
450-0157 | 450-0157 | SimpliPhi, Phi 3.5-3.8, Battery Mounting Bracket, B-3.8 | Inventory Item | 125 |  | No | Energy Storage | Shippable | 116.28 | 25
480-0129 | 480-0129 | SimpliPhi, Phi 3.8, Battery, 3.8kWh, LFP (Lithium Iron Phosphate), 24 volt, with 80A disco and BMS, UL-1973, White Metal Case, PHI-3.8-24-M | Inventory Item | 2346.25 | 3800 | No | Energy Storage | Shippable | 2346.25
480-0129 : 480-0129_S | 480-0129_S | SimpliPhi, Phi 3.8, Battery, 3.8kWh, LFP (Lithium Iron Phosphate), 24 volt, with 80A disco and BMS, UL-1973, White Metal Case, PHI-3.8-24-M | Inventory Item | 2346.25 | 3800 | No | Energy Storage | Soligent De-listing | 2346.25
480-0126**DO NOT USE | 480-0126**DO NOT USE | SimpliPhi, Phi 3.8, Battery, 3.8kWh, LFP (Lithium Iron Phosphate), 48 volt, with 80A disco and BMS, UL-1973, PHI-3.8-48-60**California Drop Ship Only** | Inventory Item | 3880 |  | No | Energy Storage | Soligent De-listing | 0
480-0128 | 480-0128 | SimpliPhi, Phi 3.8, Battery, 3.8kWh, LFP (Lithium Iron Phosphate), 48 volt, with 80A disco and BMS, UL-1973, White Metal Case, PHI-3.8-48-M | Inventory Item | 2418.81 | 3800 | No | Energy Storage | Shippable | 2176.99 | 180
480-0128 : 480-0128_S | 480-0128_S | SimpliPhi, Phi 3.8, Battery, 3.8kWh, LFP (Lithium Iron Phosphate), 48 volt, with 80A disco and BMS, UL-1973, White Metal Case, PHI-3.8-48-M | Inventory Item | 2418.81 | 3800 | No | Energy Storage | Vendor De-listing | 2132.95
480-0017 | 480-0017 | SimpliPhi,Phi 3.8, Battery, 3.8kWh, LFP (Lithium Iron Phosphate), 24 volt, with 80A disco and BMS, UL-1973, ABS Case, 45ADischarge Rate, PHI-3.8-24-60 | Inventory Item | 2346.25 | 3800 | No | Energy Storage | Soligent De-listing | 2040.22
480-0130 | 480-0130 | SimpliPhi,Phi 3.8, Battery, 3.8kWh, LFP (Lithium Iron Phosphate), 24 volt, with 80A disco and BMS, UL-1973, ABS Case, 75ADischarge Rate, PHI-3.8-24-60 | Inventory Item | 2346.25 | 3800 | No | Energy Storage | Vendor De-listing | 2040.22
480-0016 | 480-0016 | SimpliPhi,Phi 3.8, Battery, 3.8kWh, LFP (Lithium Iron Phosphate), 48 volt, with 80A discoand BMS, UL-1973, ABS Case, PHI-3.8-48-60 | Inventory Item | 2418.81 | 3800 | No | Energy Storage | Vendor De-listing | 2150.06
480-0016 : 480-0016_S | 480-0016_S | SimpliPhi,Phi 3.8, Battery, 3.8kWh, LFP (Lithium Iron Phosphate), 48 volt, with 80A discoand BMS, UL-1973, ABS Case, PHI-3.8-48-60 | Inventory Item | 2418.81 | 3800 | No | Energy Storage | Vendor De-listing | 2150.06
480-0020 | 480-0020 | SMA, BYD Battery-Box-H10, 10.24kWh LFP (Lithium Iron Phosphate) with BCU, (Battery Control Unit), STOR-102-BY-US-10 | Inventory Item | 7575 | 10240 | No | Energy Storage | Shippable | 6516.13
480-0020 : 480-0020_S | 480-0020_S | SMA, BYD Battery-Box-H10, 10.24kWh LFP (Lithium Iron Phosphate) with BCU, (Battery Control Unit), STOR-102-BY-US-10 | Inventory Item | 7575 | 10240 | No | Energy Storage | Soligent De-listing | 6516.13
580-0140 | 580-0140 | SMA, Sunny Boy Storage Automatic Back-Up Unit, 120/240Vac/200A, for use with Sunny Boy-Storage Inverter, 3R enclosure, SBS-ABU-200-US-10 | Inventory Item | 2666.65 |  | No | Energy Storage | Shippable | 2298.84
349-0058 | 349-0058 | SMA, Sunny Boy Storage Bundle, includes: 1, Sunny Boy Storage 6.0 Inverter, 1, 200A ABU, Automatic Back-up Unit, 1, BYD Battery-Box-H10, 10.2kWh LFP Battery, UL-9540, BATB-102-BY-US-10 | Inventory Item | 11493.58 | 6000 | No | Energy Storage | Shippable | 9886.95
349-0058 : 349-0058_S | 349-0058_S | SMA, Sunny Boy Storage Bundle, includes: 1, Sunny Boy Storage 6.0 Inverter, 1, 200A ABU, Automatic Back-up Unit, 1, BYD Battery-Box-H10, 10.2kWh LFP Battery, UL-9540, BATB-102-BY-US-10 | Inventory Item | 11496.24 | 6000 | No | Energy Storage | Soligent De-listing | 9889.24
310-0194 | 310-0194 | SMA, Sunny Boy Storage SB-3.8, 1 Ph Battery Inverter, 3800W, 240VAC, 60Hz, integrated DC Discon, 3, 10A DC Inputs, with SPS,10 Yr Warr, Transformerless, Arc-Fault Protection, Built in Ethernet/WLAN, use with Li-Ion battery, SBS3.8-US-10 | Inventory Item | 1853.66 | 3800 | No | Energy Storage | Shippable | 1688.89 | 4
310-0194 : 310-0194_S | 310-0194_S | SMA, Sunny Boy Storage SB-3.8, 1 Ph Battery Inverter, 3800W, 240VAC, 60Hz, integrated DC Discon, 3, 10A DC Inputs, with SPS,10 Yr Warr, Transformerless, Arc-Fault Protection, Built in Ethernet/WLAN, use with Li-Ion battery, SBS3.8-US-10 | Inventory Item | 1853.66 | 3800 | No | Energy Storage | Soligent De-listing | 1688.89
310-0195 | 310-0195 | SMA, Sunny Boy Storage SB-5.0, 1 Ph Battery Inverter, 5000W, 240VAC, 60Hz, integrated DC Discon, 3, 10A DC Inputs, with SPS,10 Yr Warr, Transformerless, Arc-Fault Protection, Built in Ethernet/WLAN, use with Li-Ion battery, SMA, Sunny Boy Storage SB-5.0, 1 Ph Battery Inverter, 5000W, 240VAC, 60Hz, integrated DC Discon, 3, 10A DC Inputs, with SPS,10 Yr Warr, Transformerless, Arc-Fault Protection, Built in Ethernet/WLAN, use with Li-Ion battery, SBS5.0-US-10 | Inventory Item | 2048.78 | 5000 | No | Energy Storage | Shippable | 1866.67 | 2
310-0195 : 310-0195_S | 310-0195_S | SMA, Sunny Boy Storage SB-5.0, 1 Ph Battery Inverter, 5000W, 240VAC, 60Hz, integrated DC Discon, 3, 10A DC Inputs, with SPS,10 Yr Warr, Transformerless, Arc-Fault Protection, Built in Ethernet/WLAN, use with Li-Ion battery, SMA, Sunny Boy Storage SB-5.0, 1 Ph Battery Inverter, 5000W, 240VAC, 60Hz, integrated DC Discon, 3, 10A DC Inputs, with SPS,10 Yr Warr, Transformerless, Arc-Fault Protection, Built in Ethernet/WLAN, use with Li-Ion battery, SBS5.0-US-10 | Inventory Item | 2048.78 | 5000 | No | Energy Storage | Soligent De-listing | 1866.67
310-0196 | 310-0196 | SMA, Sunny Boy Storage SB-6.0, 1 Ph Battery Inverter, 6000W, 240VAC, 60Hz, integrated DC Discon, 3, 10A DC Inputs, with SPS,10 Yr Warr, Transformerless, Arc-Fault Protection, Built in Ethernet/WLAN, use with Li-Ion battery, SBS6.0-US-10 | Inventory Item | 2243.9 | 6000 | No | Energy Storage | Shippable | 2044.44
310-0196 : 310-0196_S | 310-0196_S | SMA, Sunny Boy Storage SB-6.0, 1 Ph Battery Inverter, 6000W, 240VAC, 60Hz, integrated DC Discon, 3, 10A DC Inputs, with SPS,10 Yr Warr, Transformerless, Arc-Fault Protection, Built in Ethernet/WLAN, use with Li-Ion battery, SBS6.0-US-10 | Inventory Item | 2243.9 | 6000 | No | Energy Storage | Soligent De-listing | 2044.44
311-0040 | 311-0040 | SMA, Sunny Island 6048 battery inverter, 5750W, 120VAC, 60Hz, 56A Transfer, 48VDC, Sinewave, 100A Charger, 10 Yr Warr, with BTS, SI6048-US-10 | Inventory Item | 2888.89 | 5750 | No | Energy Storage | Shippable | 2888.89 | 39
311-0040 : 311-0040 : 311-0040_S | 311-0040 : 311-0040_S | SMA, Sunny Island 6048 battery inverter, 5750W, 120VAC, 60Hz, 56A Transfer, 48VDC, Sinewave, 100A Charger, 10 Yr Warr, with BTS, SI6048-US-10 | Inventory Item | 2888.89 | 5750 | No | Energy Storage | Soligent De-listing | 2888.89
530-1104 | 530-1104 | SolarEdge, 40A Breaker for StorEdge Backup Interface, Qty.1, CB-UPG-40-01 | Inventory Item | 32.53 |  | No | Energy Storage | Shippable | 28.05
530-1106 | 530-1106 | SolarEdge, 63A Breaker for StorEdge Backup Interface, Qty.1, CB-UPG-63-01 | Inventory Item | 36.24 |  | No | Energy Storage | Shippable | 31.03 | 243
480-0136 : 480-0136_S | 480-0136_S | SolarEdge, Energy Bank Battery, 9.7kWh, NMC (Nickel-Manganese-Cobalt) 5kW Continuous Output, Wall or Floor Mount, (One floor stand is required per Energy Bank), NEMA 3R, UL-9540, 10 Year Warranty, BAT-10K1PS0B-01 | Inventory Item | 6790.12 | 9700 | No | Energy Storage | Soligent De-listing | 0
480-0136 | 480-0136 | SolarEdge, Energy Bank Battery, 9.7kWh, NMC (Nickel-Manganese-Cobalt) 5kW Continuous Output, Wall or Floor Mount, (One floor stand is required per Energy Bank), NEMA 3R, UL-9540, 10 Year Warranty, BAT-10K1PS0B-02 | Inventory Item | 6550 | 9700 | No | Energy Storage | Shippable | 6185.57 | 355
550-9057 | 550-9057 | SolarEdge, Energy Bank Battery, Branch Connectors, 1 Pair MC-4, DC + DC-, required for multiple Batteries with 1 Inverter, IAC-RBAT-USYCBL-01 | Inventory Item | 89.57 |  | No | Energy Storage | Shippable | 84.82 | 915
450-0178 | 450-0178 | SolarEdge, Energy Bank Battery, Floor Stand, required for Floor Mounting Battery, IAC-RBAT-FLRSTD-01 | Inventory Item | 534.83 |  | No | Energy Storage | Shippable | 506.52 | 37
730-0067 | 730-0067 | SolarEdge, Energy Bank Battery, Reusable Installation and Mounting Handles, 1 pack of 4 Handles, IAC-RBAT-HANDLE-01 | Inventory Item | 93.42 |  | No | Energy Storage | Shippable | 88.47 | 27
580-0186 | 580-0186 | SolarEdge, Energy Hub, Backup Interface, with 5kW Autoformer, Import/Export Meter w/CT’s, 200A Main Breaker rated for Service Side Connection, BI-EUSGN-02 | Inventory Item | 2446.85 |  | No | Energy Storage | Shippable | 2095.29 | 155
580-0153 | 580-0153 | SolarEdge, Energy Hub, Backup Interface, with 5kW Autoformer, Import/Export Meter, 200A Main Breaker rated for Service Side Connection, BI-EUSGN-01 | Inventory Item | 2446.85 |  | No | Energy Storage | Shippable | 2107.4 | 12
580-0152 | 580-0152 | SolarEdge, Energy Hub, Backup Interface, with 5kW Autoformer, Import/Export Meter, w/CT’s, Main Lug Only rated for Load Side Connection, BI-NUSGN-01 | Inventory Item | 2150.64 |  | No | Energy Storage | Shippable | 1852.29 | 71
580-0185 | 580-0185 | SolarEdge, Energy Hub, Backup Interface, with 5kW Autoformer, Import/Export Meter, w/CTs, Main Lug Only rated for Load Side Connection, BI-NUSGN-02 | Inventory Item | 2150.64 |  | No | Energy Storage | Shippable | 1841.64 | 78
570-1228 | 570-1228 | SolarEdge, Energy Net Communications Plug-In, for Wireless Communication with Energy Bank Battery, 1 EACH, ENET-HBNP-01 | Inventory Item | 57.58 |  | No | Energy Storage | Shippable | 54.53 | 353
577-0226 | 577-0226 | SolarEdge, Sensor for Smart Hot Water, HOTWTR-SENS-NA-S1 | Inventory Item | 263.9 |  | No | Energy Storage | Shippable | 242.67
577-0226 : 577-0226_S | 577-0226_S | SolarEdge, Sensor for Smart Hot Water, HOTWTR-SENS-NA-S1 | Inventory Item | 256.21 |  | No | Energy Storage | Soligent De-listing | 235.6
577-0229 | 577-0229 | SolarEdge, Smart EV Charger (includes cable), with NEMA 14-50 Plug, SE-EV-SA-KIT-LJ40N | Inventory Item | 1058 |  | No | Energy Storage | Soligent De-listing | 608.05
577-0224 | 577-0224 | SolarEdge, Smart EV Charger (includes cable), with NEMA 6-50 Plug, SE-EV-SA-KIT-LJ40P | Inventory Item | 710.24 |  | No | Energy Storage | Shippable | 657.17 | 29
577-0224 : 577-0224_S | 577-0224_S | SolarEdge, Smart EV Charger (includes cable), with NEMA 6-50 Plug, SE-EV-SA-KIT-LJ40P | Inventory Item | 634.53 |  | No | Energy Storage | Soligent De-listing | 590.77
577-0233 | 577-0233 | SolarEdge, Smart EV Charger (No cable), with NEMA 14-50 Plug, SE-EV-SA-US-40N | Inventory Item | 364.09 |  | No | Energy Storage | Soligent De-listing | 334.79
577-0233 : 577-0233_S | 577-0233_S | SolarEdge, Smart EV Charger (No cable), with NEMA 14-50 Plug, SE-EV-SA-US-40N | Inventory Item | 353.49 |  | No | Energy Storage | Soligent De-listing | 325.05
577-0232 | 577-0232 | SolarEdge, Smart EV Charger (No cable), with NEMA 6-50 Plug, SE-EV-SA-US-40P | Inventory Item | 325.83 |  | No | Energy Storage | Soligent De-listing | 299.61
577-0232 : 577-0232_S | 577-0232_S | SolarEdge, Smart EV Charger (No cable), with NEMA 6-50 Plug, SE-EV-SA-US-40P | Inventory Item | 316.34 |  | No | Energy Storage | Soligent De-listing | 290.89
577-0225 | 577-0225 | SolarEdge, Smart EV Charger Solar boost kit with HD-Wave inverter (each PN includes 5 units), SE-EV-KIT-V3UPG-01 | Inventory Item | 199.25 |  | No | Energy Storage | Shippable | 184.37 | 14
577-0225 : 577-0225_S | 577-0225_S | SolarEdge, Smart EV Charger Solar boost kit with HD-Wave inverter (each PN includes 5 units), SE-EV-KIT-V3UPG-01 | Inventory Item | 178.02 |  | No | Energy Storage | Soligent De-listing | 165.75
577-0223 | 577-0223 | SolarEdge, Smart Hot Water, SMRT-HOT-WTR-45-S1 | Inventory Item | 577.53 |  | No | Energy Storage | Shippable | 531.06
577-0223 : 577-0223_S | 577-0223_S | SolarEdge, Smart Hot Water, SMRT-HOT-WTR-45-S1 | Inventory Item | 560.71 |  | No | Energy Storage | Soligent De-listing | 515.6
560-0061 | 560-0061 | SolarEdge, StorEdge Auto-Transformer, 120/240V Split Phase, 25A, wall-mounted, NEMA 3, SEAUTO-TX-5000 | Inventory Item | 301.89 |  | No | Energy Storage | Vendor De-listing | 260.25
410-0240 | 410-0240 | Sol-Ark Battery, Sealed Carbon AGM, 12V, 230Ah @ 24hr, M8 Terminals, with Interconnect Bus Bars, SA-PCC-230 | Inventory Item | 1150 |  | No | Energy Storage | Vendor De-listing | 625
311-0083 : 311-0083_S | 311-0083_S | Sol-Ark, 12K Battery or Battery-Less Inverter, 9,000 watt 120/240-208Vac, 50/60Hz, 48VDC, Transformerless Sinewave, Grid Tie/Off-Grid, AC and/or DC Coupled, 2 MPPT PV inputs, with AFCI/GFDI, BTS & Dual AC inputs, 10 Yr Warr, UL1741-SA (Rule-21), NEMA 3R ,(Outdoor), SA-12K | Inventory Item | 5970.33 | 12000 | No | Energy Storage | Vendor De-listing | 5599.55
311-0083 | 311-0083 | Sol-Ark, 12K Battery or Battery-Less Inverter, 9,000 watt 120/240-208Vac, 50/60Hz, 48VDC, Transformerless Sinewave, Grid Tie/Off-Grid, AC and/or DC Coupled, 2 MPPT PV inputs, with AFCI/GFDI, BTS, 100A CT’s & Dual AC inputs, 10 Yr. Warr, UL1741-SA (Rule-21), NEMA 3R ,(Outdoor), SA-12K | Inventory Item | 6090.94 | 12000 | No | Energy Storage | Shippable | 5712.67 | 27
311-0092 |  | Sol-Ark, 15K Battery or Battery-Less Inverter, 15kW/12kW from Battery, 120/240/208Vac, 50/60Hz, 48VDC, Transformerless Sinewave, Grid Tie/Off-Grid, AC and/or DC Coupled, Dual AC inputs, 200A Load Breaker, 3 MPPT PV inputs, with AFCI/GFDI, BTS, 100A CT’s, 10 Yr. Warr, UL1741-SA, NEMA 3R, SA-15K-LV | Inventory Item | 7192.98 | 15000 | No | Energy Storage | Shippable | 6957.01
311-0098 | 311-0098 | Sol-Ark, 15K Battery or Battery-Less Inverter, 15kW/12kW from Battery, 120/240/208Vac, 50/60Hz, 48VDC, Transformerless Sinewave, Grid Tie/Off-Grid, AC and/or DC Coupled, Dual AC inputs, 200A Load Breaker, 3 MPPT PV inputs, with AFCI/GFDI, BTS, 100A CT’s, 10 Yr. Warr, UL1741-SB, NEMA 3R, SA-15K-2P-N | Inventory Item |  | 15000 | No | Energy Storage | Shippable | 0
311-0097 | 311-0097 | Sol-Ark, 30K Battery or Battery-Less Inverter, 30,000 Watt 3 Phase 120/208Vac, 50/60Hz, 500Vdc max, Battery 300Vdc Nominal, Transformerless Sinewave, Grid Tie/Off-Grid, AC and/or DC Coupled, 4 MPPT PV inputs, with AFCI/GFDI, & Dual AC inputs, 10 Yr. Warr, NEMA 3R , 30K-3P-208V-N | Inventory Item | 13048.78 | 30000 | No | Energy Storage | Shippable | 12588.24 | 4
311-0084 : 311-0084_S | 311-0084_S | Sol-Ark, 8kW Battery or Battery-Less Inverter, 8,000W, 120/240-208Vac, 50/60Hz, 48VDC, Transformerless Sine Wave, Grid Tie/Off-Grid, AC and/or DC Coupled, 2 MPPT PV inputs, with AFCI/GFDI, BTS & Dual AC inputs, with Standard 10 Yr Warr, UL1741-SA (Rule-21), NEMA 1 ,(Indoor), SA-8K | Inventory Item | 5853.66 | 9000 | No | Energy Storage | Soligent De-listing | 5647.06
311-0084 | 311-0084 | Sol-Ark, 8kW Battery or Battery-Less Inverter, 8,000W, 120/240-208Vac, 50/60Hz, 48VDC, Transformerless Sine Wave, Grid Tie/Off-Grid, AC and/or DC Coupled, 2 MPPT PV inputs, with AFCI/GFDI, BTS & Dual AC inputs, with Standard 10 Yr. Warr, UL1741-SA (Rule-21), NEMA 3R, SA-8K-10YR | Inventory Item | 5975.61 | 9000 | No | Energy Storage | Soligent De-listing | 5764.71
311-0088 : 311-0088_S | 311-0088_S | Sol-Ark, 8kW Battery or Battery-Less Inverter, 8,000W, 120/240-208Vac, 50/60Hz, 48VDC, Transformerless Sine Wave, Grid Tie/Off-Grid, AC and/or DC Coupled, 2 MPPT PV inputs, with AFCI/GFDI, BTS & Dual AC inputs, with Standard 5 Yr Warr, UL1741-SA (Rule-21), NEMA 1 ,(Indoor), SA-8K | Inventory Item | 5243.9 | 8000 | No | Energy Storage | Soligent De-listing | 5058.82
450-0172 | 450-0172 | Sol-Ark, Battery Rack for 16 PCC-230 Sol-Ark AGM Batteries, includes 600A Bus Bars,SA-PCC230-RACK 16 | Inventory Item | 2400 |  | No | Energy Storage | Vendor De-listing | 1379.31
450-0173 | 450-0173 | Sol-Ark, Battery Rack for 8 PCC-230 Sol-Ark AGM Batteries, includes Sol-Ark Wire Package,SA-PCC230-RACK 8 | Inventory Item | 1000 |  | No | Energy Storage | Soligent De-listing | 919.54
570-1210 | 570-1210 | Sol-Ark, CT (Current Transformer) 200A for up to 4/0 Wire, Qty. 1 Pair, SA-CT-LG | Inventory Item | 235.29 |  | No | Energy Storage | Shippable | 224.72 | 6
570-1211 | 570-1211 | Sol-Ark, CT (Current Transformer) 600A 2” ID (Inside Diameter), Qty. 1 Pair, SA-CT-XL | Inventory Item | 235.29 |  | No | Energy Storage | Shippable | 224.72
370-0123 | 370-0123 | Sol-Ark, Factory Installed Inverter Add on Option for 12kW, Solar Flare/EMP Hardening to MIL-STD-461G, SA-EMP-12K | Inventory Item | 1800.01 | 12000 | No | Energy Storage | Shippable | 1724.14
370-0124 | 370-0124 | Sol-Ark, Factory Installed Inverter Add on Option for 8kW, Solar Flare/EMP Hardening to MIL-STD-461G,SA-EMP-8K | Inventory Item | 1600 | 8000 | No | Energy Storage | Shippable | 1379.31
570-1213 | 570-1213 | Sol-Ark, PowerView Ethernet & Wi-Fi Dongle, SA-ETH-PWR | Inventory Item | 117.65 |  | No | Energy Storage | Soligent De-listing | 112.36
311-0085 | 311-0085 | Sol-Ark,5kW Battery or Battery-Less Inverter, 5,000W, 120/240-208Vac, 50/60Hz, 48VDC,Transformerless Sinewave, Grid Tie/Off-Grid, AC and/or DC Coupled, 2 MPPT PV inputs, with AFCI/GFDI, BTS & Dual AC inputs, 5 Yr Warr, NEMA 3R ,(Outdoor), SA-5K | Inventory Item | 4512.2 | 5000 | No | Energy Storage | Vendor De-listing | 4157.3
311-0085 : 311-0085_S | 311-0085_S | Sol-Ark,5kW Battery or Battery-Less Inverter, 5,000W, 120/240-208Vac, 50/60Hz, 48VDC,Transformerless Sinewave, Grid Tie/Off-Grid, AC and/or DC Coupled, 2 MPPT PV inputs, with AFCI/GFDI, BTS & Dual AC inputs, 5 Yr Warr, NEMA 3R ,(Outdoor), SA-5K | Inventory Item | 4146.34 | 5000 | No | Energy Storage | Soligent De-listing | 3820.22
311-0096 | 311-0096 | Sol-Ark,5kW Battery or Battery-Less Inverter, 5,000W, 120Vac, 50/60Hz, 48VDC,Transformerless Sinewave, Grid Tie/Off-Grid, DC Coupled with 2 MPPT PV inputs, with AFCI/GFDI & BTS, 5 Yr Warr, NEMA 3R (Outdoor), 5K-1P-N | Inventory Item | 3048.78 | 5000 | No | Energy Storage | Shippable | 2941.18
480-0022 | 480-0022 | sonnen, 2.0kWh Battery for use with eco-Linx Gen 1 products, ECOLXBATT | Inventory Item | 2850.3 | 2000 | No | Energy Storage | Shippable | 2478.52
480-0022 : 480-0022_S | 480-0022_S | sonnen, 2.0kWh Battery for use with eco-Linx Gen 1 products, ECOLXBATT | Inventory Item | 2850.3 | 2000 | No | Energy Storage | Soligent De-listing | 2478.52
480-0019 | 480-0019 | sonnen, 2.0kWh Battery for use with ECO-LINX Gen1.5 products, ECONDBATT | Inventory Item | 2539 | 2000 | No | Energy Storage | Shippable | 2207.83
480-0019 : 480-0019_S | 480-0019_S | sonnen, 2.0kWh Battery for use with ECO-LINX Gen1.5 products, ECONDBATT | Inventory Item | 2539 | 2000 | No | Energy Storage | Soligent De-listing | 2207.83
480-0018 | 480-0018 | sonnen, 2.5kWh Battery for use with ECO products, ECOBATT | Inventory Item | 2053.9 | 2500 | No | Energy Storage | Vendor De-listing | 1786
480-0018 : 480-0018_S | 480-0018_S | sonnen, 2.5kWh Battery for use with ECO products, ECOBATT | Inventory Item | 2053.9 | 2500 | No | Energy Storage | Soligent De-listing | 1786
349-0090 | 349-0090 | sonnen, Core, Smart Energy Storage System, 10kWh Capacity, 4.8kW 120/240Vac Continuous, AC Coupled, 10 Yr. Warranty, UL9540, SCORE10-4 | Inventory Item | 8755.11 | 4800 | No | Energy Storage | Vendor De-listing | 8284.41
349-0090 : 349-0090_S | 349-0090_S | sonnen, Core, Smart Energy Storage System, 10kWh Capacity, 4.8kW 120/240Vac Continuous, AC Coupled, 10 Yr. Warranty, UL9540, SCORE10-4 | Inventory Item | 8755.11 | 4800 | No | Energy Storage | Soligent De-listing | 8284.41
480-0023 | 480-0023 | sonnen, Custom Quote, Enter Quote Number and Custom Price | Non-inventory Item | 0 |  | No | Energy Storage | Shippable | 0
450-0163 | 450-0163 | sonnen, ECO Battery Extension Cabinet, holds 4 additional Batteries, EXTCAB31 | Inventory Item | 809.23 |  | No | Energy Storage | Soligent De-listing | 726.65 | 1
350-0065 | 350-0065 | Sonnen, ECO Battery Extension Cabinet, holds 4 additional Batteries, EXTCAB31 | Inventory Item | 1405.5 |  | No | Energy Storage | Soligent De-listing | 0
450-0099 | 450-0099 | Sonnen, ECO Battery Extension Cabinet, holds 4 additional Batteries, EXTCAB31 | Inventory Item | 1405.5 |  | No | Energy Storage | Soligent De-listing | 0
349-0046 | 349-0046 | sonnen, ECO-10kW, Smart Energy Storage System, 10kWh Capacity, 7kW Continuous, 90% DOD, No Screen, California Model, ECO10NC-31 | Inventory Item | 16105.95 | 7000 | No | Energy Storage | Vendor De-listing | 15240.04
349-0046 : 349-0046_S | 349-0046_S | sonnen, ECO-10kW, Smart Energy Storage System, 10kWh Capacity, 7kW Continuous, 90% DOD, No Screen, California Model, ECO10NC-31 | Inventory Item | 16105.95 | 7000 | No | Energy Storage | Soligent De-listing | 15240.04
349-0045 | 349-0045 | sonnen, ECO-10kW, Smart Energy Storage System, 10kWh Capacity, 7kW Continuous, 90% DOD, No Screen, Standard Model, ECO10NS-31 | Inventory Item | 16105.95 | 7000 | No | Energy Storage | Soligent De-listing | 15240.04
349-0045 : 349-0045_S | 349-0045_S | sonnen, ECO-10kW, Smart Energy Storage System, 10kWh Capacity, 7kW Continuous, 90% DOD, No Screen, Standard Model, ECO10NS-31 | Inventory Item | 16105.95 | 7000 | No | Energy Storage | Soligent De-listing | 15240.04
349-0052 | 349-0052 | sonnen, ECO-10kW, Smart Energy Storage System, 10kWh Capacity, 7kW Continuous, 90% DOD, With Screen, California Model, ECO10SC-31 | Inventory Item | 16641.41 | 7000 | No | Energy Storage | Vendor De-listing | 15746.71
349-0052 : 349-0052_S | 349-0052_S | sonnen, ECO-10kW, Smart Energy Storage System, 10kWh Capacity, 7kW Continuous, 90% DOD, With Screen, California Model, ECO10SC-31 | Inventory Item | 16641.41 | 7000 | No | Energy Storage | Soligent De-listing | 15746.71
349-0051 | 349-0051 | Sonnen, ECO-10kW, Smart Energy Storage System, 10kWh Capacity, 7kW Continuous, 90% DOD, With Screen, Standard Model, ECO10SS-31 | Inventory Item | 16641.41 | 7000 | No | Energy Storage | Soligent De-listing | 15746.71
349-0051 : 349-0051_S | 349-0051_S | Sonnen, ECO-10kW, Smart Energy Storage System, 10kWh Capacity, 7kW Continuous, 90% DOD, With Screen, Standard Model, ECO10SS-31 | Inventory Item | 16641.41 | 7000 | No | Energy Storage | Soligent De-listing | 15746.71
349-0044 | 349-0044 | sonnen, ECO-5kW, Smart Energy Storage System, 5kWh Capacity, 3kW Continuous, 90% DOD, No Screen, California Model, ECO5NC-31 | Inventory Item | 10529.45 | 3000 | No | Energy Storage | Soligent De-listing | 9963.35
349-0044 : 349-0044_S | 349-0044_S | sonnen, ECO-5kW, Smart Energy Storage System, 5kWh Capacity, 3kW Continuous, 90% DOD, No Screen, California Model, ECO5NC-31 | Inventory Item | 10529.45 | 3000 | No | Energy Storage | Soligent De-listing | 9963.35
349-0043 | 349-0043 | sonnen, ECO-5kW, Smart Energy Storage System, 5kWh Capacity, 3kW Continuous, 90% DOD, No Screen, Standard Model, ECO5NS-31 | Inventory Item | 10529.45 | 3000 | No | Energy Storage | Soligent De-listing | 9963.35
349-0043 : 349-0043_S | 349-0043_S | sonnen, ECO-5kW, Smart Energy Storage System, 5kWh Capacity, 3kW Continuous, 90% DOD, No Screen, Standard Model, ECO5NS-31 | Inventory Item | 10529.45 | 3000 | No | Energy Storage | Soligent De-listing | 9963.35
349-0050 | 349-0050 | Sonnen, ECO-5kW, Smart Energy Storage System, 5kWh Capacity, 3kW Continuous, 90% DOD, With Screen, California Model, ECO5SC-31 | Inventory Item | 11032.09 | 3000 | No | Energy Storage | Soligent De-listing | 10438.97
349-0050 : 349-0050_S | 349-0050_S | Sonnen, ECO-5kW, Smart Energy Storage System, 5kWh Capacity, 3kW Continuous, 90% DOD, With Screen, California Model, ECO5SC-31 | Inventory Item | 11032.09 | 3000 | No | Energy Storage | Soligent De-listing | 10438.97
349-0049 | 349-0049 | Sonnen, ECO-5kW, Smart Energy Storage System, 5kWh Capacity, 3kW Continuous, 90% DOD, With Screen, Standard Model, ECO5SS-31 | Inventory Item | 11032.09 | 3000 | No | Energy Storage | Soligent De-listing | 10438.97
349-0049 : 349-0049_S | 349-0049_S | Sonnen, ECO-5kW, Smart Energy Storage System, 5kWh Capacity, 3kW Continuous, 90% DOD, With Screen, Standard Model, ECO5SS-31 | Inventory Item | 11032.09 | 3000 | No | Energy Storage | Soligent De-listing | 10438.97
349-0048 | 349-0048 | Sonnen, ECOLX-12kW, Smart Energy Storage System, 12kWh Useable Capacity, 8kW Continuous, With Screen, California Model, ECOLX12SC-15 | Inventory Item | 25045.59 | 8000 | No | Energy Storage | Shippable | 23699.05
349-0048 : 349-0048_S | 349-0048_S | Sonnen, ECOLX-12kW, Smart Energy Storage System, 12kWh Useable Capacity, 8kW Continuous, With Screen, California Model, ECOLX12SC-15 | Inventory Item | 25045.59 | 8000 | No | Energy Storage | Soligent De-listing | 23699.05
349-0047 | 349-0047 | sonnen, ECOLX-12kW, Smart Energy Storage System, 12kWh Useable Capacity, 8kW Continuous, With Screen, Standard Model, ECOLX12SS-15 | Inventory Item | 25045.59 | 8000 | No | Energy Storage | Shippable | 23699.05
349-0047 : 349-0047_S | 349-0047_S | sonnen, ECOLX-12kW, Smart Energy Storage System, 12kWh Useable Capacity, 8kW Continuous, With Screen, Standard Model, ECOLX12SS-15 | Inventory Item | 25045.59 | 8000 | No | Energy Storage | Soligent De-listing | 23699.05
349-0076 | 349-0076 | sonnen, ECOLX-20kW, Smart Energy Storage System, 20kWh Useable Capacity, 8kW Continuous, With Screen, Standard Model, ECOLX20SS-15 | Inventory Item | 34278.33 | 8000 | No | Energy Storage | Shippable | 30780.54
349-0076 : 349-0076_S | 349-0076_S | sonnen, ECOLX-20kW, Smart Energy Storage System, 20kWh Useable Capacity, 8kW Continuous, With Screen, Standard Model, ECOLX20SS-15 | Inventory Item | 34278.33 | 8000 | No | Energy Storage | Soligent De-listing | 30780.54
349-0083 | 349-0083 | sonnen, ECOLX-30kWh, Smart Energy Storage System, 30kWh Useable Capacity, 8kW Continuous, With Screen, California Model, ECOLX30SC-15 | Inventory Item | 46931.82 | 8000 | No | Energy Storage | Shippable | 42142.86
349-0083 : 349-0083_S | 349-0083_S | sonnen, ECOLX-30kWh, Smart Energy Storage System, 30kWh Useable Capacity, 8kW Continuous, With Screen, California Model, ECOLX30SC-15 | Inventory Item | 46931.82 | 8000 | No | Energy Storage | Soligent De-listing | 42142.86
349-0084 | 349-0084 | sonnen, ECOLX-30kWh, Smart Energy Storage System, 30kWh Useable Capacity, 8kW Continuous, With Screen, Hawaii Model, ECOLX30SH-15 | Inventory Item | 46931.82 | 8000 | No | Energy Storage | Soligent De-listing | 42142.86
349-0084 : 349-0084_S | 349-0084_S | sonnen, ECOLX-30kWh, Smart Energy Storage System, 30kWh Useable Capacity, 8kW Continuous, With Screen, Hawaii Model, ECOLX30SH-15 | Inventory Item | 46931.82 | 8000 | No | Energy Storage | Soligent De-listing | 42142.86
349-0085 | 349-0085 | sonnen, ECOLX-30kWh, Smart Energy Storage System, 30kWh Useable Capacity, 8kW Continuous, With Screen, Puerto Rico Model, ECOLX30SP-15 | Inventory Item | 46931.82 | 8000 | No | Energy Storage | Soligent De-listing | 42142.86
349-0085 : 349-0085_S | 349-0085_S | sonnen, ECOLX-30kWh, Smart Energy Storage System, 30kWh Useable Capacity, 8kW Continuous, With Screen, Puerto Rico Model, ECOLX30SP-15 | Inventory Item | 46931.82 | 8000 | No | Energy Storage | Soligent De-listing | 42142.86
349-0082 | 349-0082 | sonnen, ECOLX-30kWh, Smart Energy Storage System, 30kWh Useable Capacity, 8kW Continuous, With Screen, Standard Model, ECOLX30SS-15 | Inventory Item | 46931.82 | 8000 | No | Energy Storage | Soligent De-listing | 42142.86
349-0082 : 349-0082_S | 349-0082_S | sonnen, ECOLX-30kWh, Smart Energy Storage System, 30kWh Useable Capacity, 8kW Continuous, With Screen, Standard Model, ECOLX30SS-15 | Inventory Item | 46931.82 | 8000 | No | Energy Storage | Soligent De-listing | 42142.86
570-0048 | 570-0048 | sonnen, Whole Home Self Consumption Meter/CT Kit, WHSSCK1 | Inventory Item | 319.2 |  | No | Energy Storage | Shippable | 275.17 | 1
349-0077 | 349-0077 | sonnen, ECOLX-20kW, Smart Energy Storage System, 20kWh Useable Capacity, 8kW Continuous, With Screen, California Model, ECOLX20SC-15 | Inventory Item | 34278.33 | 8000 | No | Energy Storage | Soligent De-listing | 30780.54
349-0077 : 349-0077_S | 349-0077_S | sonnen, ECOLX-20kW, Smart Energy Storage System, 20kWh Useable Capacity, 8kW Continuous, With Screen, California Model, ECOLX20SC-15 | Inventory Item | 34278.33 | 8000 | No | Energy Storage | Soligent De-listing | 30780.54
349-0086 | 349-0086 | Stem, Inc. Custom SunGrow Commercial Energy Storage System Powered by Stem’s AI, Athena™ Energy cost optimization through Demand Charge Management, Energy Arbitrage, Demand Response, and Wholesale Market Participation: SunGrow AC Coupled Grid-Services System | Non-inventory Item | 0.01 |  | No | Energy Storage | Shippable | 0
349-0088 | 349-0088 | Stem, Inc. Custom Tesla Commercial Energy Storage System Powered by Stem’s AI, Athena™ Energy cost optimization through Demand Charge Management, Energy Arbitrage, Demand Response, and Wholesale Market Participation: Tesla AC Coupled Back-Up/Resiliency System | Non-inventory Item | 0.01 |  | No | Energy Storage | Shippable | 0
349-0087 | 349-0087 | Stem, Inc. Custom Tesla Commercial Energy Storage System Powered by Stem’s AI, Athena™ Energy cost optimization through Demand Charge Management, Energy Arbitrage, Demand Response, and Wholesale Market Participation: Tesla AC Coupled Grid-Services System | Non-inventory Item | 0.01 |  | No | Energy Storage | Shippable | 0
480-0142 | 480-0142 | Storz Power, 5.12kWh, LFP (Lithium Iron Phosphate) EMP Hardened Battery, 48 Volt Nominal, with BMS, UL-1973, 10317 | Inventory Item | 3200 | 5120 | No | Energy Storage | Shippable | 2790.7
349-1005 | 349-1005 | Storz Power, AI+ 200A Smart Access with Sol-Ark 12kW AC/DC Coupled, 120/240Vac Inverter, 4, 5.12kWh LFP(Lithium Iron Phosphate) Batteries 20.48kWh, with 2 Wall Mount Battery Cabinets, 1, 12 Circuit Smart Access Load Controller and 1 AI+ Smart Switch, NEMA 3R Enclosure, UL-1973, UL-1741-SA, (Rule-21), 10326 | Inventory Item | 22256.1 | 12000 | No | Energy Storage | Soligent De-listing | 21470.59
349-1000 | 349-1000 | Storz Power, AI+ 30A Plus with Sol-Ark 5kW AC/DC Coupled, 120/240Vac Inverter, 2, 5.12kWh LFP(Lithium Iron Phosphate) Batteries 10.24kWh, with 1 Wall Mount Battery Cabinet, NEMA 3R Enclosure, UL-1973, UL-1741-SA, 10323 | Inventory Item | 10792.68 | 5000 | No | Energy Storage | Soligent De-listing | 10411.76
349-1001 | 349-1001 | Storz Power, AI+ 50A with Sol-Ark 12kW AC/DC Coupled, 120/240Vac Inverter, 2, 5.12kWh LFP(Lithium Iron Phosphate) Batteries 10.24kWh, with 1 Wall Mount Battery Cabinet, NEMA 3R Enclosure, UL-1973, UL-1741-SA, (Rule-21), 10324 | Inventory Item | 12682.93 | 12000 | No | Energy Storage | Soligent De-listing | 12235.29
349-1003 | 349-1003 | Storz Power, AI+ 70A Smart Access with Sol-Ark 12kW AC/DC Coupled, 120/240Vac Inverter, 3, 5.12kWh LFP(Lithium Iron Phosphate) Batteries 15.36kWh, with 2 Wall Mount Battery Cabinets and 1, 12 Circuit Smart Access Load Controller, NEMA 3R Enclosure, UL-1973, UL-1741-SA, (Rule-21), 10325 | Inventory Item | 18170.73 | 12000 | No | Energy Storage | Soligent De-listing | 17529.41
440-0791 | 440-0791 | Surrette Battery Co. Ltd., Custom Quote, Enter Quote Number and Custom Price | Non-inventory Item | 0 |  | No | Energy Storage | Soligent De-listing | 0
570-1199 | 570-1199 | Tesla Backup Gateway 2, 120/240Vac, RGM, Ethernet, Cellular (3G, LTE/4G), Wi-Fi, for up to 10 Powerwall 2 AC coupled units, RGM, NEMA 3R, Powerwall Backup Gateway 2 | Inventory Item | 1000 |  | No | Energy Storage | Shippable | 1000 | 11
570-1199 : 570-1199_S | 570-1199_S | Tesla Backup Gateway 2, 120/240Vac, RGM, Ethernet, Cellular (3G, LTE/4G), Wi-Fi, for up to 10 Powerwall 2 AC coupled units, RGM, NEMA 3R, Powerwall Backup Gateway 2 | Inventory Item | 1000 |  | No | Energy Storage | Soligent De-listing | 1000
500-0266 | 500-0266 | Tesla, Internal Panelboard Kit, Optional Panelboard Kit with Wire Jumpers and Breaker Hold-Down Bar, 1529623-00-x | Inventory Item | 112.5 |  | No | Energy Storage | Shippable | 103.45
480-0001 | 480-0001 | Tesla, Non-functioning Powerwall, Display Unit Only of 6.4 kWh Daily Lithium-ion battery pack, 1067000-00-E DEMO | Inventory Item | 0 |  | No | Energy Storage | Soligent De-listing | 0
570-1178 | 570-1178 | Tesla, Powerwall 2 Back-Up Gateway, 120/240Vac, RGM, Ethernet, 3G-Cell, Wi-Fi, for up to 10 Powerwall 2 AC coupled units, NEMA 3R, Powerwall Backup Gateway | Inventory Item | 1100 |  | No | Energy Storage | Shippable | 1100
500-0255 | 500-0255 | Tesla, Powerwall Stacking Kit, for Stacked Powerwalls, Multi Powerwall Stacking Kit | Inventory Item | 256.76 |  | No | Energy Storage | Shippable | 249.67 | 18
480-0000 | 480-0000 | Tesla, Powerwall, 6.4 kWh Daily Lithium-ion battery pack, 350V-450VDC, NEMA 3R, (MUST ORDER WITH #490-0000 Battery Service),1067000-00-E | Inventory Item | 8360 |  | No | Energy Storage | Soligent De-listing | 0
349-0032 | 349-0032 | Tesla, Powerwall-2, 7.6kW AC Coupled, 5kW 120/240 AC output, 13.5 Useable kWh Lithium-Ion Battery Pack, NEMA 3R, 10 Yr. Warranty, Powerwall-2 | Inventory Item | 8500 | 7600 | No | Energy Storage | Shippable | 8500
349-0032 : 349-0032_S | 349-0032_S | Tesla, Powerwall-2, 7.6kW AC Coupled, 5kW 120/240 AC output, 13.5 Useable kWh Lithium-Ion Battery Pack, NEMA 3R, 10 Yr. Warranty, Powerwall-2 | Inventory Item | 6000 | 7600 | No | Energy Storage | Soligent De-listing | 6000
SWL-349-0032 | SWL-349-0032 | Tesla, Powerwall-2, 7.6kW AC Coupled, 5kW 120/240 AC output, 13.5 Useable kWh Lithium-Ion Battery Pack, NEMA 3R, 10 Yr. Warranty, Powerwall-2 | Inventory Item | 0 |  | No | Energy Storage | Soligent De-listing | 0
360-0345 | 360-0345 | Tesla,Powerwall 2 AC Goodie Bag, 1104517-00-x | Inventory Item | 24 |  | No | Energy Storage | Shippable | 0
440-0181 | 440-0181 | Trojan, Battery Owners Kit, Industrial Line, Universal, Includes Hydrometer, Maintenance Log Book, and User Guide 105166, Qty. 1, 220001 | Inventory Item | 63 |  | No | Energy Storage | Soligent De-listing | 0
440-0792 | 440-0792 | Trojan, Battery Watering Kit, for Premium L16RE-2V, 48V, includes Vents, Tubing, Hand Pump, Supply Tube and Manual, Qty. 1, 210113 | Inventory Item | 680 |  | No | Energy Storage | Soligent De-listing | 0
440-0182 | 440-0182 | Trojan, Battery Watering Kit, Industrial Line, 12V, Universal, Includes Tubing, Fittings, Hand Pump, and Manual, Qty.1 220003 | Inventory Item | 218 |  | No | Energy Storage | Soligent De-listing | 0
440-0183 | 440-0183 | Trojan, Battery Watering Kit, Industrial Line, 24V, Universal, Includes Tubing, Fittings, Hand Pump, and Manual, Qty. 1, 220004 | Inventory Item | 236.08 |  | No | Energy Storage | Soligent De-listing | 222.07
440-0184 | 440-0184 | Trojan, Battery Watering Kit, Industrial Line, 48V, Universal, Includes Tubing, Fittings, Hand Pump, and Manual, Qty. 1, 220005 | Inventory Item |  |  | No | Energy Storage | Soligent De-listing | 0
440-0185 | 440-0185 | Trojan, Battery Watering Kit, Premium and Signature Line, 12V, Universal, Includes Tubing, Fitting, Hand Pump, and Manual, Qty. 1, 210100 | Inventory Item | 115 |  | No | Energy Storage | Soligent De-listing | 0
440-0186 | 440-0186 | Trojan, Battery Watering Kit, Premium and Signature Line, 24V, Universal, Includes Tubing, Fitting, Hand Pump, and Manual, Qty. 1, 210101 | Inventory Item | 172 |  | No | Energy Storage | Soligent De-listing | 0
440-0187 | 440-0187 | Trojan, Battery Watering Kit, Premium and Signature Line, 48V, Universal, Includes Tubing, Fittings, Hand Pump, and Manual, Qty. 1, 210102 | Inventory Item | 241 |  | No | Energy Storage | Soligent De-listing | 0
440-0195 | 440-0195 | Trojan, California Replacement Battery Fee, For any 6 or 12V replacement battery, not for new installations | Inventory Item | 0 |  | No | Energy Storage | Soligent De-listing | 0
600-0019 | 600-0019 | Trojan, Custom Quote, Enter Quote Number and Custom Price | Non-inventory Item |  |  | No | Energy Storage | Shippable | 0
410-0100 | 410-0100 | Trojan, Flooded Battery, 2V, 1110Ah @ 20Hr, Group 903 [L-16], L-Terminal, L16RE-2V | Inventory Item | 775.92 |  | No | Energy Storage | Vendor De-listing | 0
410-0094 | 410-0094 | Trojan, Flooded Battery, 6V, 225Ah @ 20Hr, Golf Cart GC2, Embedded Low Profile Terminal, T105 | Inventory Item | 331.74 |  | No | Energy Storage | Vendor De-listing | 0
410-0125 | 410-0125 | Trojan, Flooded Battery, 6V, 225Ah @ 20Hr, Golf Cart GC2H, L-Terminal, T105-RE | Inventory Item | 381.92 |  | No | Energy Storage | Vendor De-listing | 0
420-0069 | 420-0069 | Trojan, Flooded Battery, 6V, 240Ah @ 20Hr, Golf Cart GC2, Embedded Low Profile Terminal, T125 | Inventory Item | 178.81 |  | No | Energy Storage | Shippable | 164.3
410-0124 | 410-0124 | Trojan, Flooded Battery, 6V, 260Ah @ 20Hr, Golf Cart GC2H, Embedded Low Profile Terminal, T145 | Inventory Item | 446.46 |  | No | Energy Storage | Vendor De-listing | 0
420-0029 | 420-0029 | Trojan, Flooded Battery, 6V, 325Ah @ 20Hr, Group 903 [L-16], L-Terminal, L16RE-A | Inventory Item | 668.99 |  | No | Energy Storage | Vendor De-listing | 0
420-0067 | 420-0067 | Trojan, Flooded Battery, 6V, 330Ah @ 20Hr, Group 902 [L-16], Auto Post and Stud Terminal, J305P-AC | Inventory Item | 446 |  | No | Energy Storage | Vendor De-listing | 0
420-0066 | 420-0066 | Trojan, Flooded Battery, 6V, 360Ah @ 20Hr, Group 902 [L-16], Auto Post and Stud Terminal, J305H-AC | Inventory Item | 653.04 |  | No | Energy Storage | Vendor De-listing | 0
410-0109 | 410-0109 | Trojan, Flooded Battery, 6V, 370Ah @ 20Hr, Group 903 [L-16], L-Terminal, L16RE-B | Inventory Item | 765.06 |  | No | Energy Storage | Vendor De-listing | 0
420-0086 | 420-0086 | Trojan, Flooded Battery, 6V, 420Ah @ 20Hr, Group 903, DT terminal (automotive post and stud), L16P-AC | Inventory Item | 633.14 |  | No | Energy Storage | Vendor De-listing | 0
420-0070 | 420-0070 | Trojan, Flooded Battery, 6V, 420Ah @ 20Hr, Group 903, Embedded Low Profile Terminal, L16P | Inventory Item | 700.02 |  | No | Energy Storage | Vendor De-listing | 0
420-0068 | 420-0068 | Trojan, Flooded Battery, 6V, 435Ah @ 20Hr, Group 903 [L-16], L-Terminal, L16H | Inventory Item | 775.58 |  | No | Energy Storage | Vendor De-listing | 0
420-0030 | 420-0030 | Trojan, Flooded Battery, 12V, 85Ah @ 20Hr, Group 24, Wingnut Terminal, 24TMX | Inventory Item | 308.96 |  | No | Energy Storage | Vendor De-listing | 0
420-0031 | 420-0031 | Trojan, Flooded Battery, 12V, 105Ah @ 20Hr, Group 27, Wingnut Terminal, 27TMX | Inventory Item | 168.59 |  | No | Energy Storage | Shippable | 154.91
410-0112 | 410-0112 | Trojan, Flooded Battery, 12V, 115Ah @ 20Hr, Group 27, Wingnut Terminal, 27TMH | Inventory Item | 182.68 |  | No | Energy Storage | Soligent De-listing | 167.85
420-0032 | 420-0032 | Trojan, Flooded Battery, 12V, 130Ah @ 20Hr, Group 30H, Wingnut Terminal, 30XHS | Inventory Item | 439.22 |  | No | Energy Storage | Vendor De-listing | 0
410-0099 | 410-0099 | Trojan, Flooded Battery, 12V, 150Ah @ 20Hr, Embedded High Profile Terminal, J150 | Inventory Item | 499.86 |  | No | Energy Storage | Vendor De-listing | 0
410-0098 | 410-0098 | Trojan, Flooded Battery, 12V, 205Ah @ 20Hr, Group 921, Auto Post and Stud Terminal, J185P-AC | Inventory Item |  |  | No | Energy Storage | Vendor De-listing | 0
420-0035 | 420-0035 | Trojan, Flooded Battery, 12V, 225Ah @ 20Hr, Group 921, Auto Post and Stud Terminal, J185H-AC | Inventory Item | 387.23 |  | No | Energy Storage | Shippable | 355.8
410-0223 | 410-0223 | Trojan, Flooded Battery, 6V, 390Ah @ 20Hr, Group 903 [L-16], UT-Terminal, L16G-AC | Inventory Item | 0 |  | No | Energy Storage | Soligent De-listing | 0
410-0224 | 410-0224 | Trojan, Flooded Battery, 6V, 390Ah @ 20Hr, Group 903 [L-16], UT-Terminal, L16G-AC | Inventory Item | 296.77 |  | No | Energy Storage | Shippable | 272.68
420-0095 | 420-0095 | Trojan, Industrial Flooded Battery with Smart Carbon, 2V, 1547Ah @ 20Hr, Industrial Terminal, SIND 02 1990 | Inventory Item | 710.16 |  | No | Energy Storage | Soligent De-listing | 652.52
420-0096 | 420-0096 | Trojan, Industrial Flooded Battery with Smart Carbon, 2V, 1882Ah @ 20Hr, Industrial Terminal, SIND 02 2450 | Inventory Item | 844.24 |  | No | Energy Storage | Soligent De-listing | 775.72
420-0093 | 420-0093 | Trojan, Industrial Flooded Battery with Smart Carbon, 4V, 1293Ah @ 20Hr, Industrial Terminal, SIND 04 1685 | Inventory Item | 1117.65 |  | No | Energy Storage | Soligent De-listing | 1026.94
420-0094 | 420-0094 | Trojan, Industrial Flooded Battery with Smart Carbon, 4V, 1647Ah @ 20Hr, Industrial Terminal, SIND 04 2145 | Inventory Item | 1381.29 |  | No | Energy Storage | Soligent De-listing | 1269.18
420-0090 | 420-0090 | Trojan, Industrial Flooded Battery with Smart Carbon, 6V, 472Ah @ 20Hr, Industrial Terminal, SIND 06 610 | Inventory Item | 645.74 |  | No | Energy Storage | Soligent De-listing | 593.33
420-0091 | 420-0091 | Trojan, Industrial Flooded Battery with Smart Carbon, 6V, 708Ah @ 20Hr, Industrial Terminal, SIND 06 920 | Inventory Item | 936.47 |  | No | Energy Storage | Soligent De-listing | 860.46
420-0092 | 420-0092 | Trojan, Industrial Flooded Battery with Smart Carbon, 6V, 942Ah @ 20Hr, Industrial Terminal, SIND 06 1225 | Inventory Item | 1202.91 |  | No | Energy Storage | Soligent De-listing | 1105.29
420-0080 | 420-0080 | Trojan, Industrial Flooded Battery, 2V, 1457Ah @ 20Hr, Industrial Terminal, IND27-2V | Inventory Item | 1764.26 |  | No | Energy Storage | Vendor De-listing | 0
420-0081 | 420-0081 | Trojan, Industrial Flooded Battery, 2V, 1794Ah @ 20Hr, Industrial Terminal, IND33-2V | Inventory Item | 2051.26 |  | No | Energy Storage | Vendor De-listing | 0
420-0075 | 420-0075 | Trojan, Industrial Flooded Battery, 4V, 1233Ah @ 20Hr, Industrial Terminal, IND23-4V | Inventory Item | 2629.34 |  | No | Energy Storage | Vendor De-listing | 0
420-0076 | 420-0076 | Trojan, Industrial Flooded Battery, 4V, 1570Ah @ 20Hr, Industrial Terminal, IND29-4V | Inventory Item | 3182.14 |  | No | Energy Storage | Vendor De-listing | 0
420-0072 | 420-0072 | Trojan, Industrial Flooded Battery, 6V, 445Ah @ 20Hr, Industrial Terminal, IND9-6V | Inventory Item | 1760.88 |  | No | Energy Storage | Vendor De-listing | 0
420-0073 | 420-0073 | Trojan, Industrial Flooded Battery, 6V, 673Ah @ 20Hr, Industrial Terminal, IND13-6V | Inventory Item | 2406.3 |  | No | Energy Storage | Vendor De-listing | 0
420-0074 | 420-0074 | Trojan, Industrial Flooded Battery, 6V, 897Ah @ 20Hr, Industrial Terminal, IND17-6V | Inventory Item | 2771.18 |  | No | Energy Storage | Vendor De-listing | 0
420-0097 | 420-0097 | Trojan, PREMIUM Line Flooded Battery with Smart Carbon, 12V, 204Ah @ 20Hr, Group 921, Auto Post and Stud Terminal, SPRE 12 225 | Inventory Item | 451.74 |  | No | Energy Storage | Soligent De-listing | 415.07
420-0100 | 420-0100 | Trojan, PREMIUM Line Flooded Battery with Smart Carbon, 2V, 1130Ah @ 20Hr, Group 903 [L-16], L-Terminal, SPRE 02 1255 | Inventory Item | 448.14 |  | No | Energy Storage | Soligent De-listing | 411.77
420-0098 | 420-0098 | Trojan, PREMIUM Line Flooded Battery with Smart Carbon, 6V, 229Ah @ 20Hr, Group GC2-H, Small L-Terminal, SPRE 06 255 | Inventory Item | 220.64 |  | No | Energy Storage | Soligent De-listing | 202.74
420-0099 | 420-0099 | Trojan, PREMIUM Line Flooded Battery with Smart Carbon, 6V, 377Ah @ 20Hr, Group 903 [L-16], L-Terminal, SPRE 06 415 | Inventory Item | 441.88 |  | No | Energy Storage | Shippable | 406.02
410-0204 | 410-0204 | Trojan, Reliant, Sealed AGM Battery, 12V, 150Ah @ 20Hr, Group GC12, Auto Post and Stud Terminal, T1275-AGM | Inventory Item | 849.82 |  | No | Energy Storage | Vendor De-listing | 0
410-0205 | 410-0205 | Trojan, Reliant, Sealed AGM Battery, 12V, 200Ah @ 20Hr, Group 921, Auto Post and Stud Terminal, J185-AGM | Inventory Item | 1085.1 |  | No | Energy Storage | Vendor De-listing | 0
410-0200 | 410-0200 | Trojan, Reliant, Sealed AGM Battery, 6V, 217Ah @ 20Hr, Group GC2, Auto Post and Stud Terminal, T105-AGM | Inventory Item | 299.6 |  | No | Energy Storage | Vendor De-listing | 0
410-0201 | 410-0201 | Trojan, Reliant, Sealed AGM Battery, 6V, 310Ah @ 20Hr, Group 902, Auto Post and Stud Terminal, J305-AGM | Inventory Item | 889.86 |  | No | Energy Storage | Vendor De-listing | 0
410-0202 | 410-0202 | Trojan, Reliant, Sealed AGM Battery, 6V, 370Ah @ 20Hr, Group 903, Auto Post and Stud Terminal, L16-AGM | Inventory Item | 1047.82 |  | No | Energy Storage | Vendor De-listing | 0
410-0203 | 410-0203 | Trojan, Reliant, Sealed AGM Battery, 8V, 160Ah @ 20Hr, Group GC8, Auto Post and Stud Terminal, T875-AGM | Inventory Item | 668.88 |  | No | Energy Storage | Vendor De-listing | 0
410-0116 | 410-0116 | Trojan, Sealed AGM Battery, 12V, 100Ah @ 20Hr, Group 31, Auto Post and Stud Terminal, 31-AGM | Inventory Item | 343.08 |  | No | Energy Storage | Shippable | 315.23
410-0167 | 410-0167 | Trojan, Sealed AGM Battery, 12V, 33Ah @ 20Hr, Group U1, Insert Terminal, U1-AGM | Inventory Item | 143.47 |  | No | Energy Storage | Soligent De-listing | 131.83
410-0168 | 410-0168 | Trojan, Sealed AGM Battery, 12V, 50Ah @ 20Hr, Group 22, Insert Terminal, 22-AGM | Inventory Item | 293.94 |  | No | Energy Storage | Vendor De-listing | 0
410-0114 | 410-0114 | Trojan, Sealed AGM Battery, 12V, 76Ah @ 20Hr, Group 24, Auto Post and Stud Terminal, 24-AGM | Inventory Item | 298.13 |  | No | Energy Storage | Soligent De-listing | 273.94
410-0115 | 410-0115 | Trojan, Sealed AGM Battery, 12V, 89Ah @ 20Hr, Group 27, Auto Post and Stud Terminal, 27-AGM | Inventory Item | 332.19 |  | No | Energy Storage | Soligent De-listing | 305.23
410-0119 | 410-0119 | Trojan, Sealed GEL Battery, 6V, 189Ah @ 20Hr, Golf Cart, Universal Terminal, 6V-GEL | Inventory Item | 433.44 |  | No | Energy Storage | Soligent De-listing | 398.26
410-0166 | 410-0166 | Trojan, Sealed GEL Battery, 6V, 210Ah @ 20Hr, Group DIN, Auto Post Terminal, TE35-GEL | Inventory Item | 434.33 |  | No | Energy Storage | Soligent De-listing | 399.08
410-0120 | 410-0120 | Trojan, Sealed GEL Battery, 12V, 77Ah @ 20Hr, Group 24, Universal Terminal, 24-GEL | Inventory Item | 333.88 |  | No | Energy Storage | Soligent De-listing | 306.78
410-0121 | 410-0121 | Trojan, Sealed GEL Battery, 12V, 91Ah @ 20Hr, Group 27, Universal Terminal, 27-GEL | Inventory Item | 402.21 |  | No | Energy Storage | Soligent De-listing | 369.57
410-0122 | 410-0122 | Trojan, Sealed GEL Battery, 12V, 102Ah @ 20Hr, Group 31, Universal Terminal, 31-GEL | Inventory Item | 416.61 |  | No | Energy Storage | Soligent De-listing | 382.79
410-0165 | 410-0165 | Trojan, Sealed GEL Battery, 12V, 125Ah @ 20Hr, Group DIN, Auto Post Terminal, 5SHP-GEL | Inventory Item | 496.45 |  | No | Energy Storage | Shippable | 456.16
410-0164 | 410-0164 | Trojan, Sealed GEL Battery, 12V, 225Ah @ 20Hr, Group 8D, L-Terminal, 8D-GEL | Inventory Item | 973.03 |  | No | Energy Storage | Soligent De-listing | 894.06
420-0112 | 420-0112 | Trojan, SIGNATURE Line Flooded Battery, 12V, 107Ah @ 20Hr, Group 27, Wing-Nut Terminal, SSIG 12 120 | Inventory Item | 198.25 |  | No | Energy Storage | Soligent De-listing | 182.16
420-0113 | 420-0113 | Trojan, SIGNATURE Line Flooded Battery, 12V, 132Ah @ 20Hr, Group 30H, Wing-Nut Terminal, SSIG 12 145 | Inventory Item | 253.65 |  | No | Energy Storage | Soligent De-listing | 233.07
420-0101 | 420-0101 | Trojan, SIGNATURE Line Flooded Battery, 12V, 153Ah @ 20Hr, Embedded High Profile Terminal, SSIG 12 170 | Inventory Item | 288.81 |  | No | Energy Storage | Soligent De-listing | 265.37
420-0102 | 420-0102 | Trojan, SIGNATURE Line Flooded Battery, 12V, 209Ah @ 20Hr, Group 921, Auto Post and Stud Terminal, SSIG 12 230 | Inventory Item | 379.63 |  | No | Energy Storage | Soligent De-listing | 348.82
420-0103 | 420-0103 | Trojan, SIGNATURE Line Flooded Battery, 12V, 229Ah @ 20Hr, Group 921, Auto Post and Stud Terminal, SSIG 12 255 | Inventory Item | 425.77 |  | No | Energy Storage | Soligent De-listing | 391.21
420-0111 | 420-0111 | Trojan, SIGNATURE Line Flooded Battery, 12V, 87Ah @ 20Hr, Group 24, Universal Terminal, SSIG 12 95 | Inventory Item | 178.44 |  | No | Energy Storage | Soligent De-listing | 163.95
420-0104 | 420-0104 | Trojan, SIGNATURE Line Flooded Battery, 6V, 214Ah @ 20Hr, Group GC2, Embedded Low Profile Terminal, SSIG 06 235 | Inventory Item | 168.05 |  | No | Energy Storage | Soligent De-listing | 154.41
420-0105 | 420-0105 | Trojan, SIGNATURE Line Flooded Battery, 6V, 229Ah @ 20Hr, Group GC2, Embedded Low Profile Terminal, SSIG 06 255 | Inventory Item | 194.42 |  | No | Energy Storage | Soligent De-listing | 178.64
420-0106 | 420-0106 | Trojan, SIGNATURE Line Flooded Battery, 6V, 265Ah @ 20Hr, Group GC2-H, Embedded Low Profile Terminal, SSIG 06 290 | Inventory Item | 261.56 |  | No | Energy Storage | Soligent De-listing | 240.34
420-0107 | 420-0107 | Trojan, SIGNATURE Line Flooded Battery, 6V, 336Ah @ 20Hr, Group 902, Auto Post and Stud Terminal, SSIG 06 375 | Inventory Item | 336.83 |  | No | Energy Storage | Soligent De-listing | 309.5
420-0108 | 420-0108 | Trojan, SIGNATURE Line Flooded Battery, 6V, 366Ah @ 20Hr, Group 902, Auto Post and Stud Terminal, SSIG 06 405 | Inventory Item | 377.05 |  | No | Energy Storage | Soligent De-listing | 346.45
420-0109 | 420-0109 | Trojan, SIGNATURE Line Flooded Battery, 6V, 428Ah @ 20Hr, Group 903 [L-16], L-Terminal, SSIG 06 475 | Inventory Item | 404.34 |  | No | Energy Storage | Soligent De-listing | 371.52
420-0110 | 420-0110 | Trojan, SIGNATURE Line Flooded Battery, 6V, 443Ah @ 20Hr, Group 903 [L-16], L- Terminal, SSIG 06 490 | Inventory Item | 448 |  | No | Energy Storage | Shippable | 411.64
410-0226 | 410-0226 | Trojan, SOLAR AGM Line, AGM Battery, 12V, 135Ah @ 20Hr, Group 31, 6/8mm Insert Terminal, SAGM 12 135 | Inventory Item | 455.9 |  | No | Energy Storage | Soligent De-listing | 418.9
410-0227 | 410-0227 | Trojan, SOLAR AGM Line, AGM Battery, 12V, 205Ah @ 20Hr, 6/8mm Insert Terminal, SAGM 12 205 | Inventory Item | 700.58 |  | No | Energy Storage | Soligent De-listing | 643.72
410-0229 | 410-0229 | Trojan, SOLAR AGM Line, AGM Battery, 6V, 220Ah @ 20Hr, Group GC2, 6/8mm Insert Terminal, SAGM 6 220 | Inventory Item | 376.45 |  | No | Energy Storage | Soligent De-listing | 345.9
410-0230 | 410-0230 | Trojan, SOLAR AGM Line, AGM Battery, 6V, 315Ah @ 20Hr, Group 902, 6/8mm Insert Terminal, SAGM 6 315 | Inventory Item | 562.65 |  | No | Energy Storage | Soligent De-listing | 516.99
410-0231 | 410-0231 | Trojan, SOLAR AGM Line, AGM Battery, 6V, 375Ah @ 20Hr, Group 903 [L-16], 6/8mm Insert Terminal, SAGM 6 375 | Inventory Item | 663.55 |  | No | Energy Storage | Soligent De-listing | 609.69
410-0228 | 410-0228 | Trojan, SOLAR AGM Line, AGM Battery, 8V, 165Ah @ 20Hr, 6/8mm Insert Terminal, SAGM 8 165 | Inventory Item | 413.72 |  | No | Energy Storage | Soligent De-listing | 380.14
480-0122 | 480-0122 | Trojan, Trillium Sealed LFP (Lithium Iron Phosphate) Battery, 12V, 111Ah @ 20Hr, Group 27, 5/16” Stud/1/4” Threaded Hole Terminal, with BMS, TR 12.8-110 Li-ion | Inventory Item | 1085.17 |  | No | Energy Storage | Soligent De-listing | 932.25
480-0122 : 480-0122_S | 480-0122_S | Trojan, Trillium Sealed LFP (Lithium Iron Phosphate) Battery, 12V, 111Ah @ 20Hr, Group 27, 5/16” Stud/1/4” Threaded Hole Terminal, with BMS, TR 12.8-110 Li-ion | Inventory Item | 1075 |  | No | Energy Storage | Soligent De-listing | 924.73
480-0121 | 480-0121 | Trojan, Trillium Sealed LFP (Lithium Iron Phosphate) Battery, 12V, 92.5Ah @ 20Hr, Group 24, M8 Treaded Hole Terminal, with BMS, TR 12.8-92 Li-ion | Inventory Item | 913.56 |  | No | Energy Storage | Soligent De-listing | 784.82
480-0121 : 480-0121_S | 480-0121_S | Trojan, Trillium Sealed LFP (Lithium Iron Phosphate) Battery, 12V, 92.5Ah @ 20Hr, Group 24, M8 Treaded Hole Terminal, with BMS, TR 12.8-92 Li-ion | Inventory Item | 905 |  | No | Energy Storage | Soligent De-listing | 778.49
577-0251 | 577-0251 | Wallbox, Pulsar Plus Level 2 EV Charger, 48A-240/208V, Hardwired, with 25 ft SAE J1772 Charging Cable, Wi-Fi and Bluetooth, NEMA 4, PUP1-U-1-6-C 002A | Inventory Item | 634.97 |  | No | Energy Storage | Shippable | 620.02 | 1