## 06-12-2023 Inventory Report
The PowerStore Inc.
The PowerStore
Physical Inventory Worksheet
As of June 12, 2023
Item | Description | On Hand
003250W | Unirac 003250W (UNIRAC#12-14 X 2.50 SCREW HDW SS SD ) | 340
004085D | Unirac FLASHLOC COMP KIT DRK | 3340
004085M | Unirac FLASHLOC COMP KIT MILL | 2202
004275D | Unirac FLASHLOC DUO DARK | 1598
004275M | Unirac FLASHLOC DUO MILL | 858
008009P | Unirac ILSCO LAY IN LUG | 34
008013S | Unirac MICRO MNT BND TBOLT 1/4X3/4 SS | 400
008017S | Unirac HEYCO SUNRUNNER 2-S CLIP 100/B | 761
008114M | Unirac MLPE MOUNT ASSY | 138
008115M | Unirac MLPE Tiger Clip | 90
01-PV-1007X-DJ-BLK-2 | Sunlight Resistant (19 STRBC) 10 AWG 1000V/2000V PV Single Jacket , NON-VW1 Rated, Color: Black, RPVU-90 Rated. 1000ft | 0
01-PV-1019X-SJ-BK-2N | Sunlight Resistant (19 STRBC) 10 AWG 1000V/2000V PV Single Jacket , NON-VW1 Rated, Color: Black, RPVU-90 Rated. 1000ft | 0
01-PV-1019X-SJ-BK-2N-500FT | Sunlight Resistant (19 STRBC) 10 AWG 1000V/2000V PV Single Jacket , NON-VW1 Rated, Color: Black, RPVU-90 Rated. 500FT ROLL | 3
01-PV-1019X-SJ-RD-2N | Sunlight Resistant (19 STRBC) 10 AWG 1000V/2000V PV Single Jacket , NON-VW1 Rated, Color: Red, RPVU-90 Rated. 1000ft | 14
01-PV-1019X-SJ-RD-2N-500FT | Sunlight Resistant (19 STRBC) 10 AWG 1000V/2000V PV Single Jacket , NON-VW1 Rated, Color: Red, RPVU-90 Rated. 500FT ROLL | 9
01-THHN-10X-BLK | THHN 10 AWG 1C (STR) BLK THHN/THWN-2, 10 AWG 1C (STR) CU, Insulation: PVC/NYL, Color: Black, 600V 500Ft Reels | 36
01-THHN-10X-GRN | THHN 10 AWG 1C (STR) GREEN THHN/THWN-2, 10 AWG 1C (STR) CU, Insulation: PVC/NYL, Color: Black, 600V 500Ft Reels | 20
01-THHN-10X-RED | THHN 10 AWG 1C (STR) BLK THHN/THWN-2, 10 AWG 1C (STR) CU, Insulation: PVC/NYL, Color: Black, 600V 500Ft Reels | 36
01-THHN-10X-WHT | THHN 10 AWG 1C (STR) WHITE THHN/THWN-2, 10 AWG 1C (STR) CU, Insulation: PVC/NYL, Color: Black, 600V 500Ft Reels | 26
01-THHN-6X-GRN | THHN/THWN-2, 6 AWG 1C (STR) CU, Insulation: PVC/NYL, Color: Green, 600V | 4
01-THHN-6X-WHT | THHN/THWN-2, 6 AWG 1C (STR) CU, Insulation: PVC/NYL, Color: White, 600V- 500FT Reel | 2
01-THHN-8X-WHT | THHN/THWN-2, 8 AWG 1C (STR) CU, Insulation: PVC/NYL, Color: White, 600V - 500 FT Reel | 7
01603 | Soladeck Contains (3)black 8mm terminal block, (3)grey 8mm terminal block, (2)terminal block end plate, (2)0.5" 3 hole @5.6mm membrane fitting, (1)3/8" 1 hole fitting | 16
01611 | SolaDeck 01611 AC PASS-THRU 1 Circuit Kit Terminal Block | 14
01613 | Soladeck Contains (3)black 8mm terminal block, (3)red 8mm terminal block, (3)gray 8mm terminal block, (2)terminal block end plate, (3)0.5" 1 hole @ 11.4 fitting, (1)3/8" 1 hole fitting | 17
01623 | Soladeck Contains (3)fuse holder, (3)gray 8mm terminal block, (1)gray terminal end block plate, (2)0.5" 3 hole @5.6"mm membrane fitting, (1)3/8" 1 hole fitting, (3)15 amp fuse | 7
01633 | Soladeck Contains (6)fuse holder, (2)bus bar, (2)0.5" fitting 5.6mm 3 hole skin, (1)3/8" 1 hole fitting, (6)15 amp fuse | 3
01642 | Soladeck Contains (4)fuse holder, (2)bus bar, (1)power block 4 position 80 amp, (2)0.5" 1 hole @ 11.4mm fitting, (1)3/8" 1 hole fitting, (4)15 amp fuse | 8
02-SDBC-6S | TWC - 6 AWG (SOL) Soft Drawn Bare Copper Wire - 500' reel. | 8
03-50-1000-2-41 | SMA Sunny Tripower CORE1-US (STP50-US-41) includes integrated Communications, AC and DC Disconnect, & Sunspec | 10
03-62-1000-2-41 | SMA Sunny Tripower CORE1-US (STP62-US-41) includes integrated Communications, AC and DC Disconnect, & Sunspec | 0
05-520 | 2020 NEC Label Value Pack 85 pcs. | 124
0760-41AD | SolaDeck flashed PV roof-mount combiner/enclosure 600 VDC, 120 amp with bulge in cover to accomodate breakers | 46
0784BB | SolaDeck 0784BB Positive Bus bar for 4 fuseholders | 17
0785BB | Soladeck 0785BB (RE - Soladeck Negative Bus Bar) | 10
0786K-2C | Soladeck 0786K-2C (2 String DC Combiner) | 12
0786K-3C | Soladeck 0786K-3C (SolaDeck 3 String DC Combiner Kit- Contains (3)fuse holder, (1)bus bar,... | 6
0786K-4C | Soladeck 0786K-4C (4 String DC Combiner) | 8
0799-2G | Gray Soladeck flashed PV roof-mount combiner/enclosure 600VDC, 120 amp, 2 position ground block | 71
0799-5G | Gray Soladeck flashed PV roof-mount combiner/enclosure 600VDC, 120 amp, 5 position ground block | 62
111-00931 | HellermannTyton High-Temp Cable Tie, 8" Long, UL Rated, 50lb Tensile Strength, PA66HIRHSUV, Black, 25/pkg | 147
111-01752 | HellermannTyton Heavy Duty Cable Tie, 21" Long, UL Rated, 175lb Tensile Strength, PA12, Black, 25/bag | 3
119814-00.01 | SMA JMS-F, Sunspec Compliant Shut Down Module - NEC2017/2020 Rapid Shutdown Compliant | 757
12 Module Crate | 12 Module Crate (Wood Crate for 7-12 60-cell Modules) | 1
12 Module Crate - 370 | 12 Module Crate - 370 | 0
12 Module Crate - PhonoSolar 400 | 12 Module Crate for PhonoSolar 400W Modules | 10
12CRV230 | Crown Renewable Power AGM Battery. 12V 230Ah/20Hr | 2
13-046-1 | Midnite Solar 13-046-1, Classic Turbo Fan Kit | 1
14' Rail Pallet | 14' Rail Pallet (14' Rail Pallet) | 3.5
1440.080 | SolaDeck 1440.080 BRU 80A Power Distribution Block | 39
150-00000-50 | SMA Gateway | 31
151-00982 | HellermannTyton Heavy Duty Metal Edge Clip, 1–3mm Panel Thickness, 5–7.6mm Cable Range, SS304, 100/bag | 29
151-01699 | HellermannTyton Low Profile Metal Edge Clip, 1.5–2.0mm Panel Thickness, 4.1–7mm Cable Range, SS304, 100/bag | 12
151-02189 | HellermannTyton Low Profile 90° Metal Edge Clip, 1.5–2.0mm Panel Thickness, 6–6.2mm Cable Range, SS304, 100/bag | 11
156-02225 | HellermannTyton Cable Tie & Edge Clip, 8.0" Long, EC5B, 1–3 mm Panel, 50lb, PA66HIRHSUV/PA66HIRHSUVR5, Bk, 25/pkg | 27
156-02227 | HellermannTyton Cable Tie & Edge Clip, 8.0" Long, EC5A, 1–3 mm Panel, 50lb, PA66HIRHSUV/PA66HIRHSUVR5, Bk, 25/pkg | 5
156-02229 | HellermannTyton Cable Tie & Edge Clip, 8.0" Long, EC4B, 1–3 mm Panel, 50lb, PA66HIRHSUV/PA66HIRHSUVR5, Bk, 25/pkg | 16
158-00000-02 | Tigo TAP | 227
17' Rail Pallet | 17' Rail Pallet (17' Rail Pallet) | 2.5
18 Module Crate | 18 Module Crate (Wood Cate for 13-18 60-cell Modules) | 3
18 Module Crate - PhonoSolar 400 | 18 Module Crate for PhonoSolar 400W Modules | 7
18-32.0018 | Staubli MC4 Branch Connector 2F/1M (PV-AZB4 | 52
18-32.0019 | Staubli MC4 Branch Connector 2M/1F (PV-AZS4) | 11
19A12079 | 1" Dia. Red Shrink Tubing | 600
19A12080 | 1" Dia. Black Shrink Tubing | 375
19A12091 | 1/2" Dia. Red Shrink Tubing | 75
19A12092 | 1/2" Dia. Black Shrink Tubing | 175
19A2091 | 1/2" Dia. Red Shrink Tubing | 100
200-0002-3JTEST | Outback 200-0002-3JTEST (Outback FET Board Replacement for VFXR3648) | 2
200-3648-10 | Outback 200-3648-10 (=Outback replacement Control Board for GVFX3648) | 3
200PLR | Outback EnergyCell 200PLR VRLA-AGM Pure Lead 200Ah, 12V Front Terminal, kWh Storage Per Battery: 2.44 kWh Nameplate / 1.22 kWh Effective | 0
2061002002 | APSystems AC 25A Female Cap. | 16
210-0015-1TEST | Outback 210-0015-1TEST (AC Board Spare Part for VFXR3648) | 2
2866763 | 2866763 ( Phoenix Contact Power Supply, AC-DC 24V 10A 240W 85-264V Input PFC DIN ... | 2
29-4000-077 | IronRidge Wire Clip (Polybag 20pcs) | 192
29-7000-214 | IronRidge End Clamp Kit for 45mm panels clear (4pcs) | 3
3-125-1500-2-20 | SMA Sunny Highpower Peak3 (SHP 125-US-21) 125KV 480VAC 1500V String Inverter | 2
3-150-1500-2-21 | SMA Sunny Highpower Peak3 (SHP 150-US-21) 150KV 600VAC 1500V String Inverter | 0
3000340 | Sonnen CT wire extension kit for sonnenCore applications where the main service connection exceed the length of the factory supplied wires from the power unit. | 3
302021C | Unirac SM ENDCLAMP B CLR AL | 88
302027C | Unirac SM BND MIDCLAMP BC SS | 134
302030M | Unirac SM MIDCLAMP PRO MILL | 190
302035M | Unirac SM ENDCLAMP PRO W/CAP | 236
302045D | Unirac UNIVERSAL AF MID CLAMP DRK | 500
302050D | UNIRAC UNIVERSAL AF END CLAMP DRK | 300
303019M | Unirac BND SPLICE BAR PRO SERIES MILL | 180
304001C | Unirac L-FOOT SERRATED W/ T-BOLT, CLR | 400
31-6257-00 | XSE - Xantrex LINECORD MODULAR 26AWG 25' CROSS-WIRED SILVER UL | 1
3102NPV-1000B | 10 AWG 7 Str BC UL4703 SINGLE PASS 1KV/2KV PV - 1000FT Roll Black | 7
3102NPV-1000R | 10 AWG 7 Str BC UL4703 SINGLE PASS 1KV/2KV PV -1000FT Roll - Red | 38
310710 | Unirac RM10 BAY *DISCONTINUED* | 0
310750 | Unirac RM10 MODULE CLIP BULK PK *DISCONTINUED* | 0
310751 | Unirac RM10 HEX BOLT BULK PK *DISCONTINUED* | 1
310760 | Unirac RM10 ROOF PAD *DISCONTINUED* | 4
310800 | Unirac RM5 BAY | 125
310810 | Unirac RM5 WIND DEFLECTOR, 84" | 0
310820 | Unirac RM5/DT ENDCLAMP 32-40MM | 24
310850 | Unirac RM5/DT WIRE MGMT CLIP | 105
310851 | Unirac RM5 WD WIRE MGMT CLIP | 4
310860 | Unirac RM5/DT 1/4-20 CLIP U-NUT SS | 1845
310861 | Unirac RM5 WIND DEFLECTOR HDW KIT | 116
310999 | Unirac Flashloc RM | 50
310NPV-500B | 10 AWG 7 Str BC UL4703 SINGLE PASS 600V PV- 500FT Roll Black | 12
310NPV-500R | 10 AWG 7 Str BC UL4703 SINGLE PASS 600V PV- 500FT Roll Red | 25
315168D | Unirac SM LIGHT RAIL 168" DRK | 34
32.0016P0001-UR | Multi-Contact MC4 Female Connector | 2892
32.0017P0001-UR | Multi-Contact MC4 Male Connector | 3387
32.0080-UR | Staubli PV-KBT4/8II-UR Female 8AWG MC4 Barrel Crimp Connector | 481
32.0081-UR | Staubli PV-KST4/8II-UR Male 8AWG MC4 Barrel Crimp Connector | 482
32.0196 | Stäubli MC4-EVO2 Branch Connector Female (PV-AZB4-EVO 2-UR) | 250
32.0197 | Stäubli MC4-EVO2 Branch Connector Male (PV-AZSR-EVO 2-UR) | 250
32.6020-19100 | Staubli Crimping Tool for 14/12/10 AWG | 4
32.6020-22100 | Staubli Crimping Tool for 12/10/8 AWG | 9
346-00000-00 | Tigo CCA Standalone Unit | 80
346-00000-20 | Commercial Dual Core (300A) RSS Din Rail Transmitter Kit, 480/277VAC PS (no enclosure) | 0
348-00000-52 | Tigo CCA Kit, TAP, Din Rail PS, Outdoor Enclosure | 233
370010 | Unirac RM10 EVO FIELD BAY | -12
370023 | Unirac EVO MOD CLAMP BULK | 4
38A17007 | 2 Ga. 3/8" Stud Corrosion Resistant Copper Lugs | 70
38A17011 | 4 Ga. 3/8" Stud Corrosion-Resistant Copper Lug | 1176
38A17027 | 2/0 3/8" Stud Corrosion- Resistant Copper Lugs | 374
38A17033 | 4/0. 3/8 Inch Stud Corrosion-Resistant Copper Lug | 353
4,071,334,800,Z | PC Board RECERBO USA tested | 0
4,071,536,800,Z | Print Fuse Board | 0
4,210,052,841 | Fronius Symo 15.0-3 208VAC (Not Advanced) | 7
4,210,060,800 | Fronius Primo 8.2-1 208-240VAC | 0
4,210,060,801 | Fronius Primo 8.2-1 208-240VAC LITE (WIFI Communication not included) | 0
4,210,061,801 | Fronius Primo 7.6-1 208-240VAC LITE (WIFI Communication not included) | 0
4,210,062,800 | Fronius Primo 6.0-1 208-240VAC | 0
4,210,062,801 | Fronius Primo 6.0-1 208-240VAC LITE (WIFI Communication not included) | 3
4,210,063,800 | Fronius Primo 5.0-1 208-240VAC | 0
4,210,063,801 | Fronius Primo 5.0-1 208-240VAC LITE (WIFI Communication not included) | 0
4,210,064,800 | Fronius Primo 3.8-1 208-240VAC | 0
4,210,064,801 | Fronius Primo 3.8-1 208-240VAC LITE (WIFI Communication not included) | 0
4,210,075,800 | Fronius Primo 10.0-1 208-240VAC | 0
4,210,075,801 | Fronius Primo 10.0-1 208-240VAC LITE (WIFI Communication not included) | 0
4,210,076,801 | Fronius Primo 11.4-1 208-240VAC LITE (WIFI Communication not included) | 8
4,210,077,800 | Fronius Primo 12.5-1 208-240VAC | 1
4,210,077,801 | Fronius Primo 12.5-1 208-240VAC LITE (WIFI Communication not included) | 0
4,210,078,801 | Fronius Primo 15.0-1 208-240VAC LITE (WIFI Communication not included) | 16
4,210,090,801 | Fronius Symo Advanced 10.0-3 208-240Vac | 0
4,210,091,801 | Fronius Symo Advanced 12.0-3 208-240VAC | 0
4,210,092,801 | Fronius Symo Advanced 15.0-3 480VAC | 0
4,210,093,801 | Fronius Symo Advanced 20.0-3 480VAC | 1
4,210,094,801 | Fronius Symo Advanced 22.7-3 480VAC | 0
4,210,095,801 | Fronius Symo Advanced 24.0-3 480VAC | 0
4,240,034,Z | Fronius Datamanager 2.0 WLAN IG(PI) US) | 25
4,240,038,Z | Fronius Datamanager 2.0 WLAN GalSymPrim | 102
4,240,153 | Fronius Rapid Shutdown Box-Duo | 0
4,240,154 | Fronius Rapid Shutdown Box-Quattro | 11
400-00900-00 | Tigo RSS Signal Detector | 5
404001 | Unirac GFT C-PILE, 12.5' | 31
404002 | Unirac GFT C-PILE, 15' | 39
404013 | Unirac KIT, GFT ASSEMBLY HARDWARE 4-RAIL | 20
404014 | Unirac GFT RAIL SPLICE KIT | 27
404015 | Unirac GFT WIRE MANAGEMENT CLIP | 752
404020 | Unirac GFT RAIL SUPPLEMENTAL HDWR 4-RAIL | 20
404031 | Unirac GFT DIAGONAL BRACE ASSEMBLY 20D SR | 103
404032 | Unirac GFT DIAGONAL BRACE ASSEMBLY 30D SR | 10
404036 | Unirac GFT TOP CHORD CHANNEL 20/30 LS | 10
406000 | APSmart Dual Core Transmitter-PLC (no power supply) | 21
406001 | APSmart Single Core Transmitter-PLC (no power supply) | 37
408005 | APSmart Dual Core Transmitter-PLC Outdoor Kit IP65 - with 277/480 VAC Power Supply | 12
408006 | APSmart Single Core Transmitter-PLC Outdoor Kit IP65 - with 120/240 VAC Power Supply | 42
411000 | APSmart EYE+ Detector with Sensor / Transmitter | 13
411166M | Unirac GFT RAIL 166" MILL *DISCONTINUED* | 22
42,0001,3733 | Bolt Ms 10x38mm | 0
42,0201,4276 | Fronius DIN Rail | 0
42,0201,4479 | Fronius Busbar DC+ z0122738 Symo 10-24KW & Primo 10-15KW | 7
42,0201,4480 | Fronius Busbar DC- z0122738 Symo 10-24KW & Primo 10-15KW | 9
42,0401,1030 | Screw-4x9 Tx20 | 0
42,0401,1185 | Screw-4x12 Tx20 | 0
42,0404,0391 | Spring Clip | 0
42,0404,0452 | Knob retaining clip | 0
42,0405,0619 | Fuse Holder | 0
42,0405,2122 | Wall Bracket | 0
42,0405,2127,U | Datcom Cover (Symo/Primo 10K) | 0
42,0406,0368 | DC Knob | 0
43,0001,3530 | Fronius Smart Meter US-480V (discontinued) | 1
43,0001,3591 | Fronius Smart Meter WR 100-600v-3 | 14
43,0002,0508 | Terminal Block w/fuse Option | 0
430-0115-0100 | Outback 3 Pin Phoenix Connector for Skybox | 0
458-00252-32 | Tigo TS4-A-F, 1000VUL/TUV, 1.2M Cable, MC4 Comparable, 500W | 7
459-00252-32 | Tigo TS4-A-F, 1000VUL/TUV, 1.2M Cable, MC4 Comparable, 700W | 2417
461-00252-32 | Tigo TS4-A-O, 1500V UL/TUV, 1.2M Cable, MC4; 700W Max Power | 2220
466-00252-32 | Tigo TS4-A-S, 1500VUL/1000VIEC, 1.2M Cable, MC4. | 1167
478-00257-00 | Tigo TS4-R-F, 1000V UL/TUV, 1M Cable, MC4 Compatible | 10
484-00252-22 | Tigo TS4-A-2F, 1500VUL, 2.2M Cable, MC4, Dual Module | 247
484-00252-24 | Tigo TS4-A-2F, 1500VUL, 2.4M Cable, MC4, Dual Module | 9
485USPB-NR | SMA RS485 card for legacy Sunny Boy inverters | 11
490-00000-20 | Tigo RSS Transmitter Din Rail - Dual RSS Core | 27
490-00000-51 | Tigo Single Core(150A) Pure Signal RSS Din Rail Transmitter (No PS or Enclosure) | 375
490-00000-52 | Tigo Dual Core(300A) Pure Signal RSS Din Rail Transmitter (No PS or Enclosure) | 180
492-00000-10 | Tigo RSS Transmitter Din Rail Kit, Single RSS Core, Outdoor | 3
492-00000-51 | Tigo Single Core, Pure Signal RSS Transmitter, Din Rail, 120/240VAC PS, Outdoor Enclosure kit | 264
492-00000-52 | Tigo Dual Core Pure Signal RSS Transmitter, Din Rail, 120/240VAC PS, Outdoor Enclosure Kit | 57
493-00000-20 | Tigo Commercial Dual Core (300A) RSS Din Rail Transmitter Kit, 480/277VAC PS (no enclosure) | 5
51-6004-500L | IronRidge Flush Mount Standoff 4" Standoff, Mill | 25
55000080 | Staubli PV-AZM / 12-8 AWG Wire Stripper | 14
596-00238 | HellermannTyton Solar Label, Printable, Photovoltaic DC Disconnect, 3.75" x 1.0", PET, Red, 50/roll | 1
596-00240 | HellermannTyton Solar Label, Printable, DC BACKUP SYSTEM, 4.0" x 2.0", PET, Red, 50/roll | 1
596-00664 | HellermannTyton Solar Label, Warning Turn off PV Prior to..., 4.12" x 2.0", VL, Orange, 10/pkg | 2
596-00665 | HellermannTyton Solar Label, WARNING DUAL POWER SOURCE…SYSTEM, 4.125 x .75, VL, Orange/White, 10/pkg | 1
596-00666 | HellermannTyton CAUTION PHOTOVOLTAIC SYSTEM BACKFED, 4.12" x .75", VL, Yellow, 10/pkg | 1
596-00997 | HellermannTyton Solar Label, Printable, ENERGY STORAGE SYSTEM RATING LABEL, 3.75" X 2.12", PET, Red, 50/roll | 1
596-03945 | NEC 2020 PV Labelling Kit (45 pcs) | 1
6 Module Crate | 6 Module Crate (Wood Crate for 1-6 60-cell Solar Modules) | 0
6 Module Crate - PhonoSolar 400 | 6 Module Crate for PhonoSolar 400W Modules | 4
6 Module Crate- 370 | Wood Crate for 1-6 60-Cell (~370W size) Modules | 1
7' Rail Pallet | 7' Rail Pallet | 3
70-0200-CBR | IronRidge SSGA 2” (7.5’) Brace Assembly, 4-Panel (Box 1 of 2) SGA 2" (7.5') Brace Assembly, 4-Panel (Box 2 of 2) (DISCONTINUED) | 13
70-0200-SGA | IronRidge SGA Top Cap at 2” | 289
70-0205-CBR | IronRidge SGA 2” (9’) Brace Assembly, 5-Panel | 19
70-0300-CBR | IronRidge SGA 3” (7.5’) Brace Assembly, 4-Panel (Box 1 of 2) SGA 3" (7.5') Brace Assembly, 4-Panel (Box 2 of 2) (DISCONTINUED) | 32
70-0300-SGA | IronRidge SGA Top Cap at 3” | 743
70-0305-CBR | IronRidge SGA 3” (9’) Brace Assembly, 5-Panel (Box 1 of 2) SGA 3" (9') Brace Assembly, 5-Panel (Box 2 of 2) (DISCONTINUED) | 16
7000 | Generac Smart Management Module (SMM) - 50 Amps | 5
7006 | Generac Smart Management Module (SMM) - 100 Amps | 4
7210 | 24/21kW Air-Cooled Standby Generator, Alum Enclosure, 200 SEATS w/ HEMS (not CUL) | 1
8009 | Generac PWRmanager Energy Management Module | 1
806-1206 | Xantrex PROwatt SW 600W Inverter 12VDC - 120VAC. Dual GFCI outlets (Pure Sinewave) | 3
806-1840 | XSE - Xantrex Freedom HF 1800 Inv/Chgr - Modified Sine 1800W, 40A, 120VAC/12VDC, Remate Included | 3
808-0817-01 | FREEDOM X & XC - REMOTE DISPLAY SCREEN WITH CABLE 25' | 1
808-9001 | PROwatt SW Remote Switch | 1
82-0123-01 | echo~charge 15A 12/24VDC Auxiliary Battery Charger | 2
84-2030-00 | LinkLITE Battery Monitor (Primary & Aux Bank) | 1
854-2019-01 | LinkPRO Battery Monitor Datalink Kit | 1
856-0012-1 | Outback Power Fan Filter for VFX Outback Inverters | 0
865-DCBRK-100 | Schneider DC BREAKER 100A 125VDC | 16
865-DCBRK-125 | Schneider DC BREAKER 125A 125VDC | 9
865-DCBRK-250 | Schneider DC BREAKER 250A 160VDC | 5
865-DCBRK-60 | Schneider DC BREAKER 60A 160VDC | 14
865-DCBRK-80 | Schneider DC BREAKER 80A 125VDC | 14
ACCY-CT200V1-US | Split current transformer kit for auxiliary connection with the built-in aGate meter. Accuracy: ± 3%. Package contains two (2) 200A/40mA CTs, one (1) splitter terminal block, 15m wire. | 10
ACCY-GENV1-US | FranklinWh Generator-backup Smart Controller, 200A, 120/240Vac, with CTs. Works with FranklinWH APP. | 12
ACCY-SCV1-US | FranklinWh Smart Controllable Circuits module,3 Smart Circuits, 80A@240Vac, 50A*2@120Vac, works with FranklinWH APP. | 9
AcuCT-075-200-333 | Accuenergy 200A:333mV Split Core CT, 0.75? Window Diameter. Compact & light-weight line of conventional 333mV output split core current transformers for general panel/device monitoring. | 49
AcuCT-125-400 333mV | 400A:333mV Split Core CT, 1.25" Window Diameter | 3
AcuCT-125-600 333mV | 600 Amp Accu-CT Split-Core Current Transformer 333mV Sensor | 12
AC_SPD_KIT1-10 | SMA AC surge protection for STP50 (CORE 1) | 7
AC_SPD_KIT2_T1T2 | SMA AC surge protetion for CORE1-US Type 1/2 (STPXX-US-40/1) | 8
Agate | FranklinWH energy management device | 7
AmpliPHI-3.8-48 | Simpliphi AmpliPHI 3.8kWh LFP Battery, 48V with Integrated BMS w/ Communications- Sol-ArkIncludes 4' CAT5 Cable & Terminator | 8
APKE00006 | Generac 600A CT | 6
APKE00008 | Generac PWRcell Spacer Kit | 8
APKE00009 | Generac PWRcell Upgrade Kit | 2
APKE00010 | Generac PV Link - 2500W MPPT Substring Optimizer | 27
APKE00011 | Generac APKE00011 (Generac SnapRS (RS801) - Inline Disconnect Switch) - Outdated, newer version RS802 below | 16
APKE00028 | Generac PWRcell Outdoor Rated Battery Cabinet | 3
Apower | FranklinWH AC battery with Built-In Advanced Inverter | 2
ARG080202000R | Victron Argodiode 80-2SC 2 batteries 80A | 0
ARG100201020R | Victron Argofet 100-2 Two batteries 100A | 0
ARG120201020R | Victron Argodiode 120-2AC 2 batteries 120A | 0
ARG200201020R | Victron Argofet 200-2 Two batteries 200A | 0
ARG200301020R | Victron Argofet 200-3 Three batteries 200A | 1
ASS000001000 | Victron Temperature sensor VENUS/PMP/Quattro | 0
ASS000100000 | Victron Temperature sensor for BMV-702/712 | 4
ASS030064920 | Victron RJ45 UTP Cable 0,9 m | 0
ASS030064980 | Victron RJ45 UTP Cable 3 m | 30
ASS030065000 | Victron RJ45 UTP Cable 5 m | 20
ASS030140000 | Victron Interface MK3-USB (VE.Bus to USB) | 10
ASS030520500 | Victron VE.Direct to RS232 interface | 12
ASS030530203 | Victron VE.Direct Cable 0,3m | 21
ASS030530209 | Victron VE.Direct Cable 0,9m | 0
ASS030530218 | Victron VE.Direct Cable 1,8m | 1
ASS030530230 | Victron VE.Direct Cable 3m | 16
ASS030530250 | Victron VE.Direct Cable 5m | 10
ASS030530310 | Victron VE.Direct Cable 10m | 1
ASS030536011 | Victron VE.Direct Bluetooth Smart dongle For iPhone and Android. For monitoring as well as product set-up) | 0
ASS030537010 | Victron VE.Bus Smart dongle | 1
ASS030543020 | Victron GlobalLink 520 (incl. 5 year activated simcard) | 1
ASS030700000 | Victron VE.Can RJ45 terminator (bag of 2) | 0
ATH-01-M1 | IronRidge All Tile Hook (Incl. 2 Lags) | 61
AXS Port | Outback OutBack Modbus/TCP Interface Device for remote system communication and control using Modbus over Ethernet | 0
B-3.8 | Simpliphi Brackets PHI 3.8 kWh Wall Mount | 16
B-Plus-H 2.5 | BYD Battery 2.56kWh lithium iron phosphate (LiFePO4) battery module. Two to four of these modules can be used in conjuction with BYD BCU. | 2
BAM010702200 | Victron BAM010702200 (VE - Victron Energy Battery Monitor BMV-702 BLACK) | 14
BAM010702200R | Victron Battery Monitor BMV-702 BLACK 9-90 VDC | 0
BAM030712000 | Victron Battery Monitor BMV-712 Smart 9-90 VDC | 3
BAM030712200R | Victron Battery Monitor BMV-712 BLACK Smart | 0
BAT412101104 | Victron 12V/110Ah Gel Deep Cycle Batt. | 0
BAT412117081 | Victron 12V/170Ah AGM Super Cycle Batt. (M8) | 0
BAT412121104 | Victron 12V/130Ah Gel Deep Cycle Batt. | 2
BAT412151084 | Victron 12V/165Ah AGM Deep Cycle Batt. | 0
BAT412151104 | Victron 12V/165Ah Gel Deep Cycle Batt. | 0
BAT412201084 | Victron 12V/220Ah AGM Deep Cycle Batt. | 0
BAT412800084 | Victron 12V/90Ah AGM Deep Cycle Batt. | 0
BAT524120610 | Victron LiFePO4 Battery 25,6V/200Ah - Smart-a | 0
BB-2-12 | Simpliphi BOSS.12 Two Batttery Bus Bar Kit- Includes Bus Bar to Terminal Block wiring, 2/0, 45", 1 Red, 1 Black- order one per shelf | 2
BB-2-6 | Simpliphi BOSS.6 Two Batttery Bus Bar Kit: Includes Bus Bar to Terminal Block wiring, 1/0, 25", 1 Red, 1 Black- order one per shelf | 2
BB-3-12 | Simpliphi BOSS.12, Three Battery Bus Bar Kit: Includes Bus Bar to Terminal Block Wiring, 2/0, 45", 1 Red, 1 Black- order one per shelf | 0
BB-3-6 | Simpliphi BOSS.6 Three Batttery Bus Bar Kit: Includes Bus Bar to Terminal Block wiring, 1/0, 25", 1 Red, 1 Black- order one per shelf | 2
BBA000100100 | Victron Battery balancer | 18
BCD000802000 | Victron BCD 802 2 batteries 80A | 0
BG10P34-11 | IMO Rapid Shutdown Initiator. IMO Outdoor rated UL Listed - 300-00253 | 15
BHW-MI-01-A1 | IronRidge Microinverter Bonding Hardware, T-Bolt | 2485
BHW-SQ-02-A1 | IronRidge Square-Bolt Bonding Hardware | 4129
BHW-TB-02-A1 | IronRidge T-Bolt Bonding Hardware | 7182
BI-EUSGN-02 | SolarEdge Backup Interface for Service Side Connection | 0
BI-NUSGN-02 | SolarEdge Backup Interface for Load Side Connection | 2
BLUBUSBAR81000 | BLUBUSBAR81000 (1000A Busbar with eight (8) 3/8" studs) | 3
BOSS-12 | Simpliphi BOSS.12: Up to 12 Batteries Enclosure with Shelves- Includes 8' 4/0 Battery Inverter Cables- Need to order busbars for individual battery wiring (see install manual and list below) | 0
BOSS-6 | Simpliphi BOSS.6: Up to 6 Batteries Enclosure with Shelves- Includes 8' 4/0 Battery Inverter Cables- Need to order busbars for individual battery wiring (see install manual and list below) | 1
BOSS-6-COMB-2000 | Simpliphi BOSS.6 2000A Battery Combiner | 0
BPC122513006 | BPC122513006 (Blue Smart\ IP67 Charger 12/25 (1) | 7
BPC123047102 | Victron Blue Smart IP22 Charger 12/30 (1) 120V | 10
BPC123048102 | Victron Blue Smart IP22 Charger 12/30 (3) 120V | 0
BPC900200014 | Victron 2 meter extension cable | 0
BPP010300100R | Victron Color Control GX System controller with graphical user interface | 1
BPP900450100 | Victron Cerbo GX | 23
BPP900450120 | Victron Cerbo-S GX | 0
BPP900455050 | Victron GX Touch 50 | 16
BPP900455070 | Victron GX Touch 70 | 3
BPP900465050 | Victron GX Touch 50 Wall Mount | 0
BPP900465070 | Victron GX Touch 70 Wall Mount | 1
BPR110022000 | Victron Smart BatteryProtect 12/24V-100A | 10
BR220 | Eaton BR 20 Amp 2 Pole Circuit Breaker for Enphase Combiner Box | 22
BR240 | Eaton BR 40 Amp 2 Pole Circuit Breaker for Enphase Combiner Box | 0
Bus Bar | Pytes 300A, 2pcs/pair, 6+2 terminals | 1
BX-10D-P1 | IronRidge BX Chassis 10 deg | 3
BX-BCL-M1 | IronRidge BX Bottom clamp w/ hardware | 21
BX-MB8-M1 | IronRidge 8" module bonding jumper | 6
BX-RB38-M1 | IronRidge 38" row bonding jumper | 4
BX-TCL-32MM-M1 | IronRidge BX Top Clamp, 32mm, Mill | 400
BX-TCL-35MM-M1 | IronRidge BX Top Clamp, 35mm, Mill | 23
BX-TCL-40MM-M1 | IronRidge BX Top Clamp, 40mm, Mill | 0
BYD HVL-4.0 Module | BYD Battery-Box Premium HVL 4.0 kWh Battery Module | 12
BYD-HVL-BCU | BYD Battery-Box Premium HVL BCU | 5
C12 | C12 PWM Charge Controller | 2
CA2,0201,5443 | Fronius Symo Shade Cover 7035FS (Symo 10-24K) | 11
CABLEGLAND-5 | Outback Cable Gland, 1" EKO, 5 Hole | 2
CAMO-01-M1 | IronRidge Hidden End Cam (universal clamp) | 2289
CCH012020000 | Victron Centaur Charger 12/20 (3) | 1
CCH024016000 | Victron Centaur Charger 24/16 (3) | 0
CCH024060000 | Victron Centaur Charger 24/60 (3) | 2
CELL-B-R05-US-S-S2 | SolarEdge Cellular Plug-in with 5yr Data Plan For Residential SetApp Inverter. | 11
CELLMODKIT-US-10 | SMA Cellular LTE Modem w/ 5yr Data Plan | 5
CIN121620000 | Victron Phoenix Inverter C 12/1600 230VAC | 1
CIP106100000- | Victron Fuse holder for ANL-fuse | 48
CIP132200010 | Victron MIDI-fuse 200A/32V (package of 5 pcs) | 1
CIP133050010 | Victron MIDI-fuse 50A/58V for 48V products (1 pc) | 0
CIP136080010 | Victron MEGA-fuse 80A/32V (package of 5 pcs) | 4
CIP136100010 | Victron MEGA-fuse 100A/32V (package of 5 pcs) | 1
CIP136125010 | Victron MEGA-fuse 125A/32V (package of 5 pcs) | 3
CIP136150010 | Victron MEGA-fuse 150A/32V (package of 5 pcs) | 5
CIP136250010 | Victron MEGA-fuse 250A/32V (package of 5 pcs) | 5
CIP136300010 | Victron MEGA-fuse 300A/32V (package of 5 pcs) | 11
CIP137125010 | Victron MEGA-fuse 125A/58V for 48V products (1 pc) | 4
CIP142300000 | Victron ANL-fuse 300A/80V for 48V products (1 pc) | 1
CIP142400000 | Victron ANL-fuse 400A/80V for 48V products (1 pc) | 60
CLASSIC 150 | Midnite Charge Controller 96A, 150V works with 12-72 VDC batteries | 6
CLASSIC 150-SL | Midnite Solar only C.C. 96A, 150V works with 12-72VDC batts. No AFCI. | 6
CLASSIC 200 | Midnite Charge Controller 79A, 200V works with 12-72 VDC batteries | 5
CLASSIC 200-SL | Midnite Solar only C.C. 79A, 200V works with 12-72VDC batts. No AFCI. | 1
CLASSIC 250 | Midnite Charge Controller 63A, 250V works with 12-72 VDC batteries | 4
CLASSIC 250-SL | Midnite Solar only C.C. 63A, 250V works with 12-72VDC batts. No AFCI. | 1
COMGW-US-10 | SMA Communication Gateway (converts 485 comm. To Speedwire) | 9
Communication cable | Pytes communicaiton cable betwen bettery and charger/inverter | 6
Communication HUB | Pytes -for communication between batteries and battery to inverter, one pc can support 56 pcs total 280KWH batteries connection in parallel, HUB is a must for more than 8pc batteries in single system | 0
CPS Inv Tariff | CPS Inverter Tariff (8.8%) | 1
Crate Rail Addition | Addition for rails to be added to Module Crates | 0
CTR-CAP-01-B1 | Ironridge Contour End Caps (L-R Pair) | 100
CTR-CL-01-B1 | Ironridge Contour Clamp (incl. Torx bit) | 174
CTR-IN-01-B1 | Ironridge Contour Corner Cap, Inner | 46
CTR-OUT-01-B1 | Ironridge Contour Corner Cap, Outer | 60
CTR-SPLC-01-M1 | Ironridge Contour Splice | 100
CTR-TR84-01-B1 | Ironridge Contour Trim, 84"LG | 200
CXSW200A3 | Generac 200 Amp PWRcell Service Rated 120/240 1Ø NEMA 3R | 0
CYR020400000 | Victron Cyrix-i 24/48V-400A intelligent combiner | 1
D322NRB | SquareD 60A 240V Fusible Disconnect 3P NEMA3R | 0
D323NRB | SquareD 100A 240V Fusible Disconnect 3P NEMA3R | 5
DC Extension Cable | APSystems DC Extension Cable for QS1/YC600 2m MC4 compatible | 8
DC-1000-KIT | Samlex Inverter Installation Kit Contains: (1) 100A Fuse Assembly (includes fuse) (1) 10 Ft AWG# 4 Positive Cable, (1) 10 Ft AWG# 4 Negative Cable | 3
DC-2000-KIT | Samlex Inverter Installation Kit Contains: (1) 200A Fuse Assembly (includes fuse) (1) 10 Ft AWG# 2 Positive Cable, (1) 10 Ft AWG# 2 Negative Cable | 2
DC-2500-KIT | Samlex Inverter Installation Kit Contains (1) 300A Fuse Assembly (includes fuse), (1) 10 Ft AWG# 2\0 Positive Cable, (1) 10 Ft AWG# 2\0 Negative Cable. Compatable With: PST-1500-12, PST-2000-12, NTX-1500-12, NTX-2000-12, EVO-4024 | 3
DC400-6 | Full River Deep Cycle AGM Battery. 6V 415Ah (20hr) | 0
DCA | OUTBACK POWER - DC conduit adapter for all FXR Series Inverter/Chargers to DC enclosure | 2
DCD-3PH-1TBK | SolarEdge DCD-3PH-1TBK (SolarEdge, Single Input Kit for SE14.4KUS & SE33.3KUS Safety Switch... | 1
DC_SPD_KIT4-10 | SMA DC surge protection for STP50 (CORE 1) | 7
DC_SPD_KIT5_T1T2 | SMA DC surge protection for CORE1-US Type 1/2 (STPXX-US-40/1) | 9
Din Rail | Din Rail, 35mm x 30cm | 0
DIN-10-AC-277 | Outback 10 Amp 277Vac 50/60Hz single pole 0.5” (13 mm) wide | 5
DIN-10-DC | Outback 10 Amp 150Vdc Single Pole DIN Mount, 0.5” (13 mm) wide | 8
DIN-15-AC | Outback 15 Amp 120Vac 50/60Hz single pole 0.50” (13 mm) wide. Branch Circuit Rated 10k AIC | 15
DIN-15-AC-277 | Outback 15 Amp 277Vac 50/60HZ Single Pole 0.5" (13 mm) wide | 11
DIN-15-DC | Outback 15 Amp 150Vdc Single Pole DIN Mount, 0.5” (13 mm) wide | 5
DIN-15D-AC | Outback 15 Amp 120/240Vac 50/60Hz dual pole 1.0” (26 mm) wide. Branch Circuit Rated 10k AIC | 3
DIN-20-AC | Outback 20 Amp 120Vac 50/60Hz single pole 0.50” (13 mm) wide. Branch Circuit Rated 10k AIC | 10
DIN-20-DC | Outback 20 Amp 125Vdc Single Pole DIN Mount, 0.5” (13 mm) wide | 9
DIN-20D-AC | Outback 20 Amp 120/240Vac 50/60Hz dual pole 1.0” (26 mm) wide. Branch Circuit Rated 10k AIC | 4
DIN-30-AC-277 | Outback 30 Amp 277Vac 50/60Hz Single Pole 0.5" (13 mm) wide | 1
DIN-30-DC | Outback 30 Amp 125Vdc Single Pole DIN Mount, 0.5” (13 mm) wide | 11
DIN-30D-AC-480 | Outback 30 Amp 277/480Vac 50/60Hz Dual Pole 1.0" (26 mm) wide | 2
DIN-50-DC | Outback 50 Amp 125Vdc Single Pole DIN Mount, 0.5” (13 mm) wide | 3
DIN-50D-AC-480 | Outback 50 Amp 277/480Vac 50/60Hz Dual Pole 1.0" (26 mm) wide | 2
DIN-60-AC-277 | Outback 60 Amp 277Vac 50/60Hz Single Pole 0.5" (13mm) wide | 8
DIN-60-DC | Outback 60 Amp 125Vdc Single Pole DIN Mount, 0.5” (13 mm) wide | 4
DIN-60D-AC-480 | Outback 60 Amp 277/480Vac 50/60Hz Dual Pole 1.0" (26mm) wide | 2
DIN-9-DC | Outback 9 Amp 150Vdc Single Pole DIN Mount, 0.5” (13 mm) wide | 10
DM69-40125-RY48 | IMO 4 Pole 125A AC Disconnect Din Rail (Only RY) | 0
DMC000200010R | Victron Digital Multi Control 200/200A GX (90º RJ45) Above panels can be used with all Multi(Plus) and Quattro inverter/chargers | 5
DNA-120-MF26-365W | DNA-120-MF26-365W (Aptos 365W, 120 half-cut cell monocrystalline black backsheet ... | 0
DNA-120-MF26-370W | DNA-120-MF26-370W (Aptos 370W, 120 half-cut cell monocrystalline black backsheet ... | 3
DS3-L-NA-768VA | APSystems DS3-L single ph, 768W, 220VAC - need 5 per 20A branch, ideal for PV modules up to 460W+ | 1031
DS3-NA - 880VA | APSystems DS3 single ph, 880W, 220V AC, 60Hz | 71
DS3-S-NA-640VA | AP Systems DS3-S single ph, 640W, 220V AC, 60Hz - need 6 per 20A branch, ideal for PV modules up to 385W+ | 1320
DS3/QS1/QT2 AC Bus End Cap | APSystems Bus End Cap - Waterproofs the end of the AC bus - used for DS3, QS1 & QT2 | 474
DS3/QS1/QT2 AC Cable Unlocking | APSystems AC Cable Unlocking Tool - Unlocks the inverter and the AC bus - used for DS3, QS1 & QT2 | 73
DS3/QS1/QT2 Y-Conn Cap | APSystems DS3 Conn Cap - protects an unused connector on the AC Bus - used for DS3, QS1 &QT2 | 225
DU221RB | SquareD 30AMP 240VAC/DC safety disconnect switch - 2-pole not fused. | 6
DU222RB | SquareD - DU222RB- Square D 60AMP 240VAC/DC safety disconnect switch - 2-pole not fused. | 7
DU323RB | SquareD 100A 240V NON Fusable Safety disconnect switch 3P NEMA3R | 6
DuraRack | Fortress IP65 outdoor rated enclosur, holds 4 eflex unit per rack. Includes busbars and 4 sets of "+" and "-1" battery cables. | 17
E-08W | IMO 8 Module Box for IMO Disconnects | 0
E-12W | IMO 12 Module Box for IMO Disconnects | 0
E-36W | IMO 36 Module Box for IMO Disconnects | 0
E-box-48100R | Pytes LFP battery pack Voltage: 51.2V Capacity: 100Ah Energy:5.12kWh BMS and cable set is included? 10 years standard warranty, 6000 cirlces DOD 90% | 5
ECU-C Gateway | APSystems Commercial-grade ECU, Zigbee, WiFi, w/ consumption monitoring - non RGM | 8
ECU-R Gateway | APsystem ECU Residential Monitoring Gateway, Zigbee comm, WiFi, no CTs, no RGM, YC600 | 137
EDMM-US-10 | SMAData Manager M for use with TriPowers | 8
eFlex - wall mount kit | Fortress wall mount kit, consisting: 10069625 Wall Mount panel (2) 10069626 Wall Mount Hooks (2) 10019875 Hammer screw M6 (4) 10061513 Hammer nut M6 8mm (4) | 1
eFlex 5.4 | Fortress Lithium Ferro Phosphate (LFP), 51.2V(48V),105 AH, 5.374 KWH total capacity, max. 15 units in parallel; 10 yrs warranty. Built-in Wifi for on-line monitoring, close-loop communication with inverters. Product dimension (WXDXH): 18” x 23” x 7.3”, product weight: 108 lbs;Hazmat material, UN3480, Class 9, Package group II | 2
eFlex 5.4 G2 | Fortress Power LFP battery, 51.2V(48V),105 AH, 5.4kWh total capacity, max. 15 units in parallel; 10 year warranty, A14 Wall mount bracket included. | 12
EG4 Enclosed Battery Rack | EG4 Enclosed Battery Rack - 6 Slot, Wheels Included, and Bus Bar Covers | 0
EG4-LL | EG4-LL Lithium Battery (V2), 48V 100AH, Server Rack Battery, UL1973, UL9540A | 0
EJOT SOLAR ATB | S-5 EJOT SOLAR ATB (EJOT Adjustable Trap Bracket to fasten mounting systems for PV **DISCONTINUED** | 7
EN-B03-T01-US00-1-3 | Enphase IQ Battery 3T Base Kit with one 1.28 kVA, 3.36 kWh,single phase battery unit with 4 integrated IQ8X-BAT Microinverters and backup feature | 9
EN-B03T-C-0430-O | Enphase IQ Battery 3T cover kit with cover, mounting bracket, and screws Enphase IQ Battery (T Version) sold separately: See EN-B03-T01-US00-1-3 (one unit required). ***Installer Certification via Enphase University required for battery commissioning.*** | 1
EN-B10T-AWM-1280-O | Enphase IQ Battery 10T Additional Wall Mounting Bracket | 1
EN-B10T-C-1290-O | Enphase IQ Battery 10T cover kit with cover, mounting bracket, screws, and interconnect cable for wiring between batteries Enphase IQ Battery (T Version) sold separately: See EN-B03-T01-US00-1-3 (3 Units Required). | 3
EN-B10T-MWM-1280-O | Enphase IQ8 Battery 10T Middle Wall Mount Bracket | 1
EN-CELLMODEM-M1 | Enphase Mobile Connect. LTE CAT M1 cellular modem with 5-year data plan for the US, Puerto Rico, US Virgin Islands, Canada and Mexico. For systems of up to 60 microinverters. | 0
EN-CELLMODEM-M1-06-SP-05 | Enphase Mobile Connect. LTE CAT M1 cellular modem with 5-year data plan from Sprint/T-Mobile. Sim for US, Puerto Rico, US Virgin Islands and Canada. For systems up to 60 microinverters. | 5
EN-COMMS-KIT-01 | Enphase SB adapter kit for IQ Envoy / IQ Combiner boxes. Required for wireless communication with Encharge and Enpower. | 7
EN-CT-200-SPLIT | Enphase split-core current transformer for consumption metering. Compatible with IQ and S series metered envoys. Two CTs are required for most residential 240v applications. Three (or six) for commercial. | 2
EN-ENV-IQ-AM1-240-M | Enphase IQ Envoy, single phase, metered. Revenue grade accuracy (ANSI C12.20 +/- 0.5%) with calibrated solid-core CT | 16
EN-EP-NA-LK02-040 | Enphase Load Control Kit for use with Enpower's auxiliary contacts to shed heavy loads or M-series, IQ series microinverters. | 9
EN-EP200G-NA-02-RSD | Enphase IQ System Controller (Enpower) R2 connects the home to the grid, PV, and IQ batteries. | 0
EN-EP200G-SC2-RSD-KIT | Enphase IQ System Controller (Enpower) R2 connects the home to the grid, PV, and IQ batteries. | 9
EN-EP200G101-M240US01 | Enphase IQ System Controller (Enpower) R2 connects the home to the grid, PV, and IQ batteries. It supports IQ microinverters (also supports backwards compatibility with M215 or M250 microinverters). Enphase Rapid Shutdown Switch (EN-EP200G-NA-02-RSD) is required when an IQ8 microinverter is installed with an IQ System Controller 2; sold separately. | 1
EN-Q-12-10-240 | Enphase Q Cable for 60/72 cell 1.0m portrait module pitch. Connector pitch is 1.3m. BULK 240 Male connectors plus 2 bonus link connectors | 332
EN-Q-12-17-240 | Enphase Q Cable for 60 cell 1.7m landscape module pitch. Connector pitch is 2.0m. BULK 240 Male connectors plus 2 bonus link connectors | 1109
EN-Q-12-20-200 | Enphase Q Cable for 72 cell landscape module bulk roll. Connector spacing is 2.3m. | 112
EN-Q-12-RAW-300 | Enphase BULK Q Cable, 12 AWG, no connectors. Each spool is 300m long. | 8
EN-Q-DCC-2 | Enphase IQ Microinverter Replacement Adaptor for MultiContact MC4 DC Connector | 3
EN-Q-LCF-064-1P | Enphase 1-phase line communication filter, 64A, L-L Communication | 4
EN-Q-SEAL-10 | Enphase Female Sealing Cap for unused Q Cable connectors. | 157
EN-X-IQ-AM1-240-4 | Enphase AC Combiner box with Envoy PCBA. 80A. Includes Pair of CT. Allows 4 branch PV circuits. | 1
EN-X-IQ-AM1-240-4C | Enphase IQ Combiner 4C supports IQ8 PV grid independent systems for NA. Includes Cellmodem (CELLMODEM-M1-06-SP-05).*Update Enphase Combiner to latest software prior to installing the EN-COMMS-KIT-01** | 0
EN-X2-IQ-AM1-240-4 | Enphase AC Combiner box with Envoy PCBA. 80A. Includes Pair of CT. Allows 4 branch PV circuits.IQ Combiner 4 with IEEE 1547:2018 compliant IQ Gateway. | 9
EN-X2-IQ-AM1-240-4C | IQ Combiner 4C with IQ Gateway printed circuit board for integrated revenue grade PV production metering (ANSI C12.20 ± 0.5%) and consumption monitoring (± 2.5%). Includes Mobile Connect cellular modem (CELLMODEM-M1-06-SP-05), a plug-and-play industrial-grade cell modem for systems up to 60 microinverters. Includes a silver solar shield to match the IQ Battery and IQ System Controller and to deflect heat. Q Combiner 4C with IEEE 1547:2018 compliant IQ Gateway and CELLMODEM-M1-06-SP-05 | 7
ENCHARGE-10T-1P-NA | Enphase Encharge-10 Base Kit with three 1.28 kVA, 3.36 kWh, single phase battery units with 12 integrated IQ8X-BAT microinverters and backup feature (PART NUMBER CHANGE) | 0
Envy Inverter 12kW | Fortress Whole Home Solar hybrid inverter; Max 21kW PV Array. Max 18 kW AC Outpost to Grid + battery; 12kW Backup Power; 200A Transfer Switch. IP 65 outdoor rated, pre-built AC & DC breakers, Built-in APSmart RSD Transmitter. 10 year warranty | 8
ES10466 | Unirac ECOFOOT UNIVERSAL CLAMP KIT | 218
ES10970 | Unirac EcoFoot MLPE Bracket | 82
ES20207 | Unirac ECOFOOT2+ BASE | 38
ES20311B | Unirac ECOFOOT2+ 70" WIND DEFLECTOR | 205
ES20311C | Unirac ECOFOOT2+ 82" WIND DEFLECTOR | 200
eVault Max 18.5 | Fortress Lithium Ferro Phosphate (LFP) 51.2V(48V), 360 AH, 18.5 KWH total capacity, LCD display; max. 20 units in parallel for 370 KWH; 10 yrs warranty. | 7
EVO-2212 | Samle Inverter/Charger Input: 12VDC Output: 120 VAC, 2200 Watts Comes with 100 Amp Charger | 1
EVO-3012 | Samlex Inverter/Charger Input: 12VDC Output: 120 VAC, 3000 Watts Comes with 130 Amp Charger | 3
EVO-4024 | Samlex Inverter/Charger Input: 24VDC Output: 120 VAC, 4000 Watts Comes with 110 Amp Charger | 0
EVO-RC | Samlex EVO Series Optional Remote Control Programmable | 2
EVO-RC-PLUS | Samlex EVO F Series Optional Remote Control Programmable | 4
EXTANT-US-40 | SMA Wi-Fi antenna Extension Kit for US-40 & Core 1 | 6
F TS4 to M MC4 Jumper | Female TS4 to Male MC4 Jumper, 2Ft, 1000V PV Wire | 0
FF2-01-B2 | IronRidge FlashFoot2, Black (now has a new part number) | 526
FF2-01-M2 | IronRidge FlashFoot2, Mill (Box of 20) (now has new part number) | 1597
FH-30-1000VDC-DIN | Outback Maximum 30 Amp Fuse holder 1000VDC DIN mount. | 1
FlexOM | Chint Flex Gateway data logger hardware | 1
FlexOM-PP | Chint Flex Performance Package; HW + Portal, Services | 0
FlexOM-PP-4G | Chint Flex Performance Package; HW + Portal, Services & Cellular | 0
FLNR040ID | 40A - 240VAC fuse for use with Easton AC disconnects | 4
FLNR060ID | FLNR060ID (60A - 240VAC fuse for use with Easton AC disconnects) | 36
FM-CM-001-B | IronRidge Kit, 4pcs, Conduit Mount, Black | 26
FM100-300VDC-AFCI | Outback FlexMax 100A, 300VDC MPPT Charge Controller IP54 enclosure. Integrated AFCI | 23
FM60-150VDC | Outback FlexMax 60A, 150VDC MPPT Charge Controller. | 11
FM80-150VDC | Outback FlexMax 80A, 150VDC MPPT Charge Controller. | 2
FMLS-BHW | IronRidge Kit, 4pcs, Frameless Module Clamp Bonding Hardware, T-Bolt | 11
FMLS-EC-001-B | IronRidge Frameless Module End Clamp, Black | 271
FMLS-MC-001-B | IronRidge Frameless Module Mid Clamp, Black | 22
FN-DC | Outback FLEXnet DC monitors up to 3 Shunts for improved battery management (Includes twisted pair wire and communications cable) | 8
Forest R Cabinet | Pytes - Indoor, with capacity carrying 1-6pcs E-box-48100R and 1 sol ark inverter, more cabinets can connect in parallel | 1
Forest RB | Pytes Indoor cabinet designed to hold 1-6pcs E-box-48100R, with bus bar | 0
FP1 FXR2524A-01 | Outback FLEXpower ONE 2.5kW - 24Vdc solution, single FXR2524A-01 (UL1741-SA), prewired AC and DC boxes with 120Vac Bypass | 1
FP1 FXR3048A-01 | Outback FLEXpower One 3.0kW- 48Vdc solution, single FXR3048A-01 , prewired AC and DC boxes with 120Vac Bypass | 0
FP1 VFXR3524A-01 | Outback FLEXpower One 3.5kW - 24Vdc solution, single VFXR3524A-01, prewired AC and DC boxes with 120Vac Bypass | 0
FP1 VFXR3648A-01 | Outback FLEXpower ONE 3.6kW - 48Vdc solution, VFXR3648A-01 (UL1741-SA), prewired AC and DC boxes with 120Vac Bypass | 2
FP2 VFXR3524A-01 | Outback FLEXpower TWO 7.0kW - 24Vdc solution, dual VFXR3524A-01 (UL1741-SA), prewired AC & DC boxes with AC bypass 250A DC breakers | 1
FPR-8048A-01 | Outback GS8048A-01 (UL1741-SA) Inverter/Charger 8000W,48Vdc FLEXpower Radian | 1
FPR-8048A-300AFCI | Outback GS8048A-01 Inverter/Charger 8.0 kW, 48 VDC FLEXpower Radian AFCI | 1
FRA-BASE-01-M1 | IronRidge Flat Roof Attachment, Mill | 455
FRA-M60K-CA-W1 | IronRidge Flat Roof Attachment, Membrane, 60 mil, KEE, Carlisle, White | 31
FRA-M60P-GF-W1 | IronRidge Flat Roof Attachment, Membrane, 60 mil, PVC, GAF, White | 5
FRA-M60P-SN-W1 | IronRidge Flat Roof Attachment, Membrane, 60 mil, PVC, Sarnafil, White | 22
FRA-M60T-CA-W1 | IronRidge Flat Roof Attachment, Membrane, 60 mil, TPO, Carlisle, White | 17
FRA-M60T-FS-W1 | IronRidge Flat Roof Attachment, Membrane, 60 mil, TPO, Firestone, White | 36
FRA-M60T-GF-W1 | IronRidge Flat Roof Attachment, Membrane, 60 mil, TPO, GAF, White | 46
FRA-M60T-JM-W1 | IronRidge Flat Roof Attachment, Membrane, 60 mil, TPO, Johns Manville, White | 40
FRA-M60T-MH-W1 | IronRidge Flat Roof Attachment, Membrane, 60 mil, TPO, Mule Hide, White | 30
FRN-R-100 | SquareD 100A Fusetron Dual-Element Class RK5 Fuse | 20
FRN-R-30 | SquareD 30A Fusetron Dual-Element Class RK5 Fuse | 6
FRN-R-60 | SquareD 60A Fusetron Dual-Element Class RK5 Fuse | 25
FRS- CBLD2 | IMO Bleed Down Box. Needed for Inverters that do not have built in bleed circuitry | 1
FRS-01 | IMO Rapid Shutdown Module. 2 to 1 or 1 to 1 depending on PV VOC - Under 40v 2 to 1 - Higher than 40v 1 to 1 | 2
FRS-ESW1-24 | IMO Emergency Shutdown Switch IP66 Includes 24VDC Power Supply. Handles 50 FRS-01 Modules | 7
FRS-ESW1-610 | IMO Emergency Shutdown Switch IP66 Includes 24VDC Power Supply. Handles 125 FRS-01 Modules | 0
FRS-ESW1-K | IMO Emergency Shutdown Switch IP66 Includes 24VDC Power Supply. Handles 20 FRS-01 Modules - Key Lock *END OF LIFE* | 3
FRS-SIGCAB-ENDCAP | IMO End Cap for Fire Raptor | 0
FRS-SIGCAB1.8-F | IMO FireRaptor Power Cable - 1.8m with female connector and flying leads on other end | 11
FUSE-15-600VDC/10 | Outback Package of 10; 600 VDC 15 Amp Fuse | 0
FV-01-B1 | IronRidge FlashVue, Black | 3
FV-01-M1 | IronRidge FlashVue, Mill | 2965
FW-ACA | Outback AC conduit adapter for all FXR Series Inverter/Chargers to AC enclosure | 2
FW-BBUS | Outback Breaker Bus allows connection of two 175-250A, three 100-125A, four 1-80A DC breakers or three 500 Amp DC current shunts. Plated copper rated for 500 Amps. | 1
FW-CBUS-12 | Outback Reversible Combiner Bus Bar for up to twelve 150Vdc rated breakers or up to eight 600Vdc rated fuse holders with dual 2/0 AWG output lug terminals | 1
FW-CBUS-8 | Outback Reversible Combiner Bus Bar for up to eight 150Vdc rated breakers or up to six 600Vdc rated fuse holders with dual 2/0 AWG output lug terminals | 1
FW-CCB | Outback Mounting Bracket for one side mounted charge controller on GSLC, FW500 and FW1000 DC enclosures. Includes mounting screws | 8
FW-CCB2 | Outback Mounting bracket for two side mounted charge controllers on GSLC, FW500 and FW1000 DC enclosures. Includes mounting screws and flexible conduit | 5
FW-CCB2-T | Outback Mounting bracket for two top mounted charge controllers on FW500 and FW1000 DC enclosures. Includes mounting screws | 0
FW-EC-DIN | Outback DIN Rail End Clamp | 1
FW-IOB-D-120VAC | Outback Dual inverter Input-Output-Bypass for FW500 - 120Vac output 120 Amp 14.4kW. Includes four 60A 277Vac single pole DIN mount breakers and one 60A 277/480Vac dual pole DIN mount breaker. | 0
FW-MB3 | Outback MATE3 Mounting Bracket for side mounted display on Radian, GSLC, FW500 and FW1000 DC enclosures. Includes mounting screws and bushings. | 2
FW-MB3-F | Outback Flat-mount MATE3 Mounting Plate for installation over standard electrical boxes. Includes mounting screws | 2
FW-MB3-S | Outback Surface-mount MATE3 Mounting Bracket- with mounting screws | 2
FW-MP | Outback Mounting plate for FW500 or FW1000 system. Includes enclosure and inverter mounting screws. FW500 requires one mounting plate, FW1000 requires two mounting plates | 0
FW-SHUNT250 | Outback 500 Amp 50mV DC current shunt with attached terminal bus bar for mounting on top of a FX Series Inverter/Charger. Includes bus bar for connection to inverter’s DC negative terminal | 2
FW-SHUNT500 | Outback 500 Amp 50mV DC current shunt with attached terminal bus bar and one white insulator | 7
FW-SP-ACA | Outback FW-ACA with FLEXware Surge Protector for FLEXware 500 and FLEXware 1000 | 0
FW-X240 | Outback 4kVA 120/240Vac 60Hz with 20 Amp autotransformer dual pole breaker for mounting inside of FW500 or FW1000 AC enclosures. (Includes dual-pole 25 Amp AC breaker) | 1
FW250 | Outback DC and/or AC breaker enclosure – secures directly to either end of an FXR Series Inverter/Charger. | 1
FW500-AC | Outback AC breaker enclosure – fits at the AC side of one or two FXR Series Inverter/Chargers. | 0
FW500-DC | Outback DC breaker enclosure – fits at the DC side of one or two FXR Series Inverter/Chargers. | 0
FWPV-12 | Outback Accommodates up to twelve 150Vdc rated breakers or up to eight 600Vdc rated fuse holders. Includes two insulated negative TBB, one ground bus and two combiner bus bar each with dual 2/0 AWG output lug terminals. | 2
FWPV-8 | Outback Accommodates up to eight 150Vdc rated breakers or up to six 600Vdc rated fuse holders. Includes one insulated negative TBB, one ground bus and one combiner bus bar with dual 2/0 AWG output lug terminals. | 6
FWPV3-FH600-S2D | Outback ICS Plus PV rapid shutdown for SkyBox. Pre-wired with two contactors and six 600Vdc fuse holders, to support three PV strings | 3
FWPV4-FH600 | Outback Combiner box pre-wired with four 600Vdc fuse holders, cable gland and touch-safe distribution blocks. Includes one ground bus bar. (Fuses sold separately.) | 3
FWPV6 | Outback Combiner box integrated with cable gland and touch-safe distribution blocks. Accommodates up to six 600Vdc rated fuses holders. | 4
FWPV6-FH600 | Outback Combiner box pre-wired with six 600Vdc fuse holders, cable glands and touch-safe distribution blocks. Includes one ground bus bar. (Fuses sold separately.) | 4
FX-AC | Outback FX/VFX AC Board, must specify inverter model when ordering | 0
FX-CNTRL | Outback FX/VFX Control Board, must specify inverter model when ordering | 0
FX-FET | Outback FX/VFX FET Board, must specify battery voltage when ordering | 0
FX/GS FAN KIT | Outback FX and GS Replacement Fan | 0
FX2012MT | Outback Mobile sealed inverter/charger, 2.0 kW, 12 VDC, 120 VAC, 60 Hz, 80 Amp charger, 30 Amp AC input (Turbo fan and RTS Included) | 1
FXR2524A-01 | Outback FXR Renewable Series Inverter/Charger 2500W, 120Vac , 24Vdc, 55 Amp charger, 60 Amp AC input. Listed to UL1741-SA | 1
FXR3048A-01 | Outback FXR Renewable Series Inverter/Charger 3000W, 120Vac, 48Vdc, 35 Amp charger, 60 Amp AC input. Listed to UL1741-SA | 1
FXTURBOKIT | Outback DC Wiring Cover for Turbo fan on Sealed inverters. | 0
G0080005 | Generac 3.0 kWh EX PWRcell Battery Module *CANNOT BE USED IN THE SAME SYSTEM WITH DCB BATTERY* | 9
G0080040 | Generac 3.0 kWh DCB PWRcell Battery Module *CANNOT BE USED IN THE SAME SYSTEM WITH EX BATTERY* | 4
GFT-CAP | Unirac GFT-CAP (GFT RAIL END CAP, UV-BLK) | 23
GM-BRC-002 | IronRidge Ground Mount Bonded Rail Connector - 2" | 298
GM-BRC-003 | IronRidge Ground Mount Bonded Rail Connector - 3" | 350
GM-HSHW-01-M1 | IronRidge Hex Head Set Screw for Ground Screws | 333
GM79141-KP2-QS | Fuel Regulator Heater, 240V | 2
GS-AC-GEN-KIT | Outback Optional generator protection kit for AC Coupled Radian systems. Protects connected generators from incidental current backfeed using standard transfer relay. | 0
GS-IOB-120/240VAC | Outback GS Bypass kit for split phases (120/240VAC) | 0
GS-IOB-230VAC | Outback GS Bypass kit single phase (230VAC) | 1
GS-SBUS | Outback DC Shunt Bus for GS Load Center | 4
GS4048A-01 | Outback 4000W, 48Vdc, 120/240Vac 50/60 Hz Grid-Interactive and Standalone Solution with dual AC inputs and advanced features. Includes mounting plate, hardware and RTS. Listed to UL1741-SA | 1
GS8048A-01 | Outback 8000W, 48Vdc, 120/240Vac 50/60 Hz Grid-Interactive and Standalone Solution with dual AC inputs and advanced features. Includes mounting plate, hardware and RTS. Listed to UL1741-SA | 4
GS8048A-AC-KIT | Outback Bundled for frequency shifting AC Coupling, one of each - Radian GS8048A-01 inverter, GSLC175-120/240 load center, mounting hardware, RTS, MATE3s and mounting bracket (FW-MB3), generator kit | 0
GSLC | Outback GS Load Center for Radian Series. Includes inverter bus bars, ground bus bar, 500 Amp DC shunt assembly with negative TBB, neutral TBB and two STBB-RED bus bars. | 5
GSLC-PV-300VDC | Outback Prewired 300 VDC GSLC for FM100 charge controllers with two 175 Amp inverter disconnects, 120/240 VAC inverter bypass, dual AC inputs | 1
GSLC175-120/240 | Outback Prewired GSLC with two 175A inverter disconnects, 120/240VAC inverter bypass and dual AC inputs | 0
GSLC175-PV-120/240 | Outback Prewired GSLC with two 175A inverter disconnects, GFDI and PV disconnects for two charge controllers, FLEXnet DC w/ 3 shunts, 120/240VAC inverter bypass and dual AC inputs | 2
GSLC175PV1-120/240 | Outback Prewired GSLC with one 175A inverter disconnect, GFDI and PV disconnects for one charge controller | 4
Guardian Battery Monitoring | Fortress Battery Unit level monitoring for SOC, Voltage, Current; remote firmware update; warranty registration; live technical support; Supports eFlex and eVault Max | 5
GV10US-D PLUS SB7.7 SP-US-40 | 10 year warranty extension plus for SB7.7-1 SP-US-40 (includes a service call rebate) Total 20 years | 0
GW7600A-ES-APS | Goodwe Hybrid Inverter Single Phase, 7600W 4 MPPT With AC bypass, specify if with APS or TIGO rapid shutdown transmitter | 4
GW8600A-ES-APS | Goodwe Hybrid Inverter Single Phase, 8600W 4 MPPT With AC bypass, specify if with APS or TIGO rapid shutdown transmitter | 0
GW9600A-ES-APS | Goodwe Hybrid Inverter Single Phase, 9600W 4 MPPT With AC bypass, specify if with APS or TIGO rapid shutdown transmitter | 2
GW9600A-TX | Goodwe Auto-Transformer for back-up function with 120V output 9600W | 7
HG-FS48100-15OSJ1 | HomeGrid 4.8 kWh Module | 21
HG-FS48100-15OSJ1-H | HomeGrid Heated Module | 0
HG-FS48100-INT-A1 | HomeGrid Integrated Series Cabinet | 0
HG-MC100-200M2 | HomeGrid Base/BMS | 4
HU361RB | SquareD 30AMP 600VAC/DC safety disconnect switch - 3-pole not fused. | 1
HU362RB | Sqaure D Switch Not Fusible HD 600V 60A 3P NEMA3R | 0
HUB10.3 | Outback Comms Manager - Ten port, with Sub-Phase Master Stacking, up to 10 devices and one MATE | 31
HUB4 | Outback Comms manager - Four Port, up to 4 devices and one MATE | 11
IBR-3-48-175 | Outback 3-shelf comprehensive battery enclosure with cabling, series string overcurrent protection and DC disconnects, 48V configuration | 0
IQ7PLUS-72-2-US | Enphase IQ 7+ microinverter, compatible with 72-cell PV modules, 295VA peak power, MC4 DC connectors. | 0
IQ8A-72-2-US | Enphase IQ8A microinverter, compatible with 72-cell PV modules, 240V, 366VA peak power, Enphase Q Bulkhead Connector. | 134
IQ8H-240-72-2-US | Enphase IQ8H microinverter, compatible with 72-cell PV modules, 240V, 384VA peak power, Enphase Q Bulkhead Connector | 120
IQ8M-72-2-US | Enphase IQ 8M microinverter, compatible with 60 and 72-cell PV modules MC4 connectors | 254
IQ8PLUS-72-M-US | Enphase IQ8+ microinverter, compatible with 72-cell PV modules, 240V, 300VA peak power, Enphase Q Bulkhead Connector. | 480
IR-HW-RD1430-01-M1 | RD Structural Screw, 3.0L For QM-HUG-01-M1 (Priced as each) | 480
JB-1.2 | EZ Solar Rooftop PV Junction Box - Asphault Shingle Includes DIN RAIL and GROUND BAR | 165
JB-1.XL | EZ Solar XL Rooftop PV Junction Box - Asphalt Shingle includes DIN RAIL and GROUND BAR | 0
JKM405M-72HL-V | JKM405M-72HL-V (Jinko 405W 144-Half Cell Silver 40MM Frame White Back Sheet Module) | 0
JKM410M-72HL-V | JKM410M-72HL-V (Jinko 410W 144-Half Cell Silver 40MM Frame White Back Sheet Module) | 5
KOB-1L01-B1 | IronRidge Tile Replacement Base (Incl. 1 L-Foot (Black), 1 Lag and Hardware) (now has new part number) | 5
KOF-S01-T1 | IronRidge Tile Replacement Flashing S, Tan | 18
L16P-AC/LT | Trojan Flooded Lead-Acid Battery. 6V 420Ah/20hr 433Ah/100hr | 0
LFT-03-B1 | IronRidge Slotted L-Foot, Black | 666
LFT-03-M1 | IronRidge Slotted L-Foot, Mill | 700
LYN020102000 | Victron Lynx Power In | 7
LYN040102100 | Victron Lynx Shunt VE.Can | 10
LYN060102000 | Victron Lynx Distributor | 19
M TS4 to F MC4 Jumper | Male TS4 to Female MC4 Jumper, 2Ft, 1000V PV Wire | 0
MATE | Outback G/FX version, Gray oval housing with RS232 serial port | 3
MATE2 | Outback Comms Device - Black Square housing with RS232 serial port. | 1
MATE3-USB | Outback MATE3-USB (OUTBACK MATE3-USB) | 2
MATE3s | Outback Universal version required by A-01 inverters, Dark gray square housing with Ethernet port | 22
MATE_B | Outback G/FX version, Black oval housing with RS232 serial port | 4
MATS7.5L3 | MT - Marcus Transformer 7.5KVA 120:240 Autotransformer | 1
MC4 10-14AWG pair | MC4 10-14AWG pair (DM - Male and female MC4 equivalent connectors. UL1703 approved.) | 1176
MC4 Caps | APSystems MC-4 DC plugs/caps, pair | 441
MC4 Tool Kit | Staubli MC4 Tool Kit, includes 1 - Torque Wrench, 1 - Test Plug, 1 - Socket Adaptor, 1 - MC4 Socket, 2- Plastic Assembly/Disconnect Keys, 1 Wire Stripper, 1 Crimping Tool | 0
MD.485-US-40 | The SMA RS485 Module enables SMA inverters to establish wired RS485 communication | 8
MD.SEN-US-40 | SMA Sensor Module for US-40 & Core 1 | 20
MN1/0SBBC-G | Midnite These busbar insulator covers help protect from accidental shorts. | 2
MN1000FUSE-01 | Midnite 1 amp, 1000v Fuse UL2579 | 94
MN1000FUSE-10 | Midnite 10 amp, 1000v Fuse UL2579 | 176
MN1000FUSE-12 | Midnite 12 amp, 1000v Fuse UL2579 | 30
MN1000FUSE-15 | Midnite 15 amp, 1000v Fuse UL2579 | 325
MN1000FUSE-20 | Midnite 20 amp, 1000v Fuse UL2579 | 316
MN1000FUSE-30 | Midnite 30 amp, 1000v Fuse UL2579 | 242
MNAC BUSBAR MICRO | Midnite 168A Breaker 2 bus bars 1/8" thick tin plated copper accommodates up to three 240VAC MidNite circuit breakers. | 2
MNBABYBOX | Midnite General use powder coated aluminum enclosure for retrofits, small inverter disconnect, PV disconnect, AC or DC distribution. | 10
MNBCB 1000/100 | Midnite MidNite 1000amp battery combiner box. Incl. 1000A 100mV shunt | 3
MNBCB 2000/200 | Midnite MidNite 2000amp battery combiner box. Incl. 2000A 200mV shunt | 1
MNBCB-BUSBAR | Midnite 1000amp +ve or -ve busbar for use in battery combiner boxes | 2
MNBCM | Midnite MNBCM (MN - Midnite Solar Battery Capacity Meter) | 9
MNBCMS | Midnite MNBCMS (MN - Midnite The "S" version (MNBCMS) of the meter has an additional shor... | 3
MNBE-D | Midnite Battery enclosure with locking door and (2) shelves. Holds (8) golf cart batteries. | 1
MNBIGBABY | Midnite General use powder coated aluminum enclosure - holds up to 4 13mm wide din rail breakers from 1-63 amps. | 5
MNBIGBUSBAR | Midnite Five, 5/16 studs for battery connections. Comes with auxiliary terminal busbar for six small wires #14-1/0 | 2
MNBRAT | Midnite 30A Charge controller | 3
MNBRATKIT | Midnite Brat charge controller KIT, With breakers and wire etc | 1
MNBREAKER ADAPTER | Midnite Breaker Adapter 1" wide breakers | 23
MNBREAKER PROTECTOR | Midnite The Breaker Protector will keep the 175 or 250 Amp Breaker from being accidentally hit. | 5
MNBTS | Midnite 15ft Battery temperature sensor | 3
MNDC-GFP63 | Midnite 63A, 150VDC DIN Rail mount DC ground fault protector. | 2
MNDC-GFP80 | Midnite 80A, 150VDC panel mount DC ground fault protector. | 6
MNDC125PLUS | Midnite MNDC Plus version of the popular MNDC adds another din rail allowing up to ten din rail mount breaker | 1
MNDC15 | Midnite General use enclosure for 15 panel mount type breakers from 5 - 100 Amp as well as a single 125, 175 or 250 amp breaker if so desired | 2
MNDC175 | Midnite 175A Mini DC Disconnect Box | 10
MNDC175PLUS | Midnite MNDC Plus version of the popular MNDC adds another din rail allowing up to ten din rail mount breakers. | 4
MNDC250 | Midnite 250A Mini DC Disconnect Box | 5
MNDC250-X2 | Midnite MNDC250-X2 (Midnite Solar MNDC250-X2 250A 125Vdc Mini DC Disconnect Box) | 1
MNDC250PLUS | Midnite 250A Mini DC Disconnect Box with additional DIN rail (Additional 10 breakers max). | 0
MNE175AL-PLUS | Midnite MN - Midnite Solar Stretched aluminum OB with FM/60/80/Classic mounting on the door. Left hand hinge standard, Right hand hinged optional (Right hand order P/N MNE250AL-PLUS-R) | 0
MNE175SW | Midnite E-Panel for a single Schneider Electric Conext SW inverter/charger. With a 175A breaker for use with the SW2524 or SW4048 | 1
MNE250SMA-AC-SINGLE | MidNite Solar MNE250SMA-AC-SINGLE master includes the Manual input/output 60amp, 120/240vac bypass system along with separate 60amp, 120/240vac AC input and output breakers. This E-Panel can be used in conjunction with a Sunny Island inverter as part of an AC Coupled system. Comes with a 250amp battery disconnect breaker and inverter cables. Pre-wired with AC input and output wiring. | 0
MNE250STM-240 | Midnite Solar White steel for 120/240VAC in & out for MS4024-PAE For a right hand door use this model number: MNE250STM-240-R Comes standard with left hand door. Main Breaker Current Rating - 250 Number of spaces - 10 | 2
MNE250SW | Midnite E-Panel for a single Schneider Electric Conext SW inverter/charger. With a 250A breaker for use with the SW4024 | 2
MNEAC10 | Midnite 10A 120VAC Din Rail Mount breaker | 10
MNEAC15 | Midnite 15A 120VAC Din Rail Mount breaker | 2
MNEAC15-2P | Midnite 15A 120VAC 2-pole Din Rail Mount breaker | 5
MNEAC20 | Midnite 20A 120VAC Din Rail Mount breaker | 9
MNEAC20-2P | Midnite 20A 120VAC 2-pole Din Rail Mount breaker | 9
MNEAC25-2P | Midnite 25A 120VAC 2-pole Din Rail Mount breaker | 5
MNEAC30 | Midnite 30A 120VAC Din Rail Mount breaker | 2
MNEAC30-2P | Midnite 30A 120VAC 2-pole Din Rail Mount breaker | 3
MNEAC30-3P | Midnite Solar MNEAC30-3P | 6
MNEAC40 | Midnite 40A 120VAC Din Rail Mount breaker | 6
MNEAC40-2P | Midnite 40A 120VAC 2-pole Din Rail Mount breaker | 2
MNEAC5 | Midnite 5A 120VAC Din Rail Mount breaker | 0
MNEAC50 | Midnite 50A 120VAC Din Rail Mount breaker | 3
MNEAC50-2P | Midnite 50A 120VAC 2-pole Din Rail Mount breaker | 7
MNEAC60 | Midnite 60A 120VAC Din Rail Mount breaker | 7
MNEAC60-2P | Midnite 60A 120VAC 2-pole Din Rail Mount breaker | 1
MNEAC60QZD | Midnite White 60A Din Rail Mount | 8
MNEAC60QZD-2P | Midnite MNEAC60QZD-2P (MidNite Solar white 60 amp din rail mount 277VAC Supplementary pro... | 6
MNEDC-Quad | Midnite General use powder coated aluminum enclosure for 4 panel mount type breakers from 5 - 100 Amp. | 6
MNEDC100 | Midnite Black 100A 150VDC panel mount | 11
MNEDC125RT | Midnite 125A 125VDC panel mount Remote Trip breaker for use with Midnite Battery Disconnect module and the Rapid Shutdown | 0
MNEDC15 | Midnite Black 15A 150VDC panel mount | 24
MNEDC175 | Midnite Black 175A 125VDC panel mount | 7
MNEDC20 | Midnite Black 20A 150VDC panel mount | 4
MNEDC250 | Midnite Black 250A 125VDC panel mount | 14
MNEDC30 | Midnite Black 30A 150VDC panel mount | 8
MNEDC30-300 | Midnite 30A 300VDC panel mount breaker | 0
MNEDC40 | Midnite Black 40A 150VDC panel mount | 52
MNEDC60 | Midnite Black 60A 150VDC panel mount | 12
MNEDC80 | Midnite Black 80A 150VDC panel mount | 17
MNEDC80-300 | Midnite 80A 300VDC panel mount breaker | 7
MNEDC90 | Midnite Black 90A 150VDC panel mount | 5
MNEPV1 | Midnite 1A 150VDC Din Rail mount breaker | 10
MNEPV10 | Midnite 10A 150VDC Din Rail mount breaker | 12
MNEPV10-300 | Midnite 10A 300VDC Din Rail mount breaker | 4
MNEPV100 | Midnite 100A 150VDC Din Rail Mount breaker | 7
MNEPV12 | MN - Midnite Solar 12amp Din rail mount breaker | 16
MNEPV15 | Midnite 15A 150VDC Din Rail mount breaker | 130
MNEPV15-300 | Midnite 15A 300VDC Din Rail mount breaker | 15
MNEPV16-600RT | Midnite 16A 600VDC Remote Trip Din Rail mount breaker | 2
MNEPV2 | Midnite 2A 150VDC Din Rail mount breaker | 11
MNEPV20 | Midnite 20A 150VDC Din Rail mount breaker | 86
MNEPV20-300 | Midnite 20A 300VDC Din Rail mount breaker | 15
MNEPV20-600RT | Midnite 20A 600VDC Remote Trip Din Rail mount breaker | 2
MNEPV3 | Midnite 3A 150VDC Din Rail mount breaker | 12
MNEPV30 | Midnite 30A 150VDC Din Rail mount breaker | 47
MNEPV30-300 | Midnite 30A 300VDC Din Rail mount breaker | 16
MNEPV40 | Midnite 40A 150VDC Din Rail mount breaker | 5
MNEPV5 | Midnite 5A 150VDC Din Rail mount breaker | 4
MNEPV50 | Midnite 50A 150VDC Din Rail mount breaker | 18
MNEPV50-300 | Midnite 50A 300VDC Din Rail mount breaker | 4
MNEPV6 | Midnite 6A 150VDC Din Rail mount breaker | 9
MNEPV60 | Midnite 60A 150VDC Din Rail mount breaker | 6
MNEPV63 | Midnite 63A 150VDC Din Rail mount breaker | 3
MNEPV80 | Midnite 80A 150VDC Din Rail Mount breaker | 3
MNEPV9 | Midnite 9A 150VDC Din Rail mount breaker | 9
MNGBB-BUSBAR | Midnite MNGBB-BUSBAR (MN - MidNite ground busbar 3.45" long with Green screws! Two 1/0 & ... | 4
MNHYDROMETER | Midnite Battery Hydrometer for use on flooded batteries to check specific gravity | 3
MNKID-B | Midnite Black KID 30A charge controller | 4
MNKID-BREAKER-30A | Midnite 30A resettable breaker | 1
MNKID-M-B | Midnite Black Marine Grade KID 30A charge controller | 1
MNKID-M-W | Midnite White Marine Grade KID 30A charge controller | 2
MNKID-W | Midnite White KID 30A charge controller | 2
MNLBC | Midnite 14 string non-disconnecting lithium battery combiner, rated to 1/0 input, 5/16 stud | 22
MNLBC-W250 | Midnite 10 string disconnecting lithium battery combiner, rated to 1/0 input, 5/16 stud output | 19
MNMATE3BRKT | Midnite Mounting bracket for the Mate 3 | 1
MNNWC10 | Midnite MNNW10 (Midnite, MNNW10, Control Newtork Cable 10 in) | 1
MNNWC3 | Midnite 3 foot cable used to network MidNite products together. | 6
MNPV10-1000 | Midnite 1000Vdc Ten String Combiner Box | 65
MNPV12 | Midnite Twelve String Combiner Box | 7
MNPV12-250 | Midnite Enclosure only (For 200 and 250VDC charge controllers) | 1
MNPV3 | Midnite Three String Combiner Box | 18
MNPV3-BUSBAR | Midnite 60A Breaker. This .093" thick copper bus has three fingers spaced at 1/2" (13mm) intervals one box lug is provided to accommodate 14-1/0 AWG wire. | 3
MNPV4-1000 | Midnite 1000Vdc Four String Combiner Box | 4
MNPV4-MC4 | Midnite Pre-Wired MNPV4 Combiner | 4
MNPV6 | Midnite Six String Cominer Box | 21
MNPV6-250 | Midnite MNPV6-250 (MN - Midnite Solar combiner for 200 and 250 VDC charge controllers wil... | 1
MNPV6-250 BUSBAR | Midnite 1/8" thick tin plated copper accommodates up to three 300VDC MidNite circuit breakers. | 2
MNPV6-Disco | Midnite 6 String DC Combiner with Disconnect | 1
MNPV6-DISCO AC MICRO | Midnite Enclosure only - NOT COMPATIBLE WITH THE BIRDHOUSE. This 3R enclosure includes 2 busbars. | 2
MNPV6DF | Midnite Replacement dead front for the MNPV6, MNPV6 Disco and MNPV4-MC4. | 2
MNPV8-MC4 | Midnite Pre-Wired MNPV8 Combiner | 3
MNPV8HV-DLTL 3R-PSB | Midnite MNPV8HV-DLTL 3R-PSB (MNPV8HV Disco 3R. 4in - 2out combiner +ve & -ve fused 15A in... | 1
MNSBB-W | Midnite (Midnite Short Busbar) Shorter version of the insulated bus bars. White. | 0
MNSHUNT | Midnite 50mV/500amp Current shunt | 3
MNSHUNT BUSBAR | Midnite MN - Midnite Solar Busbar mounts onto MNSHUNT Same busbar, Four battery cable studs and six position aux terminals | 1
MNSHUNT-1000/100 | Midnite This is the 1000 amp 100 miV shunt | 1
MNSPD-115 | Midnite 115V Surge Protector Device | 29
MNSPD-300-AC | Midnite 300V AC Surge Protector Device | 69
MNSPD-300-DC | Midnite 300V Surge protector device | 76
MNSPD-600 | Midnite 600V Surge protector Device | 52
MNSPD300ACFM | Midnite SPD 300 AC Surge Arrestor along with our new Flush mount box. | 2
MNSPDFMB | Midnite MNSPDFMB (Surge Protector Flush Mounting Kit) | 2
MNSR-1000 | Midnite 1/2" 600V Heyco Strain Relief accepts two 5mm PV wires | 54
MNSR-600 | Midnite MNSR-600 (MN - Midnite Solar 1/2" 600V Heyco Strain Relief) | 10
MNSW-BP | Midnite MNSW-BP (MN - Midnite Solar Back plate for the Conext SW inverter and Epanel.) | 2
MNSW-SLIDER-30 | Midnite AC Bypass for a Single SW E-Panel | 3
MNTBB-B | Midnite Four 1/0 & eleven #6 useable wire slots. 180 amps - black | 9
MNTBB-R | Midnite Four 1/0 & eleven #6 useable wire slots. 180 amps - red | 8
MNTBB-W | Midnite Four 1/0 & eleven #6 useable wire slots. 180 amps - white | 4
MNTBB2-5 Blk | Midnite 2/0 Busbar, 5 wire locations, 3 x #6 & 2 x 2/0 wire - black | 2
MNTBB2-5 R | Midnite 2/0 Busbar, 5 wire locations, 3 x #6 & 2 x 2/0 wire - red | 4
MNTBB2-5 W | Midnite 2/0 Busbar, 5 wire locations, 3 x #6 & 2 x 2/0 wire - white | 10
MNTPW2 | Midnite Designed to combine 2 of the High Voltage batteries. It has 15 amp fuses included for the positive and negative of each battery pack (Discontinued) | 2
MNTRANSFER-30A | Midnite Dual 30A, 240VAC transfer switch | 2
MNTRANSFER-60A | Midnite Dual 60A, 240VAC transfer switch | 1
MNTRANSITION | Midnite MNTRANSITION (MidNite Solar transition box is made to transition from PV wire to ... | 2
MNTS | Midnite Midget Fuse Holder UL2579 | 219
MNTS-AD | Midnite MidNite SolarTouch Safe Fuse Holder by Adler for10x38 mm fuses 1000VDC 30 amp Din rail mount Use in the MNPV combiners for | 200
MNWBJR | Midnite Module that attaches to the standard 50mv/500A shunt | 4
MSE345SX5T | MSE345SX5T (Mission Solar 345w Mono Perc Black Backsheet Black Frame Module) | 16
MSE350SX5T | MSE350SX5T (Mission Solar 350w Mono Perc Black Backsheet Black Frame - 40MM) | 0
MSE385SR9S | MSE385SR9S (Mission Solar 385w Mono PERC White Backsheet Silver Frame Module) | 6
MSE395SX9R | MSE395SX9R (Mission Solar 66-Cell 395W Mono Perc Black Backsheet Black 40MM Frame) | 616
MSE415SX6Z | MSE415SX6Z (Mission Solar 415W 72-Cell Black Frame Black Backsheet Module -40MM F... | 48
MSE420SX6W | MSE420SX6W (Mission Solar 420W 72-Cell Black Frame White Backsheet Module - 40MM ... | 0
MSE430SX9Z | Mission Solar 430W 72-Cell Black Backsheet Black 40mm Frame Module | 816
NSB190FT BLUE+ | Outback NorthStar BLUE+ VRLA-AGM Pure Lead Carbon 183Ah, 12V Front Terminal kWh Storage Per Battery: 2.20 kWh Nameplate / 1.10 kWh Effective | 0
NTX-3000-12 | Samlex Inverter Input: 12 VDC, Output: 115 VAC, 3000 Watts NTX-RC Remote Control Included | 2
OBCATV-10 | Outback 10’ (3 meter) 300 volt rated CAT 5e cable with RJ45 connectors. | 2
OBFH-30-600VDC-DIN | Outback Maximum 30 Amp Fuse holder 600VDC DIN mount. | 3
OBR-16-DIN | Outback OutBack 16 Amp Maximum 30 VDC/250 VAC Rated Relay and DIN Mount Base with LED | 2
OBTFB-300 | Outback 300 Amp, Class T Fuse Block | 3
OBTFB-400 | Outback 400 Amp, Class T Fuse Block | 11
ORI121236120 | Victron Orion-Tr Smart 12/12-30A (360W) Isolated DC-DC charger | 5
ORI121236140 | Victron Orion-Tr Smart 12/12-30A Non-isolated DC-DC charger | 35
ORI121240110 | Victron Orion-Tr 12/12-30A (360W) | 0
ORI122420020 | Victron Orion 12/24-20 | 0
ORI122424110 | Victron Orion-Tr 12/24-10 (240W) | 2
ORI122436120 | Victron Orion-Tr Smart 12/24-15A (360W) Isolated DC-DC charger | 2
ORI122436140 | Victron Orion-Tr Smart 12/24-15A (360W) Non-isolated DC-DC | 1
ORI241210200R | Victron Orion-Tr 24/12-10 (120W) | 0
ORI241224110 | Victron Orion-Tr 24/12-20A (240W) | 1
ORI241240110 | Victron Orion-Tr 24/12-30A (360W) | 0
ORI241270020 | Victron Orion 24/12-70 | 0
ORI303025000 | Victron 25A Buck-Boost DC/DC converter | 2
ORI481224110 | Victron Orion-Tr 48/12-20A (240W) | 0
P-370 | SolarEdge P-370 Optimizer 60Vdc Input for higher powered 60-cell and 72-cell modules; MC4 Input/Output. | 1
P-401 | SolarEdge P-401 (SolarEdge P-401 Optimizer supports a single high power 60 or 72 cell PV modules | 3
P-485 | SolarEdge P-485 - MC4 - 485W Optimizer | 1
P-505 | SolarEdge P-505 - MC4 - 505W Optimizer | 6
P-600 | SolarEdge P-600 (SolarEdge P-600-2NxxxRS - Commercial) | 4
P-700 | SolarEdge P-700 (SolarEdge P-700-2NxxxRS - Commercial) | 2
PC-2868635 | Phoenix Contact- Power Supply. AC-DC 24V @0.75A. 85-264V In; Enclosed DIN Rail Mount STEP series | 1
PCH024025001 | Victron Phoenix Charger 24/25 (2+1) | 0
PE69-30100 | IMO Enclosed AC Disconnect Switch, NEMA 4X (IP65), 100A 600VAC 3 Pole, Yellow Body With Red Rotary , UL508 approved. | 5
PE69-3032 | IMO Rapid Shut Down Initiator. 32A 600Vac 3P, Yellow Body with Red Rotary Switch. Lockable | 18
PE69-3063 | IMO Enclosed AC Disconnect, Switch Disconnector, 3 Pole, 415 V, 63 A, IP65, Screw, Side Mount | 6
PH1800-BBX | Xantrex PowerHub Battery Box (second battery box) | 2
PHI-3.8-24-60-M | Simpliphi PHI 3.8 kWh LFP Battery, 24V | 10
PHI-3.8-48-60-M | Simpliphi PHI 3.8 kWh LFP Battery, 48V | 42
PIN121800500 | Victron Phoenix 12/800 VE.Direct NEMA 5-15R 120VAC | 1
PIN242510510 | Victron Phoenix 24/250 VE.Direct NEMA GFCI | 0
PIN243020100 | Victron Phoenix Inverter 24/3000 120VAC | 1
PIN482300000 | Victron Phoenix Inverter 48/3000 Smart 230VAC | 0
PLC+C 180FT | Leoch 12V 180Ahr (C20) VRLA Pure Lead With Carbon, 1800 Cycles at 50% DoD | 1
PMP122200102 | Victron Multiplus 12/2000/80-50 120V (UL 458) | 1
PMP122305100 | Victron Multiplus-II 12/3000/120-50 120V 2x120V | 1
PMP122305110 | Victron Multiplus-II 12/3000/120-50 120V | 8
PMP123021010 | Victron MultiPlus 12/3000/120-50 | 0
PMP123021102 | Victron MultiPlus 12/3000/120-50 120V | 5
PMP242305100 | Victron MultiPlus 24/3000/70-50 120V | 0
PMP242305132 | Victron MultiPlus 24/3000/70-50 2x120V (UL 458) | 0
PMP243021102 | Victron MultiPlus 24/3000/70-50 120V | 4
PMP482305100 | Victron Multiplus-II 48/3000/35-50 120V | 8
PMP482305102 | Victron Multiplus-II 48/3000/35-50 120V | 0
PNL-1-AC/DC | Outback 1 Amp, 150Vdc and 120Vac, 1/4” stud terminals | 8
PNL-10-AC/DC | Outback 10 Amp, 150Vdc and 120Vac, 1/4” stud terminals | 5
PNL-100-300VDC | Outback 100Amp, 300 VDC, 1/4" stud terminals | 4
PNL-100-DC | Outback 100 Amp, 125Vdc, 5/16” stud terminals | 7
PNL-125-300VDC | Outback 125Amp, 300 VDC, 1/4" stud terminals | 1
PNL-125-DC | Outback 125 Amp, 125Vdc, 5/16” stud terminals | 6
PNL-15-AC/DC | Outback 15 Amp, 150Vdc and 120Vac, 1/4” stud terminals | 54
PNL-175-DC | Outback 175 Amp, 125Vdc, 3/8” stud terminals | 5
PNL-20-AC/DC | Outback 20 Amp, 150Vdc and 120Vac, 1/4” stud terminals | 2
PNL-250-DC | Outback 250 Amp, 125Vdc, 3/8” stud terminals | 9
PNL-30-AC | Outback 30 Amp, 250Vac, 1/4” stud terminals | 5
PNL-30-AC/DC | Outback 30 Amp, 150Vdc and 120Vac, 1/4” stud terminals | 20
PNL-30D-AC-120/240 | Outback 30 Amp 120/240 VAC double pole panel mount breaker with 1/4" stud terminals for connecting AC Coupled grid tie inverters inside of the GSLC. | 4
PNL-40-300VDC | Outback 40 Amp, 300Vdc, 1/4” stud terminals | 1
PNL-40-AC/DC | Outback 40 Amp, 150Vdc and 120Vac, 1/4” stud terminals | 2
PNL-40D-300VDC | Outback 40 Amp, 300Vdc, 1/4” stud terminals, Dual Pole | 5
PNL-5-AC/DC | Outback 5 Amp, 150Vdc and 120Vac, 1/4” stud terminals | 3
PNL-50-AC/DC | Outback 50 Amp, 150Vdc and 120Vac, 1/4” stud terminals | 6
PNL-50D-AC-120/240 | Outback 50A 120/240VAC double pole panel mount breaker with 1/4" stud terminals. | 18
PNL-60-300VDC | Outback 60 Amp, 300Vdc, 1/4” stud terminals | 18
PNL-60-AC/DC | Outback 60 Amp, 150Vdc and 120Vac, 1/4” stud terminals | 27
PNL-60D-300VDC | Outback 60 Amp, 300Vdc, 1/4” stud terminals, Dual Pole | 4
PNL-75-DC-RT | Outback Relay-trip breaker, 75 Amp, 300Vdc, single pole, two panel-mount spaces | 2
PNL-75Q-DC-RT | Outback Relay-trip breaker, 75 Amp, 300Vdc, quad pole, five panel-mount spaces | 1
PNL-80-300VDC | Outback 80Amp, 300 VDC, 1/4" stud terminals | 10
PNL-80-DC | Outback 80 Amp, 150Vdc, 1/4” stud terminals | 11
PNL-80D-300VDC | Outback 80 Amp, 300Vdc, 1/4” stud terminals, Dual Pole | 2
PNL-GFDI-80 | Outback PV Ground-Fault Detector Interrupter 80 Amp 150Vdc single pole panel mount | 3
PNL-GFDI-80D | Outback PV Ground-Fault Detector Interrupter 80 Amp 150Vdc two pole panel mount | 2
PNL-GFDI-80Q | Outback PV Ground-Fault Detector Interrupter 80 Amp 150Vdc four pole panel mount | 12
Power Cable Set | Pytes 2m long cable set from battery to charger/load/busbar (1 pair - black and red) | 12
Power Cable Set - Bat to Bat | Pytes 0.16m long power cables(two ends with Amphenol connectors) (1 pair - black and red) | 11
ProteaBracket-AL | S-5 ProteaBracket | 451
PS365M4H-20/UHB(2) | PS365M4H-20/UHB(2) (PhonoSolar TwinPlus 365Watt 120 1/2 Cells Black Backsheet Bla... | 0
PS370M4H-20/UHB | PS370M4H-20/UHB (PhonoSolar TwinPlus 370Watt 120 1/2 Cells Black Backsheet Black ... | 243
PS370M4H-20/UHB(2) | PS370M4H-20/UHB(2) (PhonoSolar TwinPlus 370Watt 120 1/2 Cells Black Backsheet Bla... | 3
PS400M6H-18/VHB | PS400M6H-18/VHB (Phonosolar 400W 108-cell Black Backsheet Black 30MM Frame Module) | 749
PS450M4H-24/TH | PS450M4H-24/TH (Phono Solar TwinPlus Silver Frame White Backsheet 450W 144 Cell M... | 124
PS455M4H-24/TH | PS455M4H-24/TH (Phono Solar TwinPlus Silver Frame White Backsheet 455W 144 Cell M... | 2
PS545M6H-24/TH | PS545M6H-24/TH (Phonosolar 545W 144-cell White Backsheet Silver 35MM Frame Module) | 424
PST-1500-12 | Samlex Inverter Input: 12 VDC, Output: 120 VAC, 1500 Watts Hardwire Capable | 1
PST-1500-48 | Samlex Inverter Input: 48 VDC, Output: 120 VAC, 1500 Watts Hardwire Capable | 2
PSX-240 | Outback 6kVA rated with enclosure and cooling fan (Includes dual-pole 25 Amp AC breaker) | 2
PSX-240-RELAY | Outback 6kVA rated with enclosure and cooling fan, includes extra relay for a 12V aux port (Includes dual-pole 25 Amp AC breaker) | 2
PV Unlock Tool | 1 Pair Solar Connector Tool Assembly Spanners Wrenches, Solar Panel Connector Tool, Solar PV Disconnect removal Tools | 3
PV-LUG-01-A1 | IronRidge PV grounding lug | 48
PWRSPLY-24 | Outback DC power supply that provides isolated 24Vdc from 48Vdc nominally-rated battery bank. | 1
Q-BA-CAP-01 | Enphase Male sealing cap for Branch Aggregator and Microinverter AC bulkhead | 2
Q-CLIP-100 | Enphase Q Cable Rail Mount Cable Management Clip. Pack of 100 | 19
Q-CONN-10F | Enphase Female Field-wireable connector for Q Cable. Each bag contains 10 Female connector bodies with 25 Female MC4 Tool crimpable pins. | 49
Q-CONN-10M | Enphase Male Field-wireable connector for Q Cable. Each bag includes 10 Q connector bodies with 25 Male MC4 Tool crimpable pins | 57
Q-DISC-10 | Enphase Disconnect tool for Q Cable connectors, MC and Amphenol DC connectors, and AC module mount. | 82
Q-TERM-10 | Enphase Terminator Cap for Q Cable ends. Center Feed Requires 1 Per Branch. | 350
Q.PEAK DUO L-G7.3 400 | Q.PEAK DUO L-G7.3 400 (Hanwha Q Cell 400Watt 144 1/2 Cells BoW ,35mm Silver Frame... | 7
QM-HUG-01-M1 | IronRidge HALO ULTRA GRIP MILL (SCREWS SOLD SEPERATELY) | 241
QM-JBX-RF01-B1 | IronRidge The roof-mount JayBox comes with a JayBox, a flashing, and two deck screws. (DISCONTINUED) | 31
QM-JBX-RL01-B1 | IronRidge The rail-mount JayBox comes with a JayBox, and two rail clips. (discontinued) | 0
QM-JBX-RL02-B1 | IronRidge JayBox, Rail-Mounted | 17
QM-LF-M1 | IronRidge L-Foot Open Slotted, Mill | 39
QM-LMST-01-B1 | IronRidge L-Mount, Structural Screw, 9”x12”, Black​ | 0
QM-LYNX-SS-M1 | IronRidge Lynx Standing Seam Metal Clamp (incl. h/w) | 8
QM-QBP-11.5-M1 | IronRidge QBase 11.5" Post (incl. post to rack h/w), Mill | 793
QMCC-A-12 | IronRidge Classic Conduit Composition Mount, 9" x 12", Mill | 36
QMCPC-A-12 | IronRidge Conduit Penetration Flashing, Mill | 57
QMLC-A-12 | IronRidge Classic Shake Mount, 18" x 18", Mill | 36
QMNC-A-12 | IronRidge QBase Composition Mount, 3.25" Post - 3.75" Net, 12" x 12", Mill | 38
QMTR-F3.25 -A-12 | QuickMount Tile Replacement Flat Tile | 120
QS1 - NA | APS QS1 Single Phase 4PV Module Microinverter 240V AC-60Hz 1200W | 18
QS1/YC1000 Warranty | APSystems QS1/YC1000 15 Year Warranty Extention. 25 Years Total. | 1
QT2 - 208V | APSystems QT2 three ph, 208V AC-60Hz, 1728W, 432W per channel, serves 4 PV modules | 92
QT2 - 480V | APSystems QT2 three ph, 480V AC-60Hz, 1800W, 450W per channel, serves 4 PV modules | 0
QUA125021100 | Victron Quattro 12/5000/220-100/100 120V | 2
QUA245023110 | Victron Quattro 24/5000/120-100/100 120V | 4
QUA483021100 | Victron Quattro 48/3000/35-50/50 120V | 3
QUA483100100 | Victron Quattro 48/10000/140-100/100 120V VE.Bus | 1
QUA483150000 | Victron Quattro 48/15000/210-100/100 | 0
QUA485021010 | Victron Quattro 48/5000/70-100/100 | 1
QUA485021100 | Victron Quattro 48/5000/70-100/100 120V | 0
R Box indoor rated | Pytes - Indoor cabinet only, designed for 2pcs E-box-48100R, can mount on wall, also can stand on ground beside wall | 0
Rbracket | Pytes 1 bracket carrries one battery, can mount 8 layers | 16
RC-300 | Samlex Remote Control for use with: PST Series inverters 1500W, 2000W and 3000W Comes with 25’ cable | 2
RGM05KIT-US-10 | SMA Revenue Grade Meter for use with Cellular LTE Modem | 4
RGM05KIT-US-10-485 | SMA Revenue Grade Meter RS485 Bundle for use w/o Cellular LTE Modem | 5
RHI-1P6K-HVES-5G-SPRT | 6.0kW Single Phase Dual MPPT | 0
RHI-1P7.6K-HVES-5G-SPRT | 7.6kW Single Phase Dual MPPT | 0
RNW0J0288 | Schneider Conext SW 4024 Control Board - 120 VAC | 1
RNW0J0304 | Schneider PCA DSP SENSING&CONTROL XW 6048 120/240V | 2
RNW0J0311 | Schneider PCA NETWORKING&FAN CONTROL XW SPARE PART | 2
RNW8650329 | Schneider CONEXT GATEWAY System Configuration (Control, Monitor and Management) (Discontinued) | 5
RNW8650330 | Schneider Insight Home | 11
RNW8650335 | Schneider Insight Facility | 0
RNW865101301 | Schneider Conext XW+ Mini PDP Power Distribution Panel | 5
RNW865101501 | Schneider Conext XW+ Power Distribution Panel | 0
RNW8651016 | Schneider Conext SW DC Breaker Panel | 6
RNW8651017 | Schneider Conext SW AC Breaker Panel-120V/240V | 2
RNW865102002 | Schneider Conext XW+ Connection Kit for INV2 | 0
RNW865102501 | Schneider Conext XW+ Conduit Box | 4
RNW865103001 | Schneider Conext Battery Fuse Combiner Box 160 (Discontinued) | 7
RNW86510301 | Schneider Conext XW-MPPT60-150 60A MPPT solar charge controller. | 12
RNW8651032 | Schneider Conext XW-MPPT80-600 80A MPPT solar charge controller. | 6
RNW8651034 | Schneider Conext XW-MPPT100-600 100A MPPT solar charge controller. | 4
RNW8651036 | Schneider MPPT Disconnect Rapid Shutdown | 2
RNW8651039 | Schneider Rapid Shutdown Initiator Switch | 2
RNW8651058 | Schneider Conext Combox (Discontinued) | 11
RNW865106001 | Schneider Conext Auto Generator Start | 5
RNW865108001 | Schneider Conext Battery Monitor 24/48V | 7
RNW865115501 | Schneider Conext Configuration Tool | 3
RNW865121501 | Schneider Conext 120/240 Breaker Kit. (3) sets | 2
RNW865131501 | Schneider CONEXT 3-phase breaker Kit. | 2
RNW8654024 | Schneider Conext SW 4.0KW 24VDC Inverter/Charger 120/240VAC | 9
RNW8654048 | Schneider Conext SW 4.0KW 48VDC Inverter/Charger 120/240VAC | 6
RNW865684821 | Schneider Conext XW+ 6.8KW 48VDC Inverter/Charger 120/240Vac with UL1741SA (Rule21 compliant) | 5
RNWCMR50 | Schneider CM/R-50 Remote Display | 6
Roof Screw | S-5 - Screw, 1/4-14 x 1-1/2" #2 Self Drill Point ZAC 3/8" AF Zinc aluminum capped hex washer head (Metal to Metal) | 1574
Roof Screw - 9 x 2 1/2" | Roof Screw - 9 x 2 1/2" with Seal | 28
Roofing Sealant Dap 18268 | Roofing Sealant Dap 18268 (10.1 oz. Roof Waterproof Asphalt Filler and Sealant, Black | 0
RS802 | Generac SnapRS RS802- Inline Disconnect Switch for 2017 NEC PV RSD, Generation 2. 15A Max input current. 75V PV module max | 253
RSD-D-15 | APSmart RSD-D (duo) PLC, 15A, 1500V UL/1000V TUV, 0.5m input/2.2m | 546
RSD-S-PLC | APSmart Rapid Shut Down PLC 1000V UL/TUV, 0.25m input/1.2m output cable, original MC4 conn., Mounting Bracket | 1597
RSI | Outback ICS Plus Rapid Shutdown Initiator (RSI). Initiates a PV rapid shutdown event and provides indication for Solar On, Solar Off and AFCI. | 5
RT2-00-MINIBK2 | Roof Tech MINI II base, (include 4ea. additional Alpha Seal pads.& 40 screws) | 2148
RT2-04-FBN25 | Roof Tech 5/16"-1" (25mm) Flange bolt and Flange nut | 2691
RT2-04-SD5-60 | Roof Tech Screw Screw 5x60 | 8540
RTS | Outback Remote Temperature Sensor, for use with Inverter/Charger or Charge Controller (Includes 20' (6 m) cable) | 23
RXT-ATS- 200amp breaker | Kohler RXT-ATS- 200amp breaker (200amp 2 Pole breaker - Kohler) | 2
RXT-JFNC-0100B-QS1 | RXT-JFNC-0100B-QS1 (RXT,100A 240V,Load Ctr - 12 space,NEMA 3R,2 pole) | 1
RXT-JFNC-0200A-QS2 | RXT-JFNC-0200A-QS2 (RXT,200A,240V,Std,NEMA 3R,2 pole,combined board with load she... | 1
S-5 Bonding Jumper DB2C800 | S-5 Bonding Jumper DB2C800 | 9
S-5 KHD | S-5 KDH clamp compatible with most metal roofing materials, comes with Hex Flange bolt and four round point set screws | 40
S-5 Nut - 8mm End Nut | S-5 Nut - 8mm End Nut | 680
S-5-Bolt - M8-1.25 x 20mm | S-5-Bolt - M8-1.25 x 20mm | 540
S-5-CorruBracket | S-5-CorruBracket | 255
S-5-CorruBracket 100T | S-5-CorruBracket 100T, Corru Roof (Top Mount) 1.75" Long -AL | 118
S-5-CorruBracket 100T Mini | S-5-CorruBracket 100T Mini *DISCONTINUED* | 70
S-5-H Clamp | S-5-H Clamp | 45
S-5-N | S-5-N Clamp | 100
S-5-N 1.5 | S-5-N 1.5 | 21
S-5-N Mini | S-5-N Mini (No Bolt) | 69
S-5-PV Kit 2.0 Edge | S-5-PV Kit 2.0 Edge | 174
S-5-PV Kit 2.0 Mid | S-5-PV Kit 2.0 Mid | 31
S-5-RibBracket | S-5-RibBracket | 202
S-5-S clamp | S-5-S clamp | 30
S-5-S Mini | S-5-S Mini | 152
S-5-U clamp | S-5-U clamp | 236
S-5-U Mini | S-5-U Mini | 117
S-5-V Mini | S-5-V Mini (No Bolt) | 30
S-5-VB-47 | S-5-VB-47 | 637
S-5-VersaGard | S-5-VersaGard | 39
S-550 | Rolls Flooded Lead-Acid Battery. 6V 445Ah/20hr 512Ah/100hr | 0
S1-W4G-ST | Solis Plugin Cellular stick, SIM card 5 year plan – 2 year standard warranty | 7
S2-WL-ST | Solis Plugin WIFI/LAN Stick, ≤10 inverters, 4-Pin Connection - 2 year Standard Warranty | 0
S3-WIFI-ST | Datalogging WIFI stick - single inverter use - 2 year warranty - up to 10 inverters | 42
S440-1GM4MRM | SolarEdge S-440 Optimizer for modules up to 440Wp nd 14.5 A Isc | 101
S500-1GM4MRM | SolarEdge S-500 Optimizer for modules up to 500Wp and 15A Isc | 80
S6-460AGM | Rolls AGM Sealed Deep Cycle Battery. 6V 415Ah/20hr 460Ah/100hr | 0
S6-L16-HC | Rolls S6-L16-HC (6 Volt 445AH (20hr) Flooded Lead-Acid Battery) | 0
SA-30K-3P | Sol-Ark 30K 3-Phase Output 208 / 240Vac Hybrid Inverter. High Voltage Battery (150-550V). Nema 3-R. 10 Year Standard Warranty. | 1
SA-5K-1P-N | Sol-Ark 5K 120V or 230V Single Phase Output | 3
SA-CT-LG | Sol-Ark 200A Current Transformer (fits up to 4/0) - PER PAIR | 7
SA-ETH-PWR | Sol-Ark PowerView Ethernet & Wi-Fi Dongle | 0
SA-Limitless-15K | Sol-Ark 15K 120/240/208V-3R. 10 Year-Standard Warranty, NEMA3-R | 20
SA-Limitless-15K-EMP | Sol-Ark 15K 120/240/208V-3R. 10 Year-Standard Warranty, NEMA3-R. Indirect Lightning, Solar Flare & EMP Hardening for Sol-Ark system. Includes EMP Suppressors for solar panels & 20 appliance suppressors MUST BE ORDERED IN ADVANCE, NOT A SEPARATE COMPONENT | 0
SB3.0-1 SP-US-41 | SMA Sunny Boy 3.0-US Standard with integrated DC disco, 3-MPPT, AFCI 208/240VAC - SunSpec Rapid Shutdown compliant | 0
SB5.0-1 SP-US-41-NWF | SMA Sunny Boy 5.0-US Standard with integrated DC disco, 3-MPPT, AFCI 208/240VAC - SunSpec Rapid Shutdown compliant **INVERTER DOES NOT INCLUDE WIFI COMMUNICATION, ONLY HARDWIRE** | 0
SB7.0-1 SP-US-41-NWF | SMA Sunny Boy 7.0-US Standard with integrated DC disco, 3-MPPT, AFCI 208/240VAC - SunSpec Rapid Shutdown compliant **INVERTER DOES NOT INCLUDE WIFI COMMUNICATION, ONLY HARDWIRE** | 15
SB7.7-1 SP-US-41-NWF | SMA Sunny Boy 7.7-US Standard with integrated DC disco, 3-MPPT, AFCI 208/240VAC - SunSpec Rapid Shutdown compliant **INVERTER DOES NOT INCLUDE WIFI COMMUNICATION, ONLY HARDWIRE** | 195
SBS-ABU-200-US-10 | SMA 200A Automatic Backup Unit w/ Energy Meter | 0
SBS5.0-US-10 | SMA Sunny Boy 5.0-US Standard Storage Battery Inverter | 1
SBS6.0-US-10 | SMA Sunny Boy 6.0-US Standard Storage Battery Inverter | 1
SBX5048-120/240 | Outback 5000W, 48Vdc, 120/249Vac 60 Hz True Hybrid Energy System. **DISCONTINUED** | 2
SCA25KTL-DO-R/US-APS | Chint 25kW 3Phase String Inverter 480Vac (APS RSD Wiringbox) | 0
SCA25KTL-DO/US-208 | Chint 25 kW 3Phase String 208Vac (No Built-in Transmitter) | 0
SCA25KTL-DO/US-208-APS | Chint 25kW 3-Phase String Inverter, 208Vac, APS RSD Wirebox) | 8
SCC010015050R | Victron BlueSolar MPPT 75/15 | 1
SCC010060200 | Victron BlueSolar MPPT 150/60-Tr | 0
SCC010070200 | Victron BlueSolar MPPT 150/70-Tr | 2
SCC020030200 | Victron BlueSolar MPPT 100/30 | 5
SCC075010060R | Victron SmartSolar MPPT 75/10 | 4
SCC075015060R | Victron SmartSolar MPPT 75/15 | 20
SCC110020160R | Victron SmartSolar MPPT 100/20_48V | 14
SCC110030210 | Victron SmartSolar MPPT 100/30 | 5
SCC110050210 | Victron SmartSolar MPPT 100/50 | 6
SCC115035210 | Victron SmartSolar MPPT 150/35 | 0
SCC115070511 | Victron SmartSolar MPPT 150/70-MC4 VE.Can | 2
SCC115085411 | Victron SmartSolar MPPT 150/85-Tr VE.Can | 10
SCC115085412 | Victron SmartSolar MPPT 150/85-Tr VE.Can (12/24V) | 0
SCC115085511 | Victron SmartSolar MPPT 150/85-MC-4 VE.Can | 5
SCC115110411 | Victron SmartSolar MPPT 150/100-Tr VE.Can | 2
SCC115110511 | Victron SmartSolar MPPT 150/100-MC-4 VE.Can | 11
SCC115110512 | Victron SmartSolar MPPT 150/100-MC4 VE.Can (12/24V) | 10
SCC125110412 | Victron SmartSolar MPPT 250/100-Tr VE,Can | 4
SCC125110511 | Victron SmartSolar MPPT 250/100-MC4 VE.Can | 1
SCC125110512 | Victron SmartSolar MPPT 250/100-MC4 VE.Can | 0
SCC145120410 | Victron SmartSolar MPPT RS 450/200-TR | 0
SCC900500000 | Victron SCC900500000 (MPPT Control) | 8
SCC900650010 | Victron SmartSolar Pluggable Display | 1
SCORE-P10 | sonnenCore+ Smart Energy Storage System - 10kWh Energy Capacity, 4.8kW sonnenInverter. sonnenCore +10 ships standard with 2 sonnenModule4 battery modules. The product is listed for UL 9540 (energy storage), UL1741 (sonnenInverter) and UL 1973 (lithium iron phosphate sonnenModule4). The entire system is also backed by sonnen's industry leading factory limited warranty of 10 year / 10,000 charge cycles. The system is expandable from 10 to 20 kWh | 6
SCORE-P20 | sonnenCore+ Smart Energy Storage System - 20kWh Energy Capacity, 4.8kW sonnenInverter. sonnenCore +20 ships standard with 4 sonnenModule4 battery modules. The product is listed for UL 9540 (energy storage), UL1741 (sonnenInverter) and UL 1973 (lithium iron phosphate sonnenModule4). The entire system is also backed by sonnen's industry leading factory limited warranty of 10 year / 10,000 charge cycles. The system is not expandable. | 5
SDTG2400301 | Victron Skylla-TG 24/30 (1+1) 230VAC | 0
SE 9K-US | SolarEdge SE 9K-US (SE 9K-US Three Phase Inverter – 208) | 0
SE-50K-US02IBNZ4 | SolarEdge SE-50K Three Phase Synergy Manager - 208V (3 secondary units required) | 0
SE-80K-US08IBNZ4 | SolarEdge SE-80K Three Phase Synergy Manager - 480V (2 secondary units required) | 0
SE-BAT-10K1PS0B-02 | SolarEdge Energy Bank 10 kWh Battery | 1
SE-CB-UPG-63-01 | SolarEdge 63A Circuit Breaker for Backup Interface kit This SKU is required for 10kW battery access Energy Hub inverters. | 3
SE-CT-SPL-225A-T-01 | SolarEdge 225 amp clamp style CT. Two needed with each SE-MTR240-0-000-S1 to provide accurate L1 / L2 readings. Communicates via RS485, 3-wire shielded twisted pair. 5 year warranty included. | 4
SE-EV-KIT-25J40-2 | SolarEdge EV Charger Holder and Cable, 40 Amps, J1772 Connector, 25' Cable | 1
SE-EV-SA-KIT-LJ40P | SolarEdge Smart EV Charger. Stand alone EV charger with cable and AC Level 2 Charger included. | 6
SE-IAC-RBAT-USYCBL-01 | SolarEdge MC4 Parallel Branch Connectors (bag of 10) | 2
SE-SUK-USROINNN4 | SolarEdge SE Synergy Unit - Used with Synergy Managers | 0
SE1000-RSD-S3-B | SolarEdge SE1000-RSD-S3-B (SRE - SolarEdge Rapid Shutdown Kit for SE14.4KUS & 33.3KUS 3-pha... | 1
SE10000H-US000BEU4 | SolarEdge SE10000H-US Single Phase Inverter | 3
SE10000H-USSNBBL14 | SolarEdge Single Phase Energy Hub 10kW / Grid Capable / EV Charger Inverter | 3
SE11400H-US000BEU4 | SolarEdge 11400HD Wave Inverter. No Display. Addition Comm Port. Use SE-CELL-B-R05-S-S2 cell card. | 2
SE11400H-USSNBBL14 | SolarEdge Single Phase Energy Hub 11.4kW / Grid Capable / EV Charging Inverter | 0
SE17.3K-USR2IBNZ4 | SolarEdge SE-17.3K Three Phase Inverter - 208V | 1
SE3800H-US000BNU4 | SolarEdge SE3800H-US Single Phase Inverter | 1
SE5000H-US000BEU4 | SolarEdge SE5000H-US Single Phase Inverter | 2
SE5000H-US000BNU4 | SolarEdge SE5000H-US Single Phase Inverter | 0
SE6000H-US000BNU4 | SolarEdge SE6000H-US Single Phase Inverter | 2
SE7600H-US000BNU4 | SolarEdge SE7600H-US Single Phase Inverter | 2
SE7600H-USSNBBL14 | SolarEdge Single Phase Energy Hub 7.6kW / Grid Capable / EV Charging Inverter | 4
SEC-1280UL | Samlex Battery Charger 3 Stage, 12 VDC, 80 Amp. Comes with Dip Switch & Lugs | 4
SHADE-50/60-US | Chint Shade Cover for 50/60Kw | 0
SHU050150050 | Victron SmartShunt 500A/50mV | 16
SI16-DBL-4 | IMO 4 Pole Disconnect (Din Mounted Modular) | 0
SI16-DBL-8 | IMO 8 Pole Disconnect (Din Mounted Modular) | 0
SI16-PEL64R-4 | IMO Enclosed DC Switch IP66, 16A 800Vdc | 0
SI25-PEL64R-4 | IMO Switch Disconnector, Rotary Actuator, 4 Pole,2 String, 600 V, 25 A, IP66, Screw, Front Mount | 14
SI32-PEL64R-2 | IMO Enclosed DC Switch IP66, 32A 600VDC | 1
SI32-PEL64R-4 | IMO Switch Disconnector, Rotary Actuator, 4 Pole,2 String, 600 V, 32 A, IP66, Screw, Front Mount | 4
SI32-PEL64R-6 | IMO 240x160x120mm, 32A 600VDC | 0
SI32-PEL64R-8 | IMO Disconnector, Rotary Actuator, 8 Pole, 4 String, 600 V, 32 A, IP66, Screw, Front Mount | 1
SI6048-US-10 | SMA Bidirectional battery inverter for stand-alone operation, output voltage: 120 VAC/60 Hz, nominal power: 5.75 kW, battery voltage: 48 VDC, external battery temperature sensor, SD/MMC card, synchronization cable | 8
SI65-PEL64R-8 | IMO Enclosed DC Switch IP66 8 Pole 4 String 65A 800VDC Rotary Handle | 4
SMA-Monplat-Sensor | Mounting plate for mounting the Sunny SensorBox on module rail | 2
Sol-Ark-12K | Sol-Ark 12K 120/240/208V 48V Hybrid All-In-One Stackable 10 Year Standard Warranty | 2
Sol-Ark-12K-EMP | Sol-Ark Indirect Lightning, Solar Flare & EMP Hardening for Sol-Ark system. Includes EMP Suppressors for solar panels & 20 appliance suppressors MUST BE ORDERED IN ADVANCE, NOT A SEPARATE COMPONENT | 2
Sol-Ark-5K | Sol-Ark 5K 120/240V 4+ Battery System. Up to 6500W solar panels. No panels. No Batteries. 5-Year Standard Warranty, INDOOR/OUTDOOR NEMA-3R (Not currently available) | 0
Sol-Ark-8K Warranty Extension | Sol-Ark-8K Warranty Extension (5 years to 10 years) | 0
Sol-Ark-8K-10Y | Sol-Ark 8K 120/240/208V 48V Hybrid All-In-One 10 Year Standard Warranty | 1
Sol-Ark-8K-5Y | Sol-Ark 8K 120/240/208V 48V Hybrid All-In-One 5 Year Standard Warranty | 6
Sol-Ark-8K-EMP | Sol-Ark Indirect Lightning, Solar Flare & EMP Hardening for Sol-Ark system. Includes EMP Suppressors for solar panels & 20 appliance suppressors MUST BE ORDERED IN ADVANCE, NOT A SEPARATE COMPONENT | 0
SolarFoot | S-5 Solarfoot Clamp | 275
Solis-(25-40)K-US-LWB-RSS | Solis-(25-40)K-US-LWB-RSS (Ginlong Solis Wiring Box for 25-40K Inverters RSS) | 0
Solis-(50-66)K-US-LWB-SPRT | Solis-(50-66)K-US-LWB-SPRT (50-66K Wiring Box For -SPRT inverter) | 0
Solis-185K-EHV-5G-US | Solis 185kW 3Ø Inverter 14 MPPT – 5 year standard warranty | 1
Solis-1P10K-4G-US-SA2-NE | Solis-1P10K-4G-US-SA2-NE (10.0kW Single Phase Four MPPT w/ AFCI - 10 Year Warranty (Old model in stock) | 0
Solis-1P10K-4G-US-SPRT | Solis 10.0kW Single Phase Four MPPT | 6
Solis-1P3.6K-4G-US-SPRT | Solis 3.6kW Single Phase Dual MPPT | 0
Solis-1P5K-4G-US-SPRT | Solis 5.0kW Single Phase Dual MPPT | 15
Solis-1P6K-4G-US-SPRT | Solis 6.0kW Single Phase Three MPPT | 0
Solis-1P7.6K-4G-US-SPRT | Solis 7.6kW Single Phase Three MPPT | 0
Solis-36K-US | 36kW Solis Solar Inverter, 4 - MPPT, 3-phase 480VAC - 10 Year Standard Warranty (OLD MODEL 1pcs left in stock) | 0
Solis-36K-US-LSW | 36kW Solis Solar Inverter, 4 - MPPT, 3-phase 480VAC - 10 Year Standard Warranty | 0
Solis-50K-US-F-LSW-SPRT | 50kW Solis Solar Inverter, 4 - MPPT, W/Fan, 3-phase 480VAC - 10 Year Standard Warranty with integrated Sunspec transmitter | 0
Solis-66K-US-F-LSW | 66kW Solis Solar Inverter, 4 - MPPT, W/Fan, 3-phase 480VAC - 10 Year Standard Warranty | 0
Solis-ATR-6K | External auto transformer is required for residential, grid tied back-up storage – 2 year standard warranty | 0
Solis-DLS-C-5 | Solis Plugin Cellular stick, 5 year plan – 2 year standard warranty | 0
Solis-DLS-LAN | Solis Plugin LAN Stick - Compatible with entire range - 2 Year Standard Warranty | 0
SOLOBOX-D | Unirac SOLOBOX JUNCTION BOX w/ DIN RL | 15
sonnenCore 10 | sonnenCore Smart Energy Storage System - 10kWh Energy Capacity, 4.8kW sonnenInverter. sonnenCore ships standard with 2 sonnenModule4 battery modules. | 0
SPARE-107 | Outback FXR 120V AC Board | 2
SPARE-111 | Outback FXR 48V FET Board | 1
SPARE-215 | Outback GS Radian Power Supply Board Replacement | 4
SPARE-GS-COVR | Outback Replacement GS inverter cover - grey powder coat finish | 1
SPHI-B-4.9 | SimpliPHI Battery- 4.98 kWh, Wall Mountable, IP 65 with closed-looped comms | 8
SS- Foam | Solar Stack ICP AH-160 - ProPack 30 | 0
SS-8 TK10 | Solar Stack - 10 Degree Tilt Kit 8” (low and high mount) | 0
SS-Cleaner | Solar Stack GAF Cleaning Concentrate - Used to clean all roof surfaces. | 0
SS-Primer & Coating | "Solar Stack GAF Acrylic Top Coat - 5 Gallon - for metal, modified-bitumen, TPO, EPDM, PVC, Concrete roofs. Also, used as UV protection. | 0
STBB-BLACK | Outback Short Bus Bar Kit with Black insulators | 0
STBB-BLUE | Outback Short Bus Bar Kit with Blue insulators | 3
STBB-BROWN | Outback Short Bus Bar Kit with Brown insulators | 2
STBB-RED | Outback Short Bus Bar Kit with Red insulators | 18
STBB-WHITE | Outback Short Bus Bar Kit with White insulators | 10
STP310S - 20/WFB | SunTech 310W Modules | 4
STS-30 | Samlex Transfer Switch with Inverter Quick Connect 30 Amps | 3
SWDM-US-10 | SMA Speedwire Datalogging/Monitoring Card for -22 and TriPowers | 0
SWPB-US-10 | SMA Speedwire Datalogging/Monitoring Card for -10, -12 and TL-12 (End of Life) | 0
T-105 | Trojan Flooded Lead-Acid Battery. 6V 225Ah/20hr 250Ah/100hr | 0
T-ACT-0750-100 | 100 Amp Accu-CT Split-Core Current Transformer 333mV Sensor | 8
T120R0HIRH5 | HellermannTyton Heavy Duty Cable Tie, 15.2" Long, UL Rated, 120lb Tensile Strength, PA66HIRHSUV, Black, 25/pkg *DISCONTINUED* | 0
TBB-BLACK | Outback Bus Bar with Black Insulators & Mounting Screws. | 28
TBB-BLUE | Outback Bus Bar with Blue Insulators & Mounting Screws. | 2
TBB-BROWN | Outback Bus Bar with Brown Insulators & Mounting Screws. | 1
TBB-GROUND | Outback Neutral terminal bus bar with mounting screws. | 1
TBB-RED | Outback Bus Bar with Red Insulators & Mounting Screws. | 10
TBB-WHITE | Outback Bus Bar with White Insulators & Mounting Screws. | 16
TD6I72M-450 | TD6I72M-450 (Talesun 450W 144 half cell White Backsheet Siliver 30mm Frame Module) | 174
TM-FTL-010 | IronRidge 10" Fixed Tilt Leg, Mill | 25
TM-FTL-015 | IronRidge 15" Fixed Tilt Leg, Mill | 44
TM-FTL-020 | IronRidge 20" Fixed Tilt Leg, Mill | 410
TM-FTL-025 | IronRidge 25" Fixed Tilt Leg, Mill | 36
TM-FTL-030 | IronRidge 30" Fixed Tilt Leg, Mill | 99
TS4-R-O-DUO | Tigo 700W Dual Module Optimization Add-on Unit, TS4-R-O-DUO | 13
TSM-385DE09C.07(II) | TSM-385DE09C.07(II) (Trina 385W Vertex S Black / Transparent Back Sheet Black 30m... | 51
TSM-390DE09C.07(II) | TSM-390DE09C.07(II) (Trina 390W Vertex S Black / Transparent Back Sheet Black 30... | 120
TSM-395-DE15H(II) | TSM-395-DE15H(II) (Trina Tallmax Plus, Half Cell, 395W PV Modules, 35mm Clear Fra... | 0
TSM-395DE09C.07(II) | TSM-395DE09C.07(II) (Trina 395W Vertex S Black / Transparent Back Sheet Black 30m... | 1092
TSM-405-DE15M(II) Perc | TSM-405-DE15M(II) Perc (Trina Solar 405W White Backsheet Silver Frame Solar Module) | 0
UFO-CL-01-A1 | IronRidge Universal Module Clamp, Clear | 11118
UFO-CL-01-B1 | IronRidge Universal Module Clamp, Black | 4001
UFO-STP-30MM-B1 | IronRidge Stopper Sleeve, 30MM, Black | 575
UFO-STP-30MM-M1 | IronRidge Stopper Sleeve, 30MM, Mill | 1236
UFO-STP-32MM-B1 | IronRidge Stopper Sleeve, 32MM, Black | 287
UFO-STP-32MM-M1 | IronRidge Stopper Sleeve, 32MM, Mill | 777
UFO-STP-33MM-B1 | IronRidge Stopper Sleeve, 33MM, Black | 926
UFO-STP-33MM-M1 | IronRidge Stopper Sleeve, 33MM, Mill | 263
UFO-STP-35MM-B1 | IronRidge Stopper Sleeve, 35MM, Black | 4964
UFO-STP-35MM-M1 | IronRidge Stopper Sleeve, 35MM, Mill | 922
UFO-STP-38MM-B1 | IronRidge Stopper Sleeve, 38MM, Black | 560
UFO-STP-38MM-M1 | IronRidge Stopper Sleeve, 38MM, Mill | 683
UFO-STP-40MM-B1 | IronRidge Stopper Sleeve, 40MM, Black | 6566
UFO-STP-40MM-M1 | IronRidge Stopper Sleeve, 40MM, Mill | 4197
UFO-STP-46MM-B1 | IronRidge Stopper Sleeve, 46MM, Black | 593
UFO-STP-46MM-M1 | IronRidge Stopper Sleeve, 46MM, Mill | 769
UMS_KIT-10 | SMA Mounting Bracket for Core 1 - 41 Products | 7
UN1138 | Staubli PV-WZ4/AWG-SET - PV Tool Case includes tool accessories | 10
VBB125040010 | Victron Busbar 250A 4P +cover | 0
VBB160040010 | Victron Busbar 600A 4P + cover | 49
VBB160080010 | Victron Busbar 600A 8P +cover | 22
VFX2812M | Outback Mobile 2800W Output Power, 12Vdc DC Input. 125A Continous Charge. | 2
VFX3524M | Outback Mobile 3500Watt Output Power, 24VDC DC Input. 85A Continous Battery Charge | 0
VFXR2812A | Outback FXR Renewable Series Inverter/Charger 2800W, 120Vac, 12Vdc, 125 Amp charger, 60 Amp AC input | 1
VFXR3524A-01 | Outback FXR Renewable Series Inverter/Charger 3500W, 120Vac, 24Vdc, 85 Amp charger, 60 Amp AC input. Listed to UL1741-SA | 1
VFXR3648A-01 | Outback FXR Renewable Series Inverter/Charger 2500W, 120Vac , 48Vdc, 55 Amp charger, 60 Amp AC input. Listed to UL1741-SA | 1
VSUN370-120M-BB | VSUN370-120M-BB (VSun 370W 120-Cell Black Backsheet Black 30MM Frame Module) | 15
WELD 2/0-BLACK | 2/0 Black Welding Cable **PRICE PER FOOT** | 433.5
WELD 2/0-RED | 2/0 Red Welding Cable **PRICE PER FOOT** | 943
WELD 4/0 BLACK | 4/0 1C 2014/30 Welding Black **PRICE PER FOOT** | 1023
WELD 4/0-2 RED | 4/0 1C 2014/30 Welding Red **PRICE PER FOOT** | 836
WELD-2AWG-BLACK | 2 1C 624/30 WELD 600V BLACK **PRICE PER FOOT** | 670
WELD-2AWG-RED | 2 1C 651/30 WELD 600V RED **PRICE PER FOOT** | 728
WELD-4AWG-BLACK | 4 1C WELD 600 BLACK **PRICE PER FOOT** | 777
WELD-4AWG-RED | 4 1C WELD 600 RED **PRICE PER FOOT** | 1085
XR-10-084M | IronRidge XR10,Rail 84" (7 Feet) Mill Rail | 0
XR-10-168A | IronRidge XR10, 168" (14 Foot) Clear Rail | 301
XR-10-168B | IronRidge XR10, 168" (14 Foot) Black Rail | 489
XR-10-204A | IronRidge XR10, Rail 204" (17 Feet) Clear | 230
XR-10-204B | IronRidge XR10, Rail 204" (17 Feet) Black | 437
XR-10-CAP | IronRidge XR10 End Cap (10 sets) | 497
XR-100-168A | IronRidge XR100, Rail 168" (14 Feet) Clear | 856
XR-100-168B | IronRidge XR100, Rail 168" (14 Feet) Black | 225
XR-100-204A | IronRidge XR100 , 204" (17 Foot) Clear Rail | 146
XR-100-204B | IronRidge XR100, 204" (17 Foot) Black Rail | 382
XR-100-CAP | IronRidge XR 100 End Cap (10 sets) | 192
XR-1000-168A | IronRidge XR1000 , 168" (14 Foot) Clear Rail | 258
XR-1000-204A | IronRidge XR1000 , 204" (17 Foot) Clear Rail | 181
XR-1000-CAP | IronRidge XR1000 End Cap (10 sets) | 174
XR-1000-SPLC-M1 | IronRidge XR1000 Bonded Splice (Incl. Self-tapping Screws) (discontinued)) | 16
XR-LUG-03-A1 | IronRidge Grounding Lug, Low Profile | 1298
XR10-BOSS-01-M1 | IronRidge Bonded Splice, XR10 | 608
XR100-BOSS-01-M1 | IronRidge Bonded Splice, XR100 | 717
XR1000-BOSS-01-M1 | IronRidge Bonded Splice, XR1000 | 842
XVT076A03 | 7.6kW 1Ø PWRcell Inverter w/ CTs (previously APKE00014) | 2
Y3 Bus Cable - 2m - 12AWG | APSystems Y3 Trunk cable for DS3/QS1 - 2m | 1406
Y3 Bus Cable - 4m - 12AWG | APSystems Y3 Trunk cable for DS3/QS1 - 4M | 502
Y3 QT2 Bus Cable - 2M | APSystems Y3 Bus Cable for QT2 (10AWG, TC-ER , 2m, BK-RD-BU) | 28
Y3 QT2 Bus Cable - 4M | APSystems Y3 Bus Cable for QT2 (10AWG, TC-ER , 4m, BK-RD-BU) | 78
YC1000 | APSystems 1000W Three Phase Microinverter - 2 MPPT - 208/240VAC | 3
YC1000 AC End Cap | APSystems AC trunk end cap for use with APS YC1000 | 16
YC1000 AC trunk cable 2m | APSystems AC trunk cable 2m for use with APS YC1000 | 9
YC1000 AC trunk cable 4m | APSystems AC trunk cable 4m for use with APS YC1000 | 21
YC1000 Terminal Seal Cap | APSystems Terminal seal cap for use with APS YC1000 | 7
YC600-Y / DS3 warranty | APSystems YC600-Y / DS3 Additional 15 years warranty extension - total 25 years | 21
ZXM6-NH120-365/M | ZXM6-NH120-365/M (Znshine 120 Half Cell 365W Black Backsheet Black 35MM Frame Mod... | 3
ZXM6-NH120-370/M | ZXM6-NH120-370/M (Znshine 120 Half Cell MONO Perc 370W Black Backsheet Black 35MM... | 18